15-0086461 | Vegetation | Tree - fell into line | Pole-Wood | Broken, wire on ground | 2015 | Tier 3 - Extreme | Distribution Circuit | 12 | 21 | 2015-12-21 | 1367940 | Sus | N | Vegetation¦Treefellintoline¦PoleWood¦Brokenwireonground
15-0087867 | Equipment Failure/Involved | Overhead | Pole-Wood | Broken, wire on ground | 2015 | Tier 2 - Elevated | Distribution Circuit | 12 | 30 | 2015-12-30 | 1374878 | Sus | N | EquipmentFailureInvolved¦Overhead¦PoleWood¦Brokenwireonground
16-0005790 | Equipment Failure/Involved | Overhead | Other | Failed/Faulted | 2016 | Tier 3 - Extreme | Transformer only | 1 | 16 | 2016-01-16 | 1385111 | Sus | N | EquipmentFailureInvolved¦Overhead¦Other¦FailedFaulted
16-0012881 | Unknown Cause | Patrol - found nothing |  |  | 2016 | Tier 3 - Extreme | Distribution Circuit | 2 | 16 | 2016-02-16 | 1404290 | Sus | N | UnknownCause¦Patrolfoundnothing¦¦
16-0013516 | Vegetation | Tree - branch fell on line | Conductor, Overhead | Together | 2016 | Tier 3 - Extreme | Distribution Circuit | 2 | 17 | 2016-02-17 | 1406471 | Sus | N | Vegetation¦Treebranchfellonline¦ConductorOverhead¦Together
16-0013524 | Vegetation | Tree - fell into line | Conductor, Overhead | Broken, wire on ground | 2016 | Tier 3 - Extreme | Distribution Circuit | 2 | 17 | 2016-02-17 | 1406788 | Sus | N | Vegetation¦Treefellintoline¦ConductorOverhead¦Brokenwireonground
16-0013611 | Vegetation | Tree - fell into line | Conductor, Overhead | Broken, wire on ground | 2016 | Tier 3 - Extreme | Distribution Circuit | 2 | 18 | 2016-02-18 | 1407819 | Sus | N | Vegetation¦Treefellintoline¦ConductorOverhead¦Brokenwireonground
16-0013763 | 3rd Party | Vehicle | Conductor, Overhead | Normal | 2016 | Tier 3 - Extreme | Distribution Circuit | 2 | 18 | 2016-02-18 | 1408227 | Sus | N | 3rdParty¦Vehicle¦ConductorOverhead¦Normal
16-0013924 | Vegetation | Tree - fell into line | Conductor, Overhead | Broken, wire on ground | 2016 | Tier 3 - Extreme | Distribution Circuit | 2 | 18 | 2016-02-18 | 1408471 | Sus | N | Vegetation¦Treefellintoline¦ConductorOverhead¦Brokenwireonground
16-0017699 | Vegetation | Tree - branch fell on line | Fuse | Failed/Faulted | 2016 | Tier 3 - Extreme | Distribution Circuit | 3 | 5 | 2016-03-05 | 1417633 | Sus | N | Vegetation¦Treebranchfellonline¦Fuse¦FailedFaulted
16-0017925 | Vegetation | Tree - fell into line | Conductor, Overhead | Normal | 2016 | Tier 2 - Elevated | Distribution Circuit | 3 | 5 | 2016-03-05 | 1418259 | Sus | N | Vegetation¦Treefellintoline¦ConductorOverhead¦Normal
16-0018218 | Vegetation | Tree - fell into line | Fuse | Failed/Faulted | 2016 | Tier 3 - Extreme | Distribution Circuit | 3 | 5 | 2016-03-05 | 1419918 | Sus | N | Vegetation¦Treefellintoline¦Fuse¦FailedFaulted
16-0018274 | Vegetation | Tree - fell into line | Pole-Wood | Broken | 2016 | Tier 2 - Elevated | Distribution Circuit | 3 | 6 | 2016-03-06 | 1421166 | Sus | N | Vegetation¦Treefellintoline¦PoleWood¦Broken
16-0018395 | Vegetation | Tree - fell into line | Transformer | Failed/Faulted | 2016 | Tier 2 - Elevated | Transformer only | 3 | 6 | 2016-03-06 | 1421538 | Sus | N | Vegetation¦Treefellintoline¦Transformer¦FailedFaulted
16-0018973 | Vegetation | Tree - fell into line | Conductor, Overhead | Broken, wire on ground | 2016 | Tier 2 - Elevated | Distribution Circuit | 3 | 7 | 2016-03-07 | 1424177 | Sus | N | Vegetation¦Treefellintoline¦ConductorOverhead¦Brokenwireonground
16-0020687 | Equipment Failure/Involved | Overhead | Transformer | Failed/Faulted | 2016 | Tier 2 - Elevated | Transformer only | 3 | 11 | 2016-03-11 | 1428811 | Sus | N | EquipmentFailureInvolved¦Overhead¦Transformer¦FailedFaulted
16-0023659 | Vegetation | Tree - bark fell into line | Fuse | Failed/Faulted | 2016 | Tier 3 - Extreme | Distribution Circuit | 3 | 24 | 2016-03-24 | 1437304 | Sus | N | Vegetation¦Treebarkfellintoline¦Fuse¦FailedFaulted
16-0027612 | Vegetation | Tree - fell into line | Conductor, Overhead | Broken, wire on ground | 2016 | Tier 3 - Extreme | Distribution Circuit | 4 | 10 | 2016-04-10 | 1448335 | Sus | N | Vegetation¦Treefellintoline¦ConductorOverhead¦Brokenwireonground
16-0029010 | Equipment Failure/Involved | Overhead | Jumper | Broken | 2016 | Tier 2 - Elevated | Transformer only | 4 | 15 | 2016-04-15 | 1451469 | Sus | N | EquipmentFailureInvolved¦Overhead¦Jumper¦Broken
16-0031513 | Vegetation | Tree - fell into line | Pole-Wood | Broken | 2016 | Tier 2 - Elevated | Distribution Circuit | 4 | 25 | 2016-04-25 | 1458890 | Sus | N | Vegetation¦Treefellintoline¦PoleWood¦Broken
16-0032475 | Environmental/External | Lightning | Other | Failed/Faulted | 2016 | Tier 2 - Elevated | Transformer only | 4 | 28 | 2016-04-28 | 1461032 | Sus | N | EnvironmentalExternal¦Lightning¦Other¦FailedFaulted
16-0039669 | Equipment Failure/Involved | Overhead | Transformer | Failed/Faulted | 2016 | Tier 2 - Elevated | Transformer only | 5 | 30 | 2016-05-30 | 1479045 | Sus | Y | EquipmentFailureInvolved¦Overhead¦Transformer¦FailedFaulted
16-0043765 | Equipment Failure/Involved | Overhead | Pole-Wood | Burned/flashed | 2016 | Tier 2 - Elevated | Distribution Circuit | 6 | 16 | 2016-06-16 | 1490095 | Sus | Y | EquipmentFailureInvolved¦Overhead¦PoleWood¦Burnedflashed
16-0046059 | Equipment Failure/Involved | Overhead | Transformer | Failed/Faulted | 2016 | Tier 3 - Extreme | Transformer only | 6 | 27 | 2016-06-27 | 1496695 | Sus | Y | EquipmentFailureInvolved¦Overhead¦Transformer¦FailedFaulted
16-0046845 | Equipment Failure/Involved | Overhead | Transformer | Failed/Faulted | 2016 | Tier 3 - Extreme | Transformer only | 6 | 30 | 2016-06-30 | 1498785 | Sus | Y | EquipmentFailureInvolved¦Overhead¦Transformer¦FailedFaulted
16-0048061 | Animal | Squirrel | Fuse | Normal | 2016 | Tier 3 - Extreme | Distribution Circuit | 7 | 6 | 2016-07-06 | 1501661 | Sus | Y | Animal¦Squirrel¦Fuse¦Normal
16-0050413 | Equipment Failure/Involved | Overhead | Other | Failed/Faulted | 2016 | Tier 3 - Extreme | Transformer only | 7 | 16 | 2016-07-16 | 1511296 | Sus | Y | EquipmentFailureInvolved¦Overhead¦Other¦FailedFaulted
16-0052472 | Equipment Failure/Involved | Electrical Overload | Transformer | Deteriorated | 2016 | Tier 2 - Elevated | Transformer only | 7 | 26 | 2016-07-26 | 1516042 | Sus | Y | EquipmentFailureInvolved¦ElectricalOverload¦Transformer¦Deteriorated
16-0056757 | Equipment Failure/Involved | Overhead | Transformer (OH) | Failed/Faulted | 2016 | Tier 2 - Elevated | Transformer only | 8 | 11 | 2016-08-11 | 1525073 | Sus | Y | EquipmentFailureInvolved¦Overhead¦Transformer(OH)¦FailedFaulted
16-0057078 | Animal | Bird found | Fuse | Normal | 2016 | Tier 2 - Elevated | Distribution Circuit | 8 | 13 | 2016-08-13 | 1525680 | Sus | Y | Animal¦Birdfound¦Fuse¦Normal
16-0058221 | Unknown Cause | Patrol - found nothing |  |  | 2016 | Tier 2 - Elevated | Distribution Circuit | 8 | 18 | 2016-08-18 | 1528416 | Sus | Y | UnknownCause¦Patrolfoundnothing¦¦
16-0065218 | Vegetation | Tree - fell into line | Conductor, Overhead | Normal | 2016 | Tier 3 - Extreme | Distribution Circuit | 9 | 16 | 2016-09-16 | 1542828 | Sus | Y | Vegetation¦Treefellintoline¦ConductorOverhead¦Normal
16-0071253 | 3rd Party | Gun Shot | Conductor, Overhead | Broken, wire on ground | 2016 | Tier 3 - Extreme | Transmission line | 10 | 11 | 2016-10-11 | 1556711 | Sus | Y | 3rdParty¦GunShot¦ConductorOverhead¦Brokenwireonground
16-0072964 | Equipment Failure/Involved | Overhead | Transformer (OH) | Broken | 2016 | Tier 3 - Extreme | Distribution Circuit | 10 | 16 | 2016-10-16 | 1563155 | Sus | Y | EquipmentFailureInvolved¦Overhead¦Transformer(OH)¦Broken
16-0073403 | Vegetation | Tree - fell into line | Secondary | Normal | 2016 | Tier 2 - Elevated | Transformer only | 10 | 17 | 2016-10-17 | 1564863 | Sus | Y | Vegetation¦Treefellintoline¦Secondary¦Normal
16-0079893 | 3rd Party | Other | Conductor, Overhead | Together | 2016 | Tier 2 - Elevated | Distribution Circuit | 11 | 15 | 2016-11-15 | 1581508 | Sus | Y | 3rdParty¦Other¦ConductorOverhead¦Together
16-0082488 | Equipment Failure/Involved | Overhead | Crossarm, Wood | Burned/flashed | 2016 | Tier 2 - Elevated | Distribution Circuit | 11 | 27 | 2016-11-27 | 1590011 | Sus | Y | EquipmentFailureInvolved¦Overhead¦CrossarmWood¦Burnedflashed
16-0084033 | Animal | Bird found | Conductor, Overhead | Broken, wire on ground | 2016 | Tier 2 - Elevated | Distribution Circuit | 12 | 6 | 2016-12-06 | 1595208 | Sus | N | Animal¦Birdfound¦ConductorOverhead¦Brokenwireonground
16-0084934 | Vegetation | Tree - fell into line | Conductor, Overhead | Broken, wire on ground | 2016 | Tier 2 - Elevated | Distribution Circuit | 12 | 10 | 2016-12-10 | 1598423 | Sus | N | Vegetation¦Treefellintoline¦ConductorOverhead¦Brokenwireonground
16-0085792 | Vegetation | Tree - fell into line | Conductor, Overhead | Normal | 2016 | Tier 3 - Extreme | Distribution Circuit | 12 | 15 | 2016-12-15 | 1603216 | Sus | N | Vegetation¦Treefellintoline¦ConductorOverhead¦Normal
16-0086379 | Unknown Cause | Patrol - found nothing |  |  | 2016 | Tier 3 - Extreme | Distribution Circuit | 12 | 19 | 2016-12-19 | 1606781 | Sus | N | UnknownCause¦Patrolfoundnothing¦¦
17-0003333 | Vegetation | Tree - branch fell on line | Conductor, Overhead | Broken, wire on ground | 2017 | Tier 3 - Extreme | Distribution Circuit | 1 | 3 | 2017-01-03 | 1616948 | Sus | N | Vegetation¦Treebranchfellonline¦ConductorOverhead¦Brokenwireonground
17-0005176 | Vegetation | Tree - branch fell on line | Conductor, Overhead | Broken, wire on ground | 2017 | Tier 3 - Extreme | Distribution Circuit | 1 | 8 | 2017-01-08 | 1623105 | Sus | N | Vegetation¦Treebranchfellonline¦ConductorOverhead¦Brokenwireonground
17-0005441 | Vegetation | Tree - branch fell on line | Fuse | Failed/Faulted | 2017 | Tier 2 - Elevated | Distribution Circuit | 1 | 8 | 2017-01-08 | 1626093 | Sus | N | Vegetation¦Treebranchfellonline¦Fuse¦FailedFaulted
17-0005862 | Equipment Failure/Involved | Overhead | Conductor, Overhead | Broken | 2017 | Tier 2 - Elevated | Distribution Circuit | 1 | 8 | 2017-01-08 | 1625703 | Sus | N | EquipmentFailureInvolved¦Overhead¦ConductorOverhead¦Broken
17-0006291 | Vegetation | Tree - fell into line | Conductor, Overhead | Normal | 2017 | Tier 3 - Extreme | Distribution Circuit | 1 | 8 | 2017-01-08 | 1626665 | Sus | N | Vegetation¦Treefellintoline¦ConductorOverhead¦Normal
17-0006627 | Vegetation | Tree - branch fell on line | Conductor, Overhead | Normal | 2017 | Tier 3 - Extreme | Distribution Circuit | 1 | 10 | 2017-01-10 | 1633267 | Sus | N | Vegetation¦Treebranchfellonline¦ConductorOverhead¦Normal
17-0007563 | Vegetation | Tree - fell into line | Pole-Wood | Broken, wire on ground | 2017 | Tier 3 - Extreme | Distribution Circuit | 1 | 10 | 2017-01-10 | 1635050 | Sus | N | Vegetation¦Treefellintoline¦PoleWood¦Brokenwireonground
17-0007608 | Vegetation | Tree - fell into line | Conductor, Overhead | Broken, wire on ground | 2017 | Tier 3 - Extreme | Distribution Circuit | 1 | 10 | 2017-01-10 | 1634493 | Sus | N | Vegetation¦Treefellintoline¦ConductorOverhead¦Brokenwireonground
17-0007794 | Vegetation | Tree - fell into line | Pole-Wood | Broken, wire on ground | 2017 | Tier 3 - Extreme | Distribution Circuit | 1 | 10 | 2017-01-10 | 1636661 | Sus | N | Vegetation¦Treefellintoline¦PoleWood¦Brokenwireonground
17-0007926 | Unknown Cause | Patrol - found nothing |  |  | 2017 | Tier 2 - Elevated | Distribution Circuit | 1 | 10 | 2017-01-10 | 1637994 | Sus | N | UnknownCause¦Patrolfoundnothing¦¦
17-0008687 | Vegetation | Tree - fell into line | Conductor, Overhead | Normal | 2017 | Tier 2 - Elevated | Distribution Circuit | 1 | 13 | 2017-01-13 | 1642313 | Sus | N | Vegetation¦Treefellintoline¦ConductorOverhead¦Normal
17-0009092 | Vegetation | Tree - fell into line | Transformer | Broken, wire on ground | 2017 | Tier 3 - Extreme | Transformer only | 1 | 14 | 2017-01-14 | 1643083 | Sus | N | Vegetation¦Treefellintoline¦Transformer¦Brokenwireonground
17-0010154 | Vegetation | Tree - fell into line | Pole-Wood | Broken, wire on ground | 2017 | Tier 2 - Elevated | Distribution Circuit | 1 | 18 | 2017-01-18 | 1646817 | Sus | N | Vegetation¦Treefellintoline¦PoleWood¦Brokenwireonground
17-0010583 | Unknown Cause | Patrol - found nothing |  |  | 2017 | Tier 2 - Elevated | Distribution Circuit | 1 | 18 | 2017-01-18 | 1649147 | Sus | N | UnknownCause¦Patrolfoundnothing¦¦
17-0010912 | Equipment Failure/Involved | Overhead | Jumper | Broken | 2017 | Tier 3 - Extreme | Distribution Circuit | 1 | 19 | 2017-01-19 | 1650151 | Sus | N | EquipmentFailureInvolved¦Overhead¦Jumper¦Broken
17-0012062 | Vegetation | Tree - fell into line | Service conductor | Broken | 2017 | Tier 2 - Elevated | Transformer only | 1 | 21 | 2017-01-21 | 1656677 | Sus | N | Vegetation¦Treefellintoline¦Serviceconductor¦Broken
17-0018831 | Vegetation | Tree - fell into line | Conductor, Overhead | Together | 2017 | Tier 3 - Extreme | Distribution Circuit | 2 | 7 | 2017-02-07 | 1681239 | Sus | N | Vegetation¦Treefellintoline¦ConductorOverhead¦Together
17-0020972 | Equipment Failure/Involved | Overhead | Connector or Splice (OH) | Burned/flashed | 2017 | Tier 2 - Elevated | Distribution Circuit | 2 | 14 | 2017-02-14 | 1688320 | Sus | N | EquipmentFailureInvolved¦Overhead¦ConnectororSplice(OH)¦Burnedflashed
17-0021716 | Vegetation | Tree - branch fell on line | Conductor, Overhead | Normal | 2017 | Tier 2 - Elevated | Distribution Circuit | 2 | 16 | 2017-02-16 | 1690207 | Sus | N | Vegetation¦Treebranchfellonline¦ConductorOverhead¦Normal
17-0023866 | Vegetation | Tree - fell into line | Pole-Wood | Broken, wire on ground | 2017 | Tier 2 - Elevated | Distribution Circuit | 2 | 20 | 2017-02-20 | 1703616 | Sus | N | Vegetation¦Treefellintoline¦PoleWood¦Brokenwireonground
17-0025554 | Vegetation | Tree - branch fell on line | Conductor, Overhead | Broken, wire on ground | 2017 | Tier 3 - Extreme | Transformer only | 2 | 22 | 2017-02-22 | 1710434 | Sus | N | Vegetation¦Treebranchfellonline¦ConductorOverhead¦Brokenwireonground
17-0032088 | Vegetation | Tree - fell into line | Pole-Wood | Broken, wire on ground | 2017 | Tier 2 - Elevated | Distribution Circuit | 3 | 20 | 2017-03-20 | 1731077 | Sus | N | Vegetation¦Treefellintoline¦PoleWood¦Brokenwireonground
17-0038186 | Environmental/External | Lightning | Transformer | Failed/Faulted | 2017 | Tier 2 - Elevated | Transformer only | 4 | 7 | 2017-04-07 | 1752043 | Sus | N | EnvironmentalExternal¦Lightning¦Transformer¦FailedFaulted
17-0039744 | Vegetation | Tree - fell into line | Pole-Wood | Broken, wire on ground | 2017 | Tier 3 - Extreme | Distribution Circuit | 4 | 12 | 2017-04-12 | 1756543 | Sus | N | Vegetation¦Treefellintoline¦PoleWood¦Brokenwireonground
17-0047300 | Equipment Failure/Involved | Overhead | Secondary | Deteriorated | 2017 | Tier 2 - Elevated | Transformer only | 5 | 11 | 2017-05-11 | 1780137 | Sus | Y | EquipmentFailureInvolved¦Overhead¦Secondary¦Deteriorated
17-0057000 | Equipment Failure/Involved | Overhead | Transformer | Failed/Faulted | 2017 | Tier 2 - Elevated | Transformer only | 6 | 20 | 2017-06-20 | 1812415 | Sus | Y | EquipmentFailureInvolved¦Overhead¦Transformer¦FailedFaulted
17-0059855 | Unknown Cause | Patrol - found nothing |  |  | 2017 | Tier 2 - Elevated | Distribution Circuit | 6 | 30 | 2017-06-30 | 1821425 | Sus | Y | UnknownCause¦Patrolfoundnothing¦¦
17-0063697 | Equipment Failure/Involved | Underground | Transformer (UG) | Failed/Faulted | 2017 | Tier 2 - Elevated | Distribution Circuit | 7 | 18 | 2017-07-18 | 1835269 | Sus | Y | EquipmentFailureInvolved¦Underground¦Transformer(UG)¦FailedFaulted
17-0066139 | Equipment Failure/Involved | Overhead | Jumper | Burned Open | 2017 | Tier 2 - Elevated | Distribution Circuit | 7 | 27 | 2017-07-27 | 1841266 | Sus | Y | EquipmentFailureInvolved¦Overhead¦Jumper¦BurnedOpen
17-0068574 | Unknown Cause | Patrol - found nothing |  |  | 2017 | Tier 3 - Extreme | Distribution Circuit | 8 | 7 | 2017-08-07 | 1847962 | Sus | Y | UnknownCause¦Patrolfoundnothing¦¦
17-0070063 | 3rd Party | Vehicle | Pole-Wood | Broken | 2017 | Tier 3 - Extreme | Distribution Circuit | 8 | 14 | 2017-08-14 | 1851948 | Sus | Y | 3rdParty¦Vehicle¦PoleWood¦Broken
17-0075772 | Vegetation | Tree - fell into line | Conductor, Overhead | Broken, wire on ground | 2017 | Tier 3 - Extreme | Distribution Circuit | 9 | 4 | 2017-09-04 | 1869570 | Sus | Y | Vegetation¦Treefellintoline¦ConductorOverhead¦Brokenwireonground
17-0077820 | Environmental/External | Lightning | Conductor, Overhead | Normal | 2017 | Tier 2 - Elevated | Distribution Circuit | 9 | 11 | 2017-09-11 | 1875784 | Sus | Y | EnvironmentalExternal¦Lightning¦ConductorOverhead¦Normal
17-0081617 | Equipment Failure/Involved | Overhead | Transformer (OH) | Failed/Faulted | 2017 | Tier 3 - Extreme | Transformer only | 9 | 25 | 2017-09-25 | 1885743 | Sus | Y | EquipmentFailureInvolved¦Overhead¦Transformer(OH)¦FailedFaulted
17-0082913 | Vegetation | Tree - branch fell on line | Conductor, Overhead | Broken, wire on ground | 2017 | Tier 3 - Extreme | Transformer only | 9 | 29 | 2017-09-29 | 1888156 | Sus | Y | Vegetation¦Treebranchfellonline¦ConductorOverhead¦Brokenwireonground
17-0085287 | Equipment Failure/Involved | Overhead | Pole-Wood | Broken | 2017 | Tier 3 - Extreme | Distribution Circuit | 10 | 8 | 2017-10-08 | 1894495 | Sus | Y | EquipmentFailureInvolved¦Overhead¦PoleWood¦Broken
17-0086849 | Environmental/External | Fire, Forest/Grass | Pole-Wood | Broken, wire on ground | 2017 | Tier 2 - Elevated | Distribution Circuit | 10 | 8 | 2017-10-08 | 1899536 | Sus | Y | EnvironmentalExternal¦FireForestGrass¦PoleWood¦Brokenwireonground
17-0097201 | Vegetation | Tree - branch fell on line | Conductor, Overhead | Broken, wire on ground | 2017 | Tier 3 - Extreme | Distribution Circuit | 11 | 22 | 2017-11-22 | 1928124 | Sus | Y | Vegetation¦Treebranchfellonline¦ConductorOverhead¦Brokenwireonground
17-0101581 | Unknown Cause | Patrol - found nothing |  |  | 2017 | Tier 2 - Elevated | Distribution Circuit | 12 | 14 | 2017-12-14 | 1942613 | Sus | N | UnknownCause¦Patrolfoundnothing¦¦
17-0102586 | 3rd Party | Vehicle | Pole-Wood | Broken, wire on ground | 2017 | Tier 2 - Elevated | Distribution Circuit | 12 | 19 | 2017-12-19 | 1947919 | Sus | N | 3rdParty¦Vehicle¦PoleWood¦Brokenwireonground
17-0103070 | Equipment Failure/Involved | Overhead | Transformer | Failed/Faulted | 2017 | Tier 2 - Elevated | Transformer only | 12 | 22 | 2017-12-22 | 1950372 | Sus | N | EquipmentFailureInvolved¦Overhead¦Transformer¦FailedFaulted
18-0008697 | Vegetation | Tree - fell into line | Conductor, Overhead | Broken, wire on ground | 2018 | Tier 2 - Elevated | Distribution Circuit | 1 | 24 | 2018-01-24 | 13405 | Sus | N | Vegetation¦Treefellintoline¦ConductorOverhead¦Brokenwireonground
18-0013090 | Equipment Failure/Involved | Overhead | Conductor, Overhead | Broken | 2018 | Tier 3 - Extreme | Distribution Circuit | 2 | 10 | 2018-02-10 | 22286 | Sus | N | EquipmentFailureInvolved¦Overhead¦ConductorOverhead¦Broken
18-0019289 | Unknown Cause | Patrol - found nothing |  |  | 2018 | Tier 3 - Extreme | Distribution Circuit | 3 | 2 | 2018-03-02 | 36760 | Sus | N | UnknownCause¦Patrolfoundnothing¦¦
18-0022496 | Unknown Cause | Patrol - not conducted |  |  | 2018 | Tier 2 - Elevated | Distribution Circuit | 3 | 13 | 2018-03-13 | 43677 | Sus | N | UnknownCause¦Patrolnotconducted¦¦
18-0023864 | Equipment Failure/Involved | Overhead | Conductor, Overhead | Broken, wire on ground | 2018 | Tier 3 - Extreme | Distribution Circuit | 3 | 17 | 2018-03-17 | 46867 | Sus | N | EquipmentFailureInvolved¦Overhead¦ConductorOverhead¦Brokenwireonground
18-0025155 | Vegetation | Tree - fell into line | Conductor, Overhead | Broken | 2018 | Tier 2 - Elevated | Transformer only | 3 | 21 | 2018-03-21 | 49634 | Sus | N | Vegetation¦Treefellintoline¦ConductorOverhead¦Broken
18-0025582 | Equipment Failure/Involved | Overhead |  | Broken | 2018 | Tier 2 - Elevated | Transformer only | 3 | 22 | 2018-03-22 | 50683 | Sus | N | EquipmentFailureInvolved¦Overhead¦¦Broken
18-0025806 | Environmental/External | Lightning | Transformer (OH) | Failed/Faulted | 2018 | Tier 2 - Elevated | Distribution Circuit | 3 | 22 | 2018-03-22 | 50822 | Sus | N | EnvironmentalExternal¦Lightning¦Transformer(OH)¦FailedFaulted
18-0026228 | 3rd Party | Vehicle | Conductor, Overhead | Contaminated | 2018 | Tier 2 - Elevated | Distribution Circuit | 3 | 23 | 2018-03-23 | 52392 | Sus | N | 3rdParty¦Vehicle¦ConductorOverhead¦Contaminated
18-0026228 | 3rd Party | Vehicle | Conductor, Overhead | Contaminated | 2018 | Tier 2 - Elevated | Distribution Circuit | 3 | 23 | 2018-03-23 | 52392 | Sus | N | 3rdParty¦Vehicle¦ConductorOverhead¦Contaminated
18-0031386 | Vegetation | Tree - fell into line | Fuse | Failed/Faulted | 2018 | Tier 2 - Elevated | Distribution Circuit | 4 | 11 | 2018-04-11 | 64757 | Sus | N | Vegetation¦Treefellintoline¦Fuse¦FailedFaulted
18-0031801 | Equipment Failure/Involved | Overhead | Pole-Wood | Broken | 2018 | Tier 2 - Elevated | Distribution Circuit | 4 | 12 | 2018-04-12 | 65721 | Sus | N | EquipmentFailureInvolved¦Overhead¦PoleWood¦Broken
18-0033669 | Equipment Failure/Involved | Underground | Conductor, Underground | Broken | 2018 | Tier 2 - Elevated | Distribution Circuit | 4 | 19 | 2018-04-19 | 70008 | Sus | N | EquipmentFailureInvolved¦Underground¦ConductorUnderground¦Broken
18-0035157 | Vegetation | Tree - fell into line | Conductor, Overhead | Normal | 2018 | Tier 2 - Elevated | Distribution Circuit | 4 | 24 | 2018-04-24 | 73117 | Sus | N | Vegetation¦Treefellintoline¦ConductorOverhead¦Normal
18-0036603 | 3rd Party | Vehicle | Pole-Wood | Broken | 2018 | Tier 3 - Extreme | Distribution Circuit | 4 | 29 | 2018-04-29 | 76326 | Sus | N | 3rdParty¦Vehicle¦PoleWood¦Broken
18-0039431 | Unknown Cause | Patrol - not conducted |  |  | 2018 | Tier 2 - Elevated | Distribution Circuit | 5 | 9 | 2018-05-09 | 82052 | Sus | Y | UnknownCause¦Patrolnotconducted¦¦
18-0040531 | Animal | Squirrel | Transformer | Failed/Faulted | 2018 | Tier 3 - Extreme | Transformer only | 5 | 12 | 2018-05-12 | 84837 | Sus | Y | Animal¦Squirrel¦Transformer¦FailedFaulted
18-0041668 | 3rd Party | Vehicle | Pole-Wood | Broken, wire on ground | 2018 | Tier 2 - Elevated | Distribution Circuit | 5 | 16 | 2018-05-16 | 87504 | Sus | Y | 3rdParty¦Vehicle¦PoleWood¦Brokenwireonground
18-0048558 | Unknown Cause | Patrol - found nothing |  |  | 2018 | Tier 2 - Elevated | Distribution Circuit | 6 | 7 | 2018-06-07 | 103784 | Sus | Y | UnknownCause¦Patrolfoundnothing¦¦
18-0052111 | Vegetation | Tree - fell into line | Conductor, Overhead | Broken, wire on ground | 2018 | Tier 2 - Elevated | Distribution Circuit | 6 | 19 | 2018-06-19 | 112427 | Sus | Y | Vegetation¦Treefellintoline¦ConductorOverhead¦Brokenwireonground
18-0054027 | Equipment Failure/Involved | Overhead | Transformer (OH) | Failed/Faulted | 2018 | Tier 3 - Extreme | Transformer only | 6 | 24 | 2018-06-24 | 116956 | Sus | Y | EquipmentFailureInvolved¦Overhead¦Transformer(OH)¦FailedFaulted
18-0055564 | Vegetation | Tree - branch fell on line | Fuse | Failed/Faulted | 2018 | Tier 3 - Extreme | Distribution Circuit | 6 | 28 | 2018-06-28 | 120506 | Sus | Y | Vegetation¦Treebranchfellonline¦Fuse¦FailedFaulted
18-0060569 | Animal | Bird found | Conductor, Overhead | Normal | 2018 | Tier 2 - Elevated | Distribution Circuit | 7 | 17 | 2018-07-17 | 133707 | Sus | Y | Animal¦Birdfound¦ConductorOverhead¦Normal
18-0061899 | Unknown Cause | Patrol - not conducted |  |  | 2018 | Tier 2 - Elevated | Distribution Circuit | 7 | 20 | 2018-07-20 | 136332 | Sus | Y | UnknownCause¦Patrolnotconducted¦¦
18-0064636 | Environmental/External | Fire, Forest/Grass | Conductor, Overhead | Normal | 2018 | Tier 2 - Elevated | Transmission line | 7 | 28 | 2018-07-28 | 142764 | Sus | Y | EnvironmentalExternal¦FireForestGrass¦ConductorOverhead¦Normal
18-0066488 | Environmental/External | Fire, Forest/Grass | Pole-Wood | Burned/flashed | 2018 | Tier 3 - Extreme | Distribution Circuit | 8 | 3 | 2018-08-03 | 148197 | Sus | Y | EnvironmentalExternal¦FireForestGrass¦PoleWood¦Burnedflashed
18-0075974 | Unknown Cause | Patrol - found nothing |  |  | 2018 | Tier 2 - Elevated | Distribution Circuit | 9 | 3 | 2018-09-03 | 167415 | Sus | Y | UnknownCause¦Patrolfoundnothing¦¦
18-0078620 | Animal | Squirrel | Bushing | Burned/flashed | 2018 | Tier 3 - Extreme | Distribution Circuit | 9 | 11 | 2018-09-11 | 172440 | Sus | Y | Animal¦Squirrel¦Bushing¦Burnedflashed
18-0078784 | 3rd Party | Other | Transformer | Broken | 2018 | Tier 2 - Elevated | Transformer only | 9 | 11 | 2018-09-11 | 172725 | Sus | Y | 3rdParty¦Other¦Transformer¦Broken
18-0083043 | Unknown Cause | Patrol - found nothing |  |  | 2018 | Tier 2 - Elevated | Distribution Circuit | 9 | 25 | 2018-09-25 | 180731 | Sus | Y | UnknownCause¦Patrolfoundnothing¦¦
18-0086418 | Unknown Cause | Patrol - found nothing |  |  | 2018 | Tier 2 - Elevated | Distribution Circuit | 10 | 3 | 2018-10-03 | 187384 | Sus | Y | UnknownCause¦Patrolfoundnothing¦¦
18-0086776 | Equipment Failure/Involved | Overhead | Cutout, fuse holder | Broken | 2018 | Tier 2 - Elevated | Transformer only | 10 | 4 | 2018-10-04 | 188290 | Sus | Y | EquipmentFailureInvolved¦Overhead¦Cutoutfuseholder¦Broken
18-0087589 | Unknown Cause | Patrol - found nothing |  |  | 2018 | Tier 2 - Elevated | Distribution Circuit | 10 | 6 | 2018-10-06 | 189525 | Sus | Y | UnknownCause¦Patrolfoundnothing¦¦
18-0091411 | Unknown Cause | Patrol - found nothing |  |  | 2018 | Tier 2 - Elevated | Distribution Circuit | 10 | 17 | 2018-10-17 | 197512 | Sus | Y | UnknownCause¦Patrolfoundnothing¦¦
18-0093797 | 3rd Party | Vehicle | Transformer (UG) | On Ground | 2018 | Tier 2 - Elevated | Distribution Circuit | 10 | 24 | 2018-10-24 | 201594 | Sus | Y | 3rdParty¦Vehicle¦Transformer(UG)¦OnGround
18-0097244 | Unknown Cause | Patrol - found nothing |  |  | 2018 | Tier 2 - Elevated | Distribution Circuit | 11 | 5 | 2018-11-05 | 209437 | Sus | Y | UnknownCause¦Patrolfoundnothing¦¦
18-0098087 | Environmental/External | Fire, Forest/Grass | Pole-Wood | Burned/flashed | 2018 | Tier 3 - Extreme | Distribution Circuit | 11 | 8 | 2018-11-08 | 211158 | Sus | Y | EnvironmentalExternal¦FireForestGrass¦PoleWood¦Burnedflashed
18-0100818 | Environmental/External | Fire, Forest/Grass | Pole-Wood | Burned/flashed | 2018 | Tier 3 - Extreme | Distribution Circuit | 11 | 8 | 2018-11-08 | 217829 | Sus | Y | EnvironmentalExternal¦FireForestGrass¦PoleWood¦Burnedflashed
18-0110617 | Equipment Failure/Involved | Overhead | Connector or Splice (OH) | Broken, wire on ground | 2018 | Tier 2 - Elevated | Distribution Circuit | 12 | 25 | 2018-12-25 | 246879 | Sus | N | EquipmentFailureInvolved¦Overhead¦ConnectororSplice(OH)¦Brokenwireonground
18-0110705 | Unknown Cause | Patrol - found nothing |  |  | 2018 | Tier 2 - Elevated | Distribution Circuit | 12 | 26 | 2018-12-26 | 247290 | Sus | N | UnknownCause¦Patrolfoundnothing¦¦
18-0110878 | Equipment Failure/Involved | Overhead | Conductor, Overhead | Broken, wire on ground | 2018 | Tier 2 - Elevated | Distribution Circuit | 12 | 27 | 2018-12-27 | 248468 | Sus | N | EquipmentFailureInvolved¦Overhead¦ConductorOverhead¦Brokenwireonground
18-0111087 | Vegetation | Other ground vegetation | Pothead(Riser Termination) | Burned/flashed | 2018 | Tier 2 - Elevated | Distribution Circuit | 12 | 29 | 2018-12-29 | 249520 | Sus | N | Vegetation¦Othergroundvegetation¦Pothead(RiserTermination)¦Burnedflashed
19-0005197 | Vegetation | Tree - fell into line | Conductor, Overhead | Together | 2019 | Tier 3 - Extreme | Distribution Circuit | 1 | 6 | 2019-01-06 | 255479 | Sus | N | Vegetation¦Treefellintoline¦ConductorOverhead¦Together
19-0009561 | Vegetation | Tree - fell into line | Conductor, Overhead | Together | 2019 | Tier 2 - Elevated | Distribution Circuit | 1 | 16 | 2019-01-16 | 266796 | Sus | N | Vegetation¦Treefellintoline¦ConductorOverhead¦Together
19-0010079 | Vegetation | Tree - fell into line | Conductor, Overhead | Broken, wire on ground | 2019 | Tier 2 - Elevated | Distribution Circuit | 1 | 16 | 2019-01-16 | 269163 | Sus | N | Vegetation¦Treefellintoline¦ConductorOverhead¦Brokenwireonground
19-0010504 | Vegetation | Tree - branch fell on line | Transformer | Broken, wire on ground | 2019 | Tier 3 - Extreme | Transformer only | 1 | 16 | 2019-01-16 | 271900 | Sus | N | Vegetation¦Treebranchfellonline¦Transformer¦Brokenwireonground
19-0017562 | Unknown Cause | Patrol - found nothing |  |  | 2019 | Tier 2 - Elevated | Distribution Circuit | 2 | 2 | 2019-02-02 | 288184 | Sus | N | UnknownCause¦Patrolfoundnothing¦¦
19-0018008 | Vegetation | Tree - fell into line | Conductor, Overhead | Broken, wire on ground | 2019 | Tier 2 - Elevated | Distribution Circuit | 2 | 4 | 2019-02-04 | 290256 | Sus | N | Vegetation¦Treefellintoline¦ConductorOverhead¦Brokenwireonground
19-0019135 | Vegetation | Tree - fell into line | Conductor, Overhead | Normal | 2019 | Tier 3 - Extreme | Distribution Circuit | 2 | 5 | 2019-02-05 | 294238 | Sus | N | Vegetation¦Treefellintoline¦ConductorOverhead¦Normal
19-0019354 | Vegetation | Tree - fell into line | Crossarm, Wood | Broken | 2019 | Tier 3 - Extreme | Distribution Circuit | 2 | 5 | 2019-02-05 | 294742 | Sus | N | Vegetation¦Treefellintoline¦CrossarmWood¦Broken
19-0020658 | Vegetation | Tree - fell into line | Conductor, Overhead | Broken, wire on ground | 2019 | Tier 2 - Elevated | Distribution Circuit | 2 | 10 | 2019-02-10 | 297850 | Sus | N | Vegetation¦Treefellintoline¦ConductorOverhead¦Brokenwireonground
19-0024284 | Unknown Cause | Patrol - found nothing |  |  | 2019 | Tier 2 - Elevated | Distribution Circuit | 2 | 13 | 2019-02-13 | 312984 | Sus | N | UnknownCause¦Patrolfoundnothing¦¦
19-0024604 | Animal | Squirrel | Transformer (OH) | Normal | 2019 | Tier 2 - Elevated | Distribution Circuit | 2 | 16 | 2019-02-16 | 314458 | Sus | N | Animal¦Squirrel¦Transformer(OH)¦Normal
19-0024700 | Vegetation | Tree - fell into line | Conductor, Overhead | Broken, wire on ground | 2019 | Tier 2 - Elevated | Distribution Circuit | 2 | 12 | 2019-02-12 | 314876 | Sus | N | Vegetation¦Treefellintoline¦ConductorOverhead¦Brokenwireonground
19-0025117 | Vegetation | Tree - fell into line | Conductor, Overhead | Broken, wire on ground | 2019 | Tier 3 - Extreme | Distribution Circuit | 2 | 17 | 2019-02-17 | 315576 | Sus | N | Vegetation¦Treefellintoline¦ConductorOverhead¦Brokenwireonground
19-0025301 | Vegetation | Tree - fell into line | Conductor, Overhead | Normal | 2019 | Tier 2 - Elevated | Distribution Circuit | 2 | 13 | 2019-02-13 | 316679 | Sus | N | Vegetation¦Treefellintoline¦ConductorOverhead¦Normal
19-0025689 | Vegetation | Tree - fell into line | Conductor, Overhead | Normal | 2019 | Tier 3 - Extreme | Distribution Circuit | 2 | 18 | 2019-02-18 | 317958 | Sus | N | Vegetation¦Treefellintoline¦ConductorOverhead¦Normal
19-0028045 | Vegetation | Tree - fell into line | Conductor, Overhead | Broken, wire on ground | 2019 | Tier 3 - Extreme | Distribution Circuit | 2 | 25 | 2019-02-25 | 323590 | Sus | N | Vegetation¦Treefellintoline¦ConductorOverhead¦Brokenwireonground
19-0028877 | Vegetation | Tree - fell into line | Conductor, Overhead | Broken, wire on ground | 2019 | Tier 2 - Elevated | Distribution Circuit | 2 | 27 | 2019-02-27 | 326086 | Sus | N | Vegetation¦Treefellintoline¦ConductorOverhead¦Brokenwireonground
19-0032297 | Unknown Cause | Patrol - found nothing |  |  | 2019 | Tier 3 - Extreme | Distribution Circuit | 3 | 9 | 2019-03-09 | 335163 | Sus | N | UnknownCause¦Patrolfoundnothing¦¦
19-0032336 | Unknown Cause | Patrol - found nothing |  |  | 2019 | Tier 2 - Elevated | Distribution Circuit | 3 | 9 | 2019-03-09 | 335248 | Sus | N | UnknownCause¦Patrolfoundnothing¦¦
19-0033138 | Vegetation | Tree - fell into line | Conductor, Overhead | On Ground | 2019 | Tier 2 - Elevated | Distribution Circuit | 3 | 12 | 2019-03-12 | 337550 | Sus | N | Vegetation¦Treefellintoline¦ConductorOverhead¦OnGround
19-0035692 | Equipment Failure/Involved | Overhead | Transformer | Failed/Faulted | 2019 | Tier 2 - Elevated | Transformer only | 3 | 21 | 2019-03-21 | 344435 | Sus | N | EquipmentFailureInvolved¦Overhead¦Transformer¦FailedFaulted
19-0038563 | Equipment Failure/Involved | Overhead | Transformer (OH) | Broken | 2019 | Tier 2 - Elevated | Distribution Circuit | 3 | 30 | 2019-03-30 | 350921 | Sus | N | EquipmentFailureInvolved¦Overhead¦Transformer(OH)¦Broken
19-0040124 | Equipment Failure/Involved | Overhead | Pole-Wood | Broken | 2019 | Tier 3 - Extreme | Distribution Circuit | 4 | 5 | 2019-04-05 | 354452 | Sus | N | EquipmentFailureInvolved¦Overhead¦PoleWood¦Broken
19-0044706 | Unknown Cause | Patrol - found nothing |  |  | 2019 | Tier 2 - Elevated | Distribution Circuit | 4 | 21 | 2019-04-21 | 365002 | Sus | N | UnknownCause¦Patrolfoundnothing¦¦
19-0047438 | Equipment Failure/Involved | Overhead | Crossarm, Wood | Broken | 2019 | Tier 2 - Elevated | Distribution Circuit | 4 | 30 | 2019-04-30 | 370980 | Sus | N | EquipmentFailureInvolved¦Overhead¦CrossarmWood¦Broken
19-0048735 | Equipment Failure/Involved | Overhead | Insulator | Broken | 2019 | Tier 2 - Elevated | Distribution Circuit | 5 | 3 | 2019-05-03 | 373310 | Sus | Y | EquipmentFailureInvolved¦Overhead¦Insulator¦Broken
19-0050262 | Vegetation | Tree - branch fell on line | Conductor, Overhead | Normal | 2019 | Tier 3 - Extreme | Distribution Circuit | 5 | 9 | 2019-05-09 | 376824 | Sus | Y | Vegetation¦Treebranchfellonline¦ConductorOverhead¦Normal
19-0054447 | Equipment Failure/Involved | Overhead | Crossarm, Wood | Broken | 2019 | Tier 2 - Elevated | Distribution Circuit | 5 | 20 | 2019-05-20 | 386321 | Sus | Y | EquipmentFailureInvolved¦Overhead¦CrossarmWood¦Broken
19-0054678 | Vegetation | Tree - fell into line | Conductor, Overhead | Broken, wire on ground | 2019 | Tier 3 - Extreme | Distribution Circuit | 5 | 21 | 2019-05-21 | 386640 | Sus | Y | Vegetation¦Treefellintoline¦ConductorOverhead¦Brokenwireonground
19-0064554 | Vegetation | Tree - branch fell on line | Conductor, Overhead | Normal | 2019 | Tier 2 - Elevated | Distribution Circuit | 6 | 8 | 2019-06-08 | 401307 | Sus | Y | Vegetation¦Treebranchfellonline¦ConductorOverhead¦Normal
19-0065885 | Equipment Failure/Involved | Overhead | Transformer | Failed/Faulted | 2019 | Tier 2 - Elevated | Transformer only | 6 | 11 | 2019-06-11 | 405065 | Sus | Y | EquipmentFailureInvolved¦Overhead¦Transformer¦FailedFaulted
19-0077275 | Equipment Failure/Involved | Overhead | Pole-Wood | Broken | 2019 | Tier 2 - Elevated | Transformer only | 7 | 14 | 2019-07-14 | 450443 | Sus | Y | EquipmentFailureInvolved¦Overhead¦PoleWood¦Broken
19-0078887 | Equipment Failure/Involved | Overhead | Transformer (OH) | Failed/Faulted | 2019 | Tier 3 - Extreme | Distribution Circuit | 7 | 18 | 2019-07-18 | 458934 | Sus | Y | EquipmentFailureInvolved¦Overhead¦Transformer(OH)¦FailedFaulted
19-0079551 | Animal | Squirrel | Transformer (OH) | Failed/Faulted | 2019 | Tier 2 - Elevated | Distribution Circuit | 7 | 21 | 2019-07-21 | 464958 | Sus | Y | Animal¦Squirrel¦Transformer(OH)¦FailedFaulted
19-0086460 | Environmental/External | Lightning | Transformer (OH) | Failed/Faulted | 2019 | Tier 2 - Elevated | Distribution Circuit | 8 | 10 | 2019-08-10 | 498639 | Sus | Y | EnvironmentalExternal¦Lightning¦Transformer(OH)¦FailedFaulted
19-0087440 | Equipment Failure/Involved | Overhead | Jumper | Burned Open | 2019 | Tier 2 - Elevated | Distribution Circuit | 8 | 13 | 2019-08-13 | 506873 | Sus | Y | EquipmentFailureInvolved¦Overhead¦Jumper¦BurnedOpen
19-0091199 | Environmental/External | Fire, Forest/Grass | Pole-Wood | Normal | 2019 | Tier 2 - Elevated | Distribution Circuit | 8 | 22 | 2019-08-22 | 532926 | Sus | Y | EnvironmentalExternal¦FireForestGrass¦PoleWood¦Normal
19-0098420 | 3rd Party | Fire, house or bldg. | Pole-Wood | Broken, wire on ground | 2019 | Tier 2 - Elevated | Distribution Circuit | 9 | 12 | 2019-09-12 | 575813 | Sus | Y | 3rdParty¦Firehouseorbldg¦PoleWood¦Brokenwireonground
19-0103940 | Unknown Cause | Patrol - found nothing |  |  | 2019 | Tier 3 - Extreme | Distribution Circuit | 9 | 26 | 2019-09-26 | 615934 | Sus | Y | UnknownCause¦Patrolfoundnothing¦¦
19-0105475 | Vegetation | Tree - branch fell on line | Conductor, Overhead | Normal | 2019 | Tier 3 - Extreme | Distribution Circuit | 9 | 30 | 2019-09-30 | 631637 | Sus | Y | Vegetation¦Treebranchfellonline¦ConductorOverhead¦Normal
19-0107779 | Vegetation | Tree - branch fell on line | Conductor, Overhead | Normal | 2019 | Tier 3 - Extreme | Distribution Circuit | 10 | 4 | 2019-10-04 | 643849 | Sus | Y | Vegetation¦Treebranchfellonline¦ConductorOverhead¦Normal
19-0115900 | Unknown Cause | Patrol - found nothing |  |  | 2019 | Tier 2 - Elevated | Distribution Circuit | 10 | 25 | 2019-10-25 | 680183 | Sus | Y | UnknownCause¦Patrolfoundnothing¦¦
19-0120890 | Unknown Cause | Patrol - not conducted |  |  | 2019 | Tier 3 - Extreme | Transformer only | 11 | 4 | 2019-11-04 | 699364 | Sus | Y | UnknownCause¦Patrolnotconducted¦¦
19-0122397 | Vegetation | Tree - fell into line | Conductor, Overhead | Normal | 2019 | Tier 3 - Extreme | Distribution Circuit | 11 | 7 | 2019-11-07 | 701877 | Sus | Y | Vegetation¦Treefellintoline¦ConductorOverhead¦Normal
19-0126887 | Vegetation | Tree - branch fell on line | Conductor, Overhead | Normal | 2019 | Tier 3 - Extreme | Distribution Circuit | 11 | 20 | 2019-11-20 | 711588 | Sus | Y | Vegetation¦Treebranchfellonline¦ConductorOverhead¦Normal
19-0130862 | Vegetation | Tree - branch fell on line | Conductor, Overhead | Normal | 2019 | Tier 2 - Elevated | Distribution Circuit | 11 | 28 | 2019-11-28 | 722887 | Sus | Y | Vegetation¦Treebranchfellonline¦ConductorOverhead¦Normal
19-0131055 | Unknown Cause | Patrol - found nothing |  |  | 2019 | Tier 2 - Elevated | Distribution Circuit | 11 | 28 | 2019-11-28 | 723536 | Sus | Y | UnknownCause¦Patrolfoundnothing¦¦
19-0131454 | Vegetation | Tree - fell into line | Conductor, Overhead | Broken, wire on ground | 2019 | Tier 2 - Elevated | Distribution Circuit | 11 | 30 | 2019-11-30 | 724384 | Sus | Y | Vegetation¦Treefellintoline¦ConductorOverhead¦Brokenwireonground
19-0132261 | Unknown Cause | Patrol - not conducted |  |  | 2019 | Tier 2 - Elevated | Distribution Circuit | 12 | 2 | 2019-12-02 | 727093 | Sus | N | UnknownCause¦Patrolnotconducted¦¦
19-0134656 | Vegetation | Tree - branch fell on line | Conductor, Overhead | Broken, wire on ground | 2019 | Tier 3 - Extreme | Distribution Circuit | 12 | 6 | 2019-12-06 | 732068 | Sus | N | Vegetation¦Treebranchfellonline¦ConductorOverhead¦Brokenwireonground
19-0137698 | Equipment Failure/Involved | Overhead | Cutout, fuse holder | Broken | 2019 | Tier 3 - Extreme | Distribution Circuit | 12 | 22 | 2019-12-22 | 749153 | Sus | N | EquipmentFailureInvolved¦Overhead¦Cutoutfuseholder¦Broken
20-0005148 | Equipment Failure/Involved | Overhead | Conductor, Overhead | Deteriorated | 2020 | Tier 2 - Elevated | Distribution Circuit | 1 | 4 | 2020-01-04 | 754745 | Sus | N | EquipmentFailureInvolved¦Overhead¦ConductorOverhead¦Deteriorated
20-0005157 | Unknown Cause | Patrol - found nothing |  |  | 2020 | Tier 2 - Elevated | Distribution Circuit | 1 | 4 | 2020-01-04 | 754741 | Sus | N | UnknownCause¦Patrolfoundnothing¦¦
20-0017664 | Unknown Cause | Patrol - found nothing |  |  | 2020 | Tier 2 - Elevated | Distribution Circuit | 2 | 5 | 2020-02-05 | 778299 | Sus | N | UnknownCause¦Patrolfoundnothing¦¦
20-0019535 | Vegetation | Tree - fell into line | Conductor, Overhead | Broken, wire on ground | 2020 | Tier 2 - Elevated | Distribution Circuit | 2 | 9 | 2020-02-09 | 786054 | Sus | N | Vegetation¦Treefellintoline¦ConductorOverhead¦Brokenwireonground
20-0020184 | Vegetation | Tree - fell into line | Conductor, Overhead | Together | 2020 | Tier 3 - Extreme | Distribution Circuit | 2 | 9 | 2020-02-09 | 784802 | Sus | N | Vegetation¦Treefellintoline¦ConductorOverhead¦Together
20-0022085 | Unknown Cause | Patrol - found nothing |  |  | 2020 | Tier 2 - Elevated | Distribution Circuit | 2 | 13 | 2020-02-13 | 790699 | Sus | N | UnknownCause¦Patrolfoundnothing¦¦
20-0027152 | Unknown Cause | Patrol - found nothing |  |  | 2020 | Tier 3 - Extreme | Distribution Circuit | 2 | 28 | 2020-02-28 | 819133 | Sus | N | UnknownCause¦Patrolfoundnothing¦¦
20-0031678 | Equipment Failure/Involved | Overhead | Pole-Wood | Deteriorated | 2020 | Tier 2 - Elevated | Transformer only | 3 | 13 | 2020-03-13 | 849163 | Sus | N | EquipmentFailureInvolved¦Overhead¦PoleWood¦Deteriorated
20-0032497 | Vegetation | Tree - fell into line | Conductor, Overhead | Broken, wire on ground | 2020 | Tier 3 - Extreme | Distribution Circuit | 3 | 15 | 2020-03-15 | 853014 | Sus | N | Vegetation¦Treefellintoline¦ConductorOverhead¦Brokenwireonground
20-0033078 | Equipment Failure/Involved | Overhead | Insulator | Broken | 2020 | Tier 2 - Elevated | Distribution Circuit | 3 | 16 | 2020-03-16 | 855979 | Sus | N | EquipmentFailureInvolved¦Overhead¦Insulator¦Broken
20-0034231 | Unknown Cause | Patrol - found nothing |  |  | 2020 | Tier 3 - Extreme | Distribution Circuit | 3 | 19 | 2020-03-19 | 858904 | Sus | N | UnknownCause¦Patrolfoundnothing¦¦
20-0038737 | Unknown Cause | Patrol - found nothing |  |  | 2020 | Tier 3 - Extreme | Distribution Circuit | 4 | 6 | 2020-04-06 | 883558 | Sus | N | UnknownCause¦Patrolfoundnothing¦¦
20-0040593 | Equipment Failure/Involved | Overhead | Conductor, Overhead | Broken, wire on ground | 2020 | Tier 3 - Extreme | Distribution Circuit | 4 | 11 | 2020-04-11 | 893851 | Sus | N | EquipmentFailureInvolved¦Overhead¦ConductorOverhead¦Brokenwireonground
20-0042288 | Vegetation | Tree - grew into line | Fuse | Normal | 2020 | Tier 2 - Elevated | Distribution Circuit | 4 | 17 | 2020-04-17 | 896973 | Sus | N | Vegetation¦Treegrewintoline¦Fuse¦Normal
20-0050478 | 3rd Party | Vehicle | Pole-Wood | Broken | 2020 | Tier 3 - Extreme | Distribution Circuit | 5 | 15 | 2020-05-15 | 914062 | Sus | Y | 3rdParty¦Vehicle¦PoleWood¦Broken
20-0051578 | Equipment Failure/Involved | Overhead | Crossarm, Wood | Burned/flashed | 2020 | Tier 2 - Elevated | Distribution Circuit | 5 | 18 | 2020-05-18 | 917002 | Sus | Y | EquipmentFailureInvolved¦Overhead¦CrossarmWood¦Burnedflashed
20-0052810 | Equipment Failure/Involved | Overhead | Pole-Wood | Broken | 2020 | Tier 2 - Elevated | Transformer only | 5 | 21 | 2020-05-21 | 918853 | Sus | Y | EquipmentFailureInvolved¦Overhead¦PoleWood¦Broken
20-0058323 | Equipment Failure/Involved | Overhead | Pole-Wood | Broken | 2020 | Tier 2 - Elevated | Distribution Circuit | 6 | 5 | 2020-06-05 | 932333 | Sus | Y | EquipmentFailureInvolved¦Overhead¦PoleWood¦Broken
20-0060381 | 3rd Party | Vehicle | Pole-Wood | Normal | 2020 | Tier 3 - Extreme | Distribution Circuit | 6 | 11 | 2020-06-11 | 937161 | Sus | Y | 3rdParty¦Vehicle¦PoleWood¦Normal
20-0062329 | Equipment Failure/Involved | Overhead | Insulator | Broken | 2020 | Tier 3 - Extreme | Distribution Circuit | 6 | 17 | 2020-06-17 | 941403 | Sus | Y | EquipmentFailureInvolved¦Overhead¦Insulator¦Broken
20-0064217 | Unknown Cause | Patrol - found nothing |  |  | 2020 | Tier 3 - Extreme | Distribution Circuit | 6 | 23 | 2020-06-23 | 945676 | Sus | Y | UnknownCause¦Patrolfoundnothing¦¦
20-0065036 | 3rd Party | Vehicle | Pole-Wood | Broken | 2020 | Tier 3 - Extreme | Distribution Circuit | 6 | 25 | 2020-06-25 | 947100 | Sus | Y | 3rdParty¦Vehicle¦PoleWood¦Broken
20-0074464 | Unknown Cause | Patrol - found nothing |  |  | 2020 | Tier 2 - Elevated | Distribution Circuit | 7 | 21 | 2020-07-21 | 969486 | Sus | Y | UnknownCause¦Patrolfoundnothing¦¦
20-0076338 | Animal | Other | Transformer | Failed/Faulted | 2020 | Tier 2 - Elevated | Transformer only | 7 | 27 | 2020-07-27 | 972802 | Sus | Y | Animal¦Other¦Transformer¦FailedFaulted
20-0080595 | Vegetation | Tree - grew into line | Conductor, Overhead | Normal | 2020 | Tier 3 - Extreme | Distribution Circuit | 8 | 6 | 2020-08-06 | 981374 | Sus | Y | Vegetation¦Treegrewintoline¦ConductorOverhead¦Normal
20-0080618 | Vegetation | Tree - grew into line | Conductor, Overhead | Normal | 2020 | Tier 3 - Extreme | Distribution Circuit | 8 | 6 | 2020-08-06 | 981895 | Sus | Y | Vegetation¦Treegrewintoline¦ConductorOverhead¦Normal
20-0084081 | Equipment Failure/Involved | Overhead | Transformer (OH) | Failed/Faulted | 2020 | Tier 2 - Elevated | Transformer only | 8 | 15 | 2020-08-15 | 1003726 | Sus | Y | EquipmentFailureInvolved¦Overhead¦Transformer(OH)¦FailedFaulted
20-0084528 | Environmental/External | Lightning | Transformer (OH) | Failed/Faulted | 2020 | Tier 2 - Elevated | Transformer only | 8 | 15 | 2020-08-15 | 1004977 | Sus | Y | EnvironmentalExternal¦Lightning¦Transformer(OH)¦FailedFaulted
20-0085598 | Unknown Cause | Patrol - found nothing |  |  | 2020 | Tier 3 - Extreme | Distribution Circuit | 8 | 16 | 2020-08-16 | 1013268 | Sus | Y | UnknownCause¦Patrolfoundnothing¦¦
20-0087303 | Environmental/External | Fire, Forest/Grass | Conductor, Overhead | Normal | 2020 | Tier 2 - Elevated | Distribution Circuit | 8 | 19 | 2020-08-19 | 1022301 | Sus | Y | EnvironmentalExternal¦FireForestGrass¦ConductorOverhead¦Normal
20-0088387 | Unknown Cause | Patrol - found nothing |  |  | 2020 | Tier 2 - Elevated | Distribution Circuit | 8 | 21 | 2020-08-21 | 1026109 | Sus | Y | UnknownCause¦Patrolfoundnothing¦¦
20-0090047 | Vegetation | Tree - fell into line | Conductor, Overhead | Broken, wire on ground | 2020 | Tier 2 - Elevated | Distribution Circuit | 8 | 26 | 2020-08-26 | 1030893 | Sus | Y | Vegetation¦Treefellintoline¦ConductorOverhead¦Brokenwireonground
20-0090597 | Equipment Failure/Involved | Overhead | Pole-Wood | Broken | 2020 | Tier 2 - Elevated | Transformer only | 8 | 27 | 2020-08-27 | 1033898 | Sus | Y | EquipmentFailureInvolved¦Overhead¦PoleWood¦Broken
20-0094767 | Equipment Failure/Involved | Underground | Cable Termination(live front) | Failed/Faulted | 2020 | Tier 2 - Elevated | Distribution Circuit | 9 | 8 | 2020-09-08 | 1060567 | Sus | Y | EquipmentFailureInvolved¦Underground¦CableTermination(livefront)¦FailedFaulted
20-0096984 | Environmental/External | Fire, Forest/Grass | Transformer | Normal | 2020 | Tier 3 - Extreme | Transformer only | 8 | 19 | 2020-08-19 | 1067351 | Sus | Y | EnvironmentalExternal¦FireForestGrass¦Transformer¦Normal
20-0098690 | Environmental/External | Fire, Forest/Grass | Conductor, Overhead | Broken, wire on ground | 2020 | Tier 3 - Extreme | Distribution Circuit | 8 | 19 | 2020-08-19 | 1079258 | Sus | Y | EnvironmentalExternal¦FireForestGrass¦ConductorOverhead¦Brokenwireonground
20-0104683 | Unknown Cause | Patrol - found nothing |  |  | 2020 | Tier 2 - Elevated | Distribution Circuit | 10 | 2 | 2020-10-02 | 1108456 | Sus | Y | UnknownCause¦Patrolfoundnothing¦¦
20-0108928 | Wildfire Mitigation | Public Safety Power Shut-off | Switch (OH) | Normal | 2020 | Tier 3 - Extreme | Distribution Circuit | 10 | 14 | 2020-10-14 | 1118228 | Sus | Y | WildfireMitigation¦PublicSafetyPowerShutoff¦Switch(OH)¦Normal
20-0110561 | Vegetation | Tree - fell into line | Conductor, Overhead | Normal | 2020 | Tier 3 - Extreme | Distribution Circuit | 10 | 20 | 2020-10-20 | 1121235 | Sus | Y | Vegetation¦Treefellintoline¦ConductorOverhead¦Normal
20-0112729 | Wildfire Mitigation | Public Safety Power Shut-off | Conductor, Overhead | Normal | 2020 | Tier 2 - Elevated | Distribution Circuit | 10 | 25 | 2020-10-25 | 1126476 | Sus | Y | WildfireMitigation¦PublicSafetyPowerShutoff¦ConductorOverhead¦Normal
20-0114075 | Wildfire Mitigation | Public Safety Power Shut-off | Conductor, Overhead | Normal | 2020 | Tier 3 - Extreme | Distribution Circuit | 10 | 25 | 2020-10-25 | 1130169 | Sus | Y | WildfireMitigation¦PublicSafetyPowerShutoff¦ConductorOverhead¦Normal
20-0121876 | Unknown Cause | Patrol - found nothing |  |  | 2020 | Tier 3 - Extreme | Distribution Circuit | 11 | 17 | 2020-11-17 | 1147236 | Sus | Y | UnknownCause¦Patrolfoundnothing¦¦
20-0125027 | Company Initiated | Improper Construction | Jumper | Normal | 2020 | Tier 2 - Elevated | Distribution Circuit | 12 | 16 | 2020-12-16 | 1189890 | Sus | N | CompanyInitiated¦ImproperConstruction¦Jumper¦Normal
20-0125697 | Unknown Cause | Patrol - found nothing |  |  | 2020 | Tier 2 - Elevated | Distribution Circuit | 11 | 29 | 2020-11-29 | 1155729 | Sus | Y | UnknownCause¦Patrolfoundnothing¦¦
20-0126585 | Unknown Cause | Patrol - found nothing |  |  | 2020 | Tier 2 - Elevated | Distribution Circuit | 12 | 1 | 2020-12-01 | 1157555 | Sus | N | UnknownCause¦Patrolfoundnothing¦¦
20-0128250 | Unknown Cause | Patrol - found nothing |  |  | 2020 | Tier 2 - Elevated | Distribution Circuit | 12 | 6 | 2020-12-06 | 1166294 | Sus | N | UnknownCause¦Patrolfoundnothing¦¦
20-0130631 | Unknown Cause | Patrol - found nothing |  |  | 2020 | Tier 2 - Elevated | Distribution Circuit | 12 | 15 | 2020-12-15 | 1188823 | Sus | N | UnknownCause¦Patrolfoundnothing¦¦
21-0004407 | Unknown Cause | Patrol - found nothing |  |  | 2021 | Tier 2 - Elevated | Distribution Circuit | 1 | 3 | 2021-01-03 | 1202692 | Sus | N | UnknownCause¦Patrolfoundnothing¦¦
21-0009578 | Wildfire Mitigation | Public Safety Power Shut-off | Conductor, Overhead | Normal | 2021 | Tier 2 - Elevated | Distribution Circuit | 1 | 19 | 2021-01-19 | 1215623 | Sus | N | WildfireMitigation¦PublicSafetyPowerShutoff¦ConductorOverhead¦Normal
21-0010240 | Vegetation | Tree - fell into line | Conductor, Overhead | Broken, wire on ground | 2021 | Tier 3 - Extreme | Distribution Circuit | 1 | 19 | 2021-01-19 | 1214692 | Sus | N | Vegetation¦Treefellintoline¦ConductorOverhead¦Brokenwireonground
21-0010852 | Unknown Cause | Patrol - found nothing |  |  | 2021 | Tier 2 - Elevated | Distribution Circuit | 1 | 19 | 2021-01-19 | 1217287 | Sus | N | UnknownCause¦Patrolfoundnothing¦¦
21-0011009 | Equipment Failure/Involved | Overhead | Transformer (OH) | Leaking | 2021 | Tier 2 - Elevated | Transformer only | 1 | 19 | 2021-01-19 | 1217483 | Sus | N | EquipmentFailureInvolved¦Overhead¦Transformer(OH)¦Leaking
21-0013331 | Equipment Failure/Involved | Overhead | Secondary | Deteriorated | 2021 | Tier 3 - Extreme | Transformer only | 1 | 23 | 2021-01-23 | 1221897 | Sus | N | EquipmentFailureInvolved¦Overhead¦Secondary¦Deteriorated
21-0013510 | Vegetation | Tree - fell into line | Conductor, Overhead | Broken, wire on ground | 2021 | Tier 2 - Elevated | Distribution Circuit | 1 | 24 | 2021-01-24 | 1222739 | Sus | N | Vegetation¦Treefellintoline¦ConductorOverhead¦Brokenwireonground
21-0013999 | Equipment Failure/Involved | Overhead | Conductor, Overhead | Broken, wire on ground | 2021 | Tier 3 - Extreme | Distribution Circuit | 1 | 25 | 2021-01-25 | 1224725 | Sus | N | EquipmentFailureInvolved¦Overhead¦ConductorOverhead¦Brokenwireonground
21-0016235 | Unknown Cause | Patrol - found nothing |  |  | 2021 | Tier 2 - Elevated | Distribution Circuit | 1 | 27 | 2021-01-27 | 1233565 | Sus | N | UnknownCause¦Patrolfoundnothing¦¦
21-0018265 | Equipment Failure/Involved | Overhead | Conductor, Overhead | On Ground | 2021 | Tier 2 - Elevated | Distribution Circuit | 1 | 27 | 2021-01-27 | 1235677 | Sus | N | EquipmentFailureInvolved¦Overhead¦ConductorOverhead¦OnGround
21-0018730 | 3rd Party | Vehicle | Fuse | Burned Open | 2021 | Tier 2 - Elevated | Distribution Circuit | 1 | 29 | 2021-01-29 | 1242687 | Sus | N | 3rdParty¦Vehicle¦Fuse¦BurnedOpen
21-0021408 | Equipment Failure/Involved | Overhead | Crossarm, Wood | Broken | 2021 | Tier 2 - Elevated | Distribution Circuit | 2 | 3 | 2021-02-03 | 1247149 | Sus | N | EquipmentFailureInvolved¦Overhead¦CrossarmWood¦Broken
21-0021992 | Unknown Cause | Patrol - found nothing |  |  | 2021 | Tier 3 - Extreme | Distribution Circuit | 2 | 4 | 2021-02-04 | 1248066 | Sus | N | UnknownCause¦Patrolfoundnothing¦¦
21-0026706 | Equipment Failure/Involved | Overhead | Connector or Splice (OH) | Deteriorated | 2021 | Tier 2 - Elevated | Transformer only | 2 | 17 | 2021-02-17 | 1256786 | Sus | N | EquipmentFailureInvolved¦Overhead¦ConnectororSplice(OH)¦Deteriorated
21-0027654 | Unknown Cause | Patrol - found nothing |  |  | 2021 | Tier 2 - Elevated | Distribution Circuit | 2 | 20 | 2021-02-20 | 1258316 | Sus | N | UnknownCause¦Patrolfoundnothing¦¦
21-0029789 | Unknown Cause | Patrol - found nothing |  |  | 2021 | Tier 3 - Extreme | Distribution Circuit | 2 | 25 | 2021-02-25 | 1262615 | Sus | N | UnknownCause¦Patrolfoundnothing¦¦
21-0034465 | Vegetation | Tree - branch fell on line | Conductor, Overhead | Normal | 2021 | Tier 3 - Extreme | Distribution Circuit | 3 | 10 | 2021-03-10 | 1276983 | Sus | N | Vegetation¦Treebranchfellonline¦ConductorOverhead¦Normal
21-0034698 | Unknown Cause | Patrol - found nothing |  |  | 2021 | Tier 2 - Elevated | Distribution Circuit | 3 | 10 | 2021-03-10 | 1277361 | Sus | N | UnknownCause¦Patrolfoundnothing¦¦
21-0037748 | 3rd Party | Vandalism | Pole-Wood | Broken | 2021 | Tier 2 - Elevated | Distribution Circuit | 3 | 17 | 2021-03-17 | 1287132 | Sus | N | 3rdParty¦Vandalism¦PoleWood¦Broken
21-0043234 | Equipment Failure/Involved | Overhead | Conductor, Overhead | Normal | 2021 | Tier 3 - Extreme | Distribution Circuit | 3 | 31 | 2021-03-31 | 1304294 | Sus | N | EquipmentFailureInvolved¦Overhead¦ConductorOverhead¦Normal
21-0043444 | Equipment Failure/Involved | Overhead | Connector or Splice (OH) | Broken | 2021 | Tier 2 - Elevated | Transformer only | 3 | 31 | 2021-03-31 | 1304580 | Sus | N | EquipmentFailureInvolved¦Overhead¦ConnectororSplice(OH)¦Broken
21-0044474 | Equipment Failure/Involved | Overhead | Conductor, Overhead | Broken, wire on ground | 2021 | Tier 2 - Elevated | Distribution Circuit | 4 | 3 | 2021-04-03 | 1306490 | Sus | N | EquipmentFailureInvolved¦Overhead¦ConductorOverhead¦Brokenwireonground
21-0049180 | Equipment Failure/Involved | Overhead | Connector or Splice (OH) | Broken | 2021 | Tier 3 - Extreme | Transmission line | 4 | 16 | 2021-04-16 | 1320238 | Sus | N | EquipmentFailureInvolved¦Overhead¦ConnectororSplice(OH)¦Broken
21-0054911 | Equipment Failure/Involved | Overhead | Crossarm, Wood | Broken | 2021 | Tier 2 - Elevated | Distribution Circuit | 4 | 29 | 2021-04-29 | 1337117 | Sus | N | EquipmentFailureInvolved¦Overhead¦CrossarmWood¦Broken
21-0057589 | Equipment Failure/Involved | Overhead | Crossarm, Wood | Deteriorated | 2021 | Tier 2 - Elevated | Distribution Circuit | 5 | 5 | 2021-05-05 | 1342033 | Sus | Y | EquipmentFailureInvolved¦Overhead¦CrossarmWood¦Deteriorated
21-0057589 | Equipment Failure/Involved | Overhead | Crossarm, Wood | Deteriorated | 2021 | Tier 2 - Elevated | Distribution Circuit | 5 | 5 | 2021-05-05 | 1342033 | Sus | Y | EquipmentFailureInvolved¦Overhead¦CrossarmWood¦Deteriorated
21-0070614 | Unknown Cause | Patrol - not conducted |  |  | 2021 | Tier 2 - Elevated | Distribution Circuit | 6 | 6 | 2021-06-06 | 1367032 | Sus | Y | UnknownCause¦Patrolnotconducted¦¦
21-0072504 | Equipment Failure/Involved | Overhead | Transformer (OH) | Failed/Faulted | 2021 | Tier 2 - Elevated | Transformer only | 6 | 10 | 2021-06-10 | 1369941 | Sus | Y | EquipmentFailureInvolved¦Overhead¦Transformer(OH)¦FailedFaulted
21-0075163 | Animal | Squirrel | Conductor, Overhead | Normal | 2021 | Tier 2 - Elevated | Distribution Circuit | 6 | 16 | 2021-06-16 | 1375327 | Sus | Y | Animal¦Squirrel¦ConductorOverhead¦Normal
21-0079012 | Equipment Failure/Involved | Overhead | Crossarm, Steel | Broken | 2021 | Tier 2 - Elevated | Transformer only | 6 | 24 | 2021-06-24 | 1384023 | Sus | Y | EquipmentFailureInvolved¦Overhead¦CrossarmSteel¦Broken
21-0080723 | Unknown Cause | Patrol - not conducted |  |  | 2021 | Tier 2 - Elevated | Distribution Circuit | 6 | 28 | 2021-06-28 | 1386711 | Sus | Y | UnknownCause¦Patrolnotconducted¦¦
21-0082830 | Unknown Cause | Patrol - found nothing |  |  | 2021 | Tier 3 - Extreme | Transformer only | 6 | 30 | 2021-06-30 | 1389218 | Sus | Y | UnknownCause¦Patrolfoundnothing¦¦
21-0086147 | Animal | Squirrel | Conductor, Overhead | Normal | 2021 | Tier 2 - Elevated | Distribution Circuit | 7 | 7 | 2021-07-07 | 1393819 | Sus | Y | Animal¦Squirrel¦ConductorOverhead¦Normal
21-0091941 | 3rd Party | Other | Transformer (OH) | Normal | 2021 | Tier 3 - Extreme | Transformer only | 7 | 19 | 2021-07-19 | 1408135 | Sus | Y | 3rdParty¦Other¦Transformer(OH)¦Normal
21-0096805 | Unknown Cause | Patrol - found nothing |  |  | 2021 | Tier 2 - Elevated | Transformer only | 7 | 29 | 2021-07-29 | 1418075 | Sus | Y | UnknownCause¦Patrolfoundnothing¦¦
21-0104721 | Equipment Failure/Involved | Underground | Conductor, Underground | Deteriorated | 2021 | Tier 2 - Elevated | Distribution Circuit | 8 | 14 | 2021-08-14 | 1443035 | Sus | Y | EquipmentFailureInvolved¦Underground¦ConductorUnderground¦Deteriorated
21-0104731 | Vegetation | Tree - fell into line | Conductor, Overhead | Broken, wire on ground | 2021 | Tier 3 - Extreme | Distribution Circuit | 8 | 15 | 2021-08-15 | 1443069 | Sus | Y | Vegetation¦Treefellintoline¦ConductorOverhead¦Brokenwireonground
21-0112410 | Environmental/External | Fire, Forest/Grass | Conductor, Overhead | Broken | 2021 | Tier 2 - Elevated | Distribution Circuit | 8 | 21 | 2021-08-21 | 1460412 | Sus | Y | EnvironmentalExternal¦FireForestGrass¦ConductorOverhead¦Broken
21-0115630 | Equipment Failure/Involved | Overhead | Transformer (OH) | Failed/Faulted | 2021 | Tier 2 - Elevated | Distribution Circuit | 9 | 9 | 2021-09-09 | 1466625 | Sus | Y | EquipmentFailureInvolved¦Overhead¦Transformer(OH)¦FailedFaulted
21-0118608 | Vegetation | Tree - branch fell on line | Conductor, Overhead | Normal | 2021 | Tier 2 - Elevated | Distribution Circuit | 9 | 16 | 2021-09-16 | 1473392 | Sus | Y | Vegetation¦Treebranchfellonline¦ConductorOverhead¦Normal
21-0120708 | Equipment Failure/Involved | Overhead | Transformer (OH) | Failed/Faulted | 2021 | Tier 3 - Extreme | Transformer only | 9 | 21 | 2021-09-21 | 1477476 | Sus | Y | EquipmentFailureInvolved¦Overhead¦Transformer(OH)¦FailedFaulted
21-0128070 | Unknown Cause | Patrol - found nothing |  |  | 2021 | Tier 2 - Elevated | Distribution Circuit | 10 | 8 | 2021-10-08 | 1490867 | Sus | Y | UnknownCause¦Patrolfoundnothing¦¦
21-0129718 | Equipment Failure/Involved | Overhead | Conductor, Overhead | Broken, wire on ground | 2021 | Tier 2 - Elevated | Distribution Circuit | 10 | 12 | 2021-10-12 | 1495748 | Sus | Y | EquipmentFailureInvolved¦Overhead¦ConductorOverhead¦Brokenwireonground
21-0134128 | Vegetation | Tree - branch fell on line | Conductor, Overhead | Normal | 2021 | Tier 3 - Extreme | Distribution Circuit | 10 | 20 | 2021-10-20 | 1503697 | Sus | Y | Vegetation¦Treebranchfellonline¦ConductorOverhead¦Normal
21-0135746 | Unknown Cause | Patrol - found nothing |  |  | 2021 | Tier 2 - Elevated | Distribution Circuit | 10 | 24 | 2021-10-24 | 1507690 | Sus | Y | UnknownCause¦Patrolfoundnothing¦¦
21-0135964 | Unknown Cause | Patrol - found nothing |  |  | 2021 | Tier 2 - Elevated | Distribution Circuit | 10 | 24 | 2021-10-24 | 1510262 | Sus | Y | UnknownCause¦Patrolfoundnothing¦¦
21-0136199 | Equipment Failure/Involved | Overhead | Secondary | Broken, wire on ground | 2021 | Tier 3 - Extreme | Distribution Circuit | 10 | 24 | 2021-10-24 | 1511764 | Sus | Y | EquipmentFailureInvolved¦Overhead¦Secondary¦Brokenwireonground
21-0136354 | Unknown Cause | Patrol - not conducted |  |  | 2021 | Tier 2 - Elevated | Distribution Circuit | 10 | 24 | 2021-10-24 | 1513291 | Sus | Y | UnknownCause¦Patrolnotconducted¦¦
21-0136579 | Vegetation | Tree - fell into line | Conductor, Overhead | Normal | 2021 | Tier 2 - Elevated | Distribution Circuit | 10 | 24 | 2021-10-24 | 1514074 | Sus | Y | Vegetation¦Treefellintoline¦ConductorOverhead¦Normal
21-0136973 | Vegetation | Tree - fell into line | Conductor, Overhead | Broken, wire on ground | 2021 | Tier 3 - Extreme | Distribution Circuit | 10 | 25 | 2021-10-25 | 1516294 | Sus | Y | Vegetation¦Treefellintoline¦ConductorOverhead¦Brokenwireonground
21-0137301 | Environmental/External | Flood/Erosion | Conductor, Overhead | Broken, wire on ground | 2021 | Tier 3 - Extreme | Distribution Circuit | 10 | 24 | 2021-10-24 | 1514933 | Sus | Y | EnvironmentalExternal¦FloodErosion¦ConductorOverhead¦Brokenwireonground
21-0137554 | Vegetation | Tree - fell into line | Conductor, Overhead | Broken, wire on ground | 2021 | Tier 3 - Extreme | Distribution Circuit | 10 | 24 | 2021-10-24 | 1517752 | Sus | Y | Vegetation¦Treefellintoline¦ConductorOverhead¦Brokenwireonground
21-0138924 | Vegetation | Tree - fell into line | Conductor, Overhead | Together | 2021 | Tier 2 - Elevated | Distribution Circuit | 10 | 27 | 2021-10-27 | 1523215 | Sus | Y | Vegetation¦Treefellintoline¦ConductorOverhead¦Together
21-0139111 | Unknown Cause | Patrol - not conducted |  |  | 2021 | Tier 3 - Extreme | Distribution Circuit | 10 | 27 | 2021-10-27 | 1523714 | Sus | Y | UnknownCause¦Patrolnotconducted¦¦
21-0143250 | Unknown Cause | Patrol - found nothing |  |  | 2021 | Tier 2 - Elevated | Distribution Circuit | 11 | 8 | 2021-11-08 | 1537020 | Sus | Y | UnknownCause¦Patrolfoundnothing¦¦
21-0148744 | Equipment Failure/Involved | Overhead | Transformer (OH) | Broken | 2021 | Tier 2 - Elevated | Distribution Circuit | 11 | 19 | 2021-11-19 | 1550114 | Sus | Y | EquipmentFailureInvolved¦Overhead¦Transformer(OH)¦Broken
21-0149173 | Vegetation | Tree - branch fell on line | Conductor, Overhead | Together | 2021 | Tier 2 - Elevated | Distribution Circuit | 11 | 21 | 2021-11-21 | 1552504 | Sus | Y | Vegetation¦Treebranchfellonline¦ConductorOverhead¦Together
21-0155765 | Unknown Cause | Patrol - found nothing |  |  | 2021 | Tier 2 - Elevated | Transformer only | 12 | 7 | 2021-12-07 | 1561248 | Sus | N | UnknownCause¦Patrolfoundnothing¦¦
21-0156764 | Vegetation | Tree - fell into line | Conductor, Overhead | Broken, wire on ground | 2021 | Tier 2 - Elevated | Distribution Circuit | 12 | 12 | 2021-12-12 | 1564987 | Sus | N | Vegetation¦Treefellintoline¦ConductorOverhead¦Brokenwireonground
21-0157976 | Vegetation | Tree - fell into line | Conductor, Overhead | Broken, wire on ground | 2021 | Tier 3 - Extreme | Distribution Circuit | 12 | 13 | 2021-12-13 | 1568885 | Sus | N | Vegetation¦Treefellintoline¦ConductorOverhead¦Brokenwireonground
21-0158569 | Vegetation | Tree - fell into line | Conductor, Overhead | Broken, wire on ground | 2021 | Tier 3 - Extreme | Distribution Circuit | 12 | 15 | 2021-12-15 | 1573127 | Sus | N | Vegetation¦Treefellintoline¦ConductorOverhead¦Brokenwireonground
21-0160014 | Equipment Failure/Involved | Overhead | Transformer (OH) | Failed/Faulted | 2021 | Tier 2 - Elevated | Distribution Circuit | 12 | 21 | 2021-12-21 | 1578897 | Sus | N | EquipmentFailureInvolved¦Overhead¦Transformer(OH)¦FailedFaulted
21-0160460 | Unknown Cause | Patrol - found nothing |  |  | 2021 | Tier 2 - Elevated | Distribution Circuit | 12 | 24 | 2021-12-24 | 1580774 | Sus | N | UnknownCause¦Patrolfoundnothing¦¦
21-0160808 | Vegetation | Tree - fell into line | Conductor, Overhead | Normal | 2021 | Tier 3 - Extreme | Distribution Circuit | 12 | 26 | 2021-12-26 | 1582673 | Sus | N | Vegetation¦Treefellintoline¦ConductorOverhead¦Normal
21-0161077 | Equipment Failure/Involved | Overhead | Conductor, Overhead | On Ground | 2021 | Tier 2 - Elevated | Distribution Circuit | 12 | 27 | 2021-12-27 | 1585198 | Sus | N | EquipmentFailureInvolved¦Overhead¦ConductorOverhead¦OnGround
22-0004987 | Vegetation | Tree - fell into line | Crossarm, Wood | Broken, wire on ground | 2021 | Tier 3 - Extreme | Distribution Circuit | 12 | 27 | 2021-12-27 | 1590458 | Sus | N | Vegetation¦Treefellintoline¦CrossarmWood¦Brokenwireonground
22-0005166 | Unknown Cause | Patrol - found nothing |  |  | 2022 | Tier 2 - Elevated | Distribution Circuit | 1 | 2 | 2022-01-02 | 1592220 | Sus | N | UnknownCause¦Patrolfoundnothing¦¦
22-0007191 | Unknown Cause | Patrol - not conducted |  |  | 2022 | Tier 2 - Elevated | Distribution Circuit | 1 | 7 | 2022-01-07 | 1597104 | Sus | N | UnknownCause¦Patrolnotconducted¦¦
22-0023262 | Equipment Failure/Involved | Overhead | Transformer (OH) | Failed/Faulted | 2022 | Tier 2 - Elevated | Transformer only | 2 | 16 | 2022-02-16 | 1629542 | Sus | N | EquipmentFailureInvolved¦Overhead¦Transformer(OH)¦FailedFaulted
22-0040054 | Vegetation | Tree - branch fell on line | Transformer | Together | 2022 | Tier 2 - Elevated | Transformer only | 3 | 29 | 2022-03-29 | 1658811 | Sus | N | Vegetation¦Treebranchfellonline¦Transformer¦Together
22-0052900 | Unknown Cause | Patrol - not conducted |  |  | 2022 | Tier 2 - Elevated | Distribution Circuit | 4 | 21 | 2022-04-21 | 1678550 | Sus | N | UnknownCause¦Patrolnotconducted¦¦
22-0053667 | Vegetation | Tree - fell into line | Service conductor | Broken | 2022 | Tier 2 - Elevated | Transformer only | 4 | 22 | 2022-04-22 | 1679619 | Sus | N | Vegetation¦Treefellintoline¦Serviceconductor¦Broken
22-0056697 | Equipment Failure/Involved | Overhead | Transformer (OH) | Failed/Faulted | 2022 | Tier 2 - Elevated | Transformer only | 5 | 2 | 2022-05-02 | 1685953 | Sus | Y | EquipmentFailureInvolved¦Overhead¦Transformer(OH)¦FailedFaulted
22-0056970 | Unknown Cause | Patrol - found nothing |  |  | 2022 | Tier 3 - Extreme | Transformer only | 5 | 2 | 2022-05-02 | 1686142 | Sus | Y | UnknownCause¦Patrolfoundnothing¦¦
22-0059983 | Equipment Failure/Involved | Overhead | Transformer (OH) | Failed/Faulted | 2022 | Tier 2 - Elevated | Transformer only | 5 | 9 | 2022-05-09 | 1692437 | Sus | Y | EquipmentFailureInvolved¦Overhead¦Transformer(OH)¦FailedFaulted
22-0067077 | Equipment Failure/Involved | Overhead | Jumper | Burned Open | 2022 | Tier 2 - Elevated | Transformer only | 5 | 26 | 2022-05-26 | 1711621 | Sus | Y | EquipmentFailureInvolved¦Overhead¦Jumper¦BurnedOpen
22-0070311 | Unknown Cause | Patrol - found nothing |  |  | 2022 | Tier 2 - Elevated | Distribution Circuit | 6 | 5 | 2022-06-05 | 1719485 | Sus | Y | UnknownCause¦Patrolfoundnothing¦¦
22-0070332 | Vegetation | Tree - fell into line | Secondary | Normal | 2022 | Tier 3 - Extreme | Transformer only | 6 | 5 | 2022-06-05 | 1719585 | Sus | Y | Vegetation¦Treefellintoline¦Secondary¦Normal
22-0071881 | Equipment Failure/Involved | Underground | Conductor, Underground | Burned/flashed | 2022 | Tier 2 - Elevated | Distribution Circuit | 6 | 8 | 2022-06-08 | 1724319 | Sus | Y | EquipmentFailureInvolved¦Underground¦ConductorUnderground¦Burnedflashed
22-0077556 | Animal | Bird found | Pothead(Riser Termination) | Normal | 2022 | Tier 2 - Elevated | Distribution Circuit | 6 | 23 | 2022-06-23 | 1739655 | Sus | Y | Animal¦Birdfound¦Pothead(RiserTermination)¦Normal
22-0079892 | Equipment Failure/Involved | Overhead | Transformer (OH) | Normal | 2022 | Tier 2 - Elevated | Transformer only | 6 | 29 | 2022-06-29 | 1745146 | Sus | Y | EquipmentFailureInvolved¦Overhead¦Transformer(OH)¦Normal
22-0082061 | Unknown Cause | Patrol - found nothing |  |  | 2022 | Tier 2 - Elevated | Transformer only | 7 | 5 | 2022-07-05 | 1749518 | Sus | Y | UnknownCause¦Patrolfoundnothing¦¦
22-0082085 | Vegetation | Tree - fell into line | Conductor, Overhead | Broken | 2022 | Tier 2 - Elevated | Distribution Circuit | 7 | 5 | 2022-07-05 | 1749551 | Sus | Y | Vegetation¦Treefellintoline¦ConductorOverhead¦Broken
22-0082943 | Vegetation | Tree - bark fell into line | Transformer | Normal | 2022 | Tier 2 - Elevated | Transformer only | 7 | 7 | 2022-07-07 | 1750691 | Sus | Y | Vegetation¦Treebarkfellintoline¦Transformer¦Normal
22-0085502 | Unknown Cause | Patrol - found nothing |  |  | 2022 | Tier 2 - Elevated | Transformer only | 7 | 14 | 2022-07-14 | 1756319 | Sus | Y | UnknownCause¦Patrolfoundnothing¦¦
22-0085896 | Vegetation | Tree - branch fell on line | Conductor, Overhead | Arcing | 2022 | Tier 2 - Elevated | Distribution Circuit | 7 | 15 | 2022-07-15 | 1757172 | Sus | Y | Vegetation¦Treebranchfellonline¦ConductorOverhead¦Arcing
22-0094596 | Equipment Failure/Involved | Overhead | Woodpin | Broken | 2022 | Tier 2 - Elevated | Distribution Circuit | 8 | 6 | 2022-08-06 | 1774921 | Sus | Y | EquipmentFailureInvolved¦Overhead¦Woodpin¦Broken
22-0094909 | 3rd Party | Dig in, 3rd party | Transformer (UG) | Burned/flashed | 2022 | Tier 2 - Elevated | Distribution Circuit | 8 | 8 | 2022-08-08 | 1775501 | Sus | Y | 3rdParty¦Digin3rdparty¦Transformer(UG)¦Burnedflashed
22-0109704 | Unknown Cause | Patrol - found nothing |  |  | 2022 | Tier 2 - Elevated | Distribution Circuit | 9 | 13 | 2022-09-13 | 1810232 | Sus | Y | UnknownCause¦Patrolfoundnothing¦¦
22-0111697 | Vegetation | Tree - branch fell on line | Conductor, Overhead | Normal | 2022 | Tier 2 - Elevated | Distribution Circuit | 9 | 18 | 2022-09-18 | 1814777 | Sus | Y | Vegetation¦Treebranchfellonline¦ConductorOverhead¦Normal
22-0111705 | Unknown Cause | Patrol - found nothing |  |  | 2022 | Tier 2 - Elevated | Distribution Circuit | 9 | 18 | 2022-09-18 | 1814832 | Sus | Y | UnknownCause¦Patrolfoundnothing¦¦
22-0116192 | Unknown Cause | Patrol - found nothing |  |  | 2022 | Tier 3 - Extreme | Distribution Circuit | 9 | 29 | 2022-09-29 | 1824238 | Sus | Y | UnknownCause¦Patrolfoundnothing¦¦
22-0117873 | Vegetation | Tree - fell into line | Conductor, Overhead | Broken, wire on ground | 2022 | Tier 2 - Elevated | Distribution Circuit | 10 | 4 | 2022-10-04 | 1828731 | Sus | Y | Vegetation¦Treefellintoline¦ConductorOverhead¦Brokenwireonground
22-0118246 | Vegetation | Tree - fell into line | Conductor, Overhead | On Ground | 2022 | Tier 3 - Extreme | Distribution Circuit | 10 | 5 | 2022-10-05 | 1829630 | Sus | Y | Vegetation¦Treefellintoline¦ConductorOverhead¦OnGround
22-0125347 | Unknown Cause | Patrol - found nothing |  |  | 2022 | Tier 2 - Elevated | Distribution Circuit | 10 | 27 | 2022-10-27 | 1846912 | Sus | Y | UnknownCause¦Patrolfoundnothing¦¦
22-0127231 | Equipment Failure/Involved | Overhead | Transformer (OH) | Failed/Faulted | 2022 | Tier 3 - Extreme | Transformer only | 11 | 2 | 2022-11-02 | 1851880 | Sus | Y | EquipmentFailureInvolved¦Overhead¦Transformer(OH)¦FailedFaulted
22-0127475 | Vegetation | Tree - branch fell on line | Conductor, Overhead | Together | 2022 | Tier 2 - Elevated | Distribution Circuit | 11 | 3 | 2022-11-03 | 1852616 | Sus | Y | Vegetation¦Treebranchfellonline¦ConductorOverhead¦Together
22-0128214 | Unknown Cause | Patrol - found nothing |  |  | 2022 | Tier 3 - Extreme | Distribution Circuit | 11 | 5 | 2022-11-05 | 1854884 | Sus | Y | UnknownCause¦Patrolfoundnothing¦¦
22-0129168 | Vegetation | Tree - fell into line | Conductor, Overhead | Normal | 2022 | Tier 3 - Extreme | Distribution Circuit | 11 | 8 | 2022-11-08 | 1857512 | Sus | Y | Vegetation¦Treefellintoline¦ConductorOverhead¦Normal
22-0129282 | Unknown Cause | Patrol - found nothing |  |  | 2022 | Tier 2 - Elevated | Distribution Circuit | 11 | 8 | 2022-11-08 | 1858177 | Sus | Y | UnknownCause¦Patrolfoundnothing¦¦
22-0138771 | Equipment Failure/Involved | Overhead | Transformer | Failed/Faulted | 2022 | Tier 3 - Extreme | Transformer only | 12 | 10 | 2022-12-10 | 1884646 | Sus | N | EquipmentFailureInvolved¦Overhead¦Transformer¦FailedFaulted
22-0138876 | Vegetation | Tree - branch fell on line | Conductor, Overhead | Normal | 2022 | Tier 3 - Extreme | Distribution Circuit | 12 | 11 | 2022-12-11 | 1885154 | Sus | N | Vegetation¦Treebranchfellonline¦ConductorOverhead¦Normal
22-0139211 | Equipment Failure/Involved | Overhead | Pole-Wood | Broken | 2022 | Tier 2 - Elevated | Distribution Circuit | 12 | 12 | 2022-12-12 | 1887310 | Sus | N | EquipmentFailureInvolved¦Overhead¦PoleWood¦Broken
22-0140472 | Unknown Cause | Patrol - found nothing |  |  | 2022 | Tier 3 - Extreme | Distribution Circuit | 12 | 17 | 2022-12-17 | 1891709 | Sus | N | UnknownCause¦Patrolfoundnothing¦¦
22-0140520 | Unknown Cause | Patrol - not conducted |  |  | 2022 | Tier 2 - Elevated | Distribution Circuit | 12 | 17 | 2022-12-17 | 1891950 | Sus | N | UnknownCause¦Patrolnotconducted¦¦
22-0140864 | Equipment Failure/Involved | Overhead | Lightning Arrestor | Broken | 2022 | Tier 3 - Extreme | Distribution Circuit | 12 | 21 | 2022-12-21 | 1894885 | Sus | N | EquipmentFailureInvolved¦Overhead¦LightningArrestor¦Broken
22-0141530 | Equipment Failure/Involved | Overhead | Connector or Splice (OH) | Broken | 2022 | Tier 2 - Elevated | Distribution Circuit | 12 | 27 | 2022-12-27 | 1898184 | Sus | N | EquipmentFailureInvolved¦Overhead¦ConnectororSplice(OH)¦Broken
15-0004396 | 3rd Party | Vehicle | Other | Broken | 2015 | Tier 3 - Extreme | Transformer only | 1 | 13 | 2015-01-13 | 1163390 | Sus | N | 3rdParty¦Vehicle¦Other¦Broken
15-0011768 | Vegetation | Tree - fell into line | Conductor, Overhead | Broken, wire on ground | 2015 | Tier 3 - Extreme | Distribution Circuit | 2 | 8 | 2015-02-08 | 1183996 | Sus | N | Vegetation¦Treefellintoline¦ConductorOverhead¦Brokenwireonground
15-0012151 | Equipment Failure/Involved | Other | Transformer | Arcing | 2015 | Tier 3 - Extreme | Transformer only | 2 | 9 | 2015-02-09 | 1186097 | Sus | N | EquipmentFailureInvolved¦Other¦Transformer¦Arcing
15-0013388 | Equipment Failure/Involved | Other | Transformer | Failed/Faulted | 2015 | Tier 3 - Extreme | Distribution Circuit | 2 | 14 | 2015-02-14 | 1190177 | Sus | N | EquipmentFailureInvolved¦Other¦Transformer¦FailedFaulted
15-0017932 | 3rd Party | Gun Shot | Insulator | Failed/Faulted | 2015 | Tier 2 - Elevated | Distribution Circuit | 3 | 6 | 2015-03-06 | 1200323 | Sus | N | 3rdParty¦GunShot¦Insulator¦FailedFaulted
15-0023996 | Vegetation | Tree - bark fell into line | Conductor, Overhead | Broken, wire on ground | 2015 | Tier 2 - Elevated | Distribution Circuit | 4 | 3 | 2015-04-03 | 1212068 | Sus | N | Vegetation¦Treebarkfellintoline¦ConductorOverhead¦Brokenwireonground
15-0032788 | Environmental/External | Lightning | Transformer | Failed/Faulted | 2015 | Tier 2 - Elevated | Transformer only | 5 | 7 | 2015-05-07 | 1231403 | Sus | Y | EnvironmentalExternal¦Lightning¦Transformer¦FailedFaulted
15-0038169 | Equipment Failure/Involved | Overhead | Transformer | Deteriorated | 2015 | Tier 2 - Elevated | Transformer only | 6 | 3 | 2015-06-03 | 1243078 | Sus | Y | EquipmentFailureInvolved¦Overhead¦Transformer¦Deteriorated
15-0038566 | Vegetation | Tree - fell into line | Conductor, Overhead | Broken, wire on ground | 2015 | Tier 2 - Elevated | Distribution Circuit | 6 | 4 | 2015-06-04 | 1243793 | Sus | Y | Vegetation¦Treefellintoline¦ConductorOverhead¦Brokenwireonground
15-0039464 | Equipment Failure/Involved | Underground | Connector or Splice (UG) | Failed/Faulted | 2015 | Tier 2 - Elevated | Distribution Circuit | 6 | 8 | 2015-06-08 | 1246158 | Sus | Y | EquipmentFailureInvolved¦Underground¦ConnectororSplice(UG)¦FailedFaulted
15-0042919 | Equipment Failure/Involved | Overhead | Transformer (OH) | Leaking | 2015 | Tier 3 - Extreme | Transformer only | 6 | 23 | 2015-06-23 | 1255442 | Sus | Y | EquipmentFailureInvolved¦Overhead¦Transformer(OH)¦Leaking
15-0045454 | Vegetation | Tree - fell into line | Fuse | Failed/Faulted | 2015 | Tier 3 - Extreme | Distribution Circuit | 7 | 4 | 2015-07-04 | 1262745 | Sus | Y | Vegetation¦Treefellintoline¦Fuse¦FailedFaulted
15-0052157 | Unknown Cause | Patrol - found nothing |  |  | 2015 | Tier 2 - Elevated | Distribution Circuit | 8 | 2 | 2015-08-02 | 1281548 | Sus | Y | UnknownCause¦Patrolfoundnothing¦¦
15-0056448 | Environmental/External | Fire, Forest/Grass | Fuse | Normal | 2015 | Tier 2 - Elevated | Distribution Circuit | 8 | 20 | 2015-08-20 | 1292276 | Sus | Y | EnvironmentalExternal¦FireForestGrass¦Fuse¦Normal
15-0057357 | Equipment Failure/Involved | Overhead | Transformer | Failed/Faulted | 2015 | Tier 3 - Extreme | Transformer only | 8 | 25 | 2015-08-25 | 1294597 | Sus | Y | EquipmentFailureInvolved¦Overhead¦Transformer¦FailedFaulted
15-0058089 | Equipment Failure/Involved | Overhead | Transformer (OH) | Failed/Faulted | 2015 | Tier 3 - Extreme | Distribution Circuit | 8 | 28 | 2015-08-28 | 1296263 | Sus | Y | EquipmentFailureInvolved¦Overhead¦Transformer(OH)¦FailedFaulted
15-0058266 | Vegetation | Tree - fell into line | Conductor, Overhead | Together | 2015 | Tier 2 - Elevated | Distribution Circuit | 8 | 30 | 2015-08-30 | 1297295 | Sus | Y | Vegetation¦Treefellintoline¦ConductorOverhead¦Together
15-0061050 | Vegetation | Tree - branch fell on line | Conductor, Overhead | Broken, wire on ground | 2015 | Tier 3 - Extreme | Distribution Circuit | 9 | 12 | 2015-09-12 | 1304825 | Sus | Y | Vegetation¦Treebranchfellonline¦ConductorOverhead¦Brokenwireonground
15-0061241 | Animal | Squirrel | Transformer (OH) | Normal | 2015 | Tier 2 - Elevated | Distribution Circuit | 9 | 14 | 2015-09-14 | 1305360 | Sus | Y | Animal¦Squirrel¦Transformer(OH)¦Normal
15-0062442 | Environmental/External | Fire, Forest/Grass | Pole-Wood | Burned/flashed | 2015 | Tier 2 - Elevated | Distribution Circuit | 9 | 10 | 2015-09-10 | 1309165 | Sus | Y | EnvironmentalExternal¦FireForestGrass¦PoleWood¦Burnedflashed
15-0069416 | Animal | Squirrel | Fuse | Failed/Faulted | 2015 | Tier 3 - Extreme | Distribution Circuit | 10 | 10 | 2015-10-10 | 1319899 | Sus | Y | Animal¦Squirrel¦Fuse¦FailedFaulted
15-0071556 | Unknown Cause | Patrol - found nothing |  |  | 2015 | Tier 2 - Elevated | Distribution Circuit | 10 | 18 | 2015-10-18 | 1325502 | Sus | Y | UnknownCause¦Patrolfoundnothing¦¦
15-0075054 | Environmental/External | Lightning | Transformer | Failed/Faulted | 2015 | Tier 3 - Extreme | Distribution Circuit | 11 | 2 | 2015-11-02 | 1333996 | Sus | Y | EnvironmentalExternal¦Lightning¦Transformer¦FailedFaulted
15-0076517 | Unknown Cause | Patrol - found nothing |  |  | 2015 | Tier 2 - Elevated | Transformer only | 11 | 8 | 2015-11-08 | 1337566 | Sus | Y | UnknownCause¦Patrolfoundnothing¦¦
15-0082818 | Vegetation | Tree - fell into line | Conductor, Overhead | Broken, wire on ground | 2015 | Tier 2 - Elevated | Distribution Circuit | 12 | 4 | 2015-12-04 | 1353906 | Sus | N | Vegetation¦Treefellintoline¦ConductorOverhead¦Brokenwireonground
15-0084709 | Vegetation | Tree - fell into line | Conductor, Overhead | Normal | 2015 | Tier 3 - Extreme | Distribution Circuit | 12 | 13 | 2015-12-13 | 1360445 | Sus | N | Vegetation¦Treefellintoline¦ConductorOverhead¦Normal
15-0085563 | Equipment Failure/Involved | Overhead | Transformer | Arcing | 2015 | Tier 3 - Extreme | Transformer only | 12 | 15 | 2015-12-15 | 1364623 | Sus | N | EquipmentFailureInvolved¦Overhead¦Transformer¦Arcing
15-0086153 | Unknown Cause | Patrol - found nothing |  |  | 2015 | Tier 3 - Extreme | Distribution Circuit | 12 | 19 | 2015-12-19 | 1366433 | Sus | N | UnknownCause¦Patrolfoundnothing¦¦
15-0086273 | Vegetation | Tree - fell into line | Conductor, Overhead | Broken, wire on ground | 2015 | Tier 2 - Elevated | Distribution Circuit | 12 | 20 | 2015-12-20 | 1366974 | Sus | N | Vegetation¦Treefellintoline¦ConductorOverhead¦Brokenwireonground
15-0086572 | Unknown Cause | Patrol - not conducted |  |  | 2015 | Tier 3 - Extreme | Distribution Circuit | 12 | 22 | 2015-12-22 | 1368366 | Sus | N | UnknownCause¦Patrolnotconducted¦¦
15-0087008 | Environmental/External | Ice or snow | Fuse | Failed/Faulted | 2015 | Tier 2 - Elevated | Distribution Circuit | 12 | 23 | 2015-12-23 | 1370361 | Sus | N | EnvironmentalExternal¦Iceorsnow¦Fuse¦FailedFaulted
15-0087300 | Vegetation | Tree - fell into line | Conductor, Overhead | Broken, wire on ground | 2015 | Tier 2 - Elevated | Transformer only | 12 | 25 | 2015-12-25 | 1371694 | Sus | N | Vegetation¦Treefellintoline¦ConductorOverhead¦Brokenwireonground
15-0087532 | Vegetation | Tree - grew into line | Conductor, Overhead | Normal | 2015 | Tier 2 - Elevated | Distribution Circuit | 12 | 27 | 2015-12-27 | 1372979 | Sus | N | Vegetation¦Treegrewintoline¦ConductorOverhead¦Normal
16-0006998 | Equipment Failure/Involved | Electrical Overload | Transformer (OH) | Leaking | 2016 | Tier 2 - Elevated | Transformer only | 1 | 21 | 2016-01-21 | 1389006 | Sus | N | EquipmentFailureInvolved¦ElectricalOverload¦Transformer(OH)¦Leaking
16-0009200 | Vegetation | Tree - fell into line | Conductor, Overhead | Normal | 2016 | Tier 3 - Extreme | Distribution Circuit | 1 | 29 | 2016-01-29 | 1394116 | Sus | N | Vegetation¦Treefellintoline¦ConductorOverhead¦Normal
16-0012982 | Vegetation | Tree - fell into line | Secondary | Broken | 2016 | Tier 3 - Extreme | Transformer only | 2 | 17 | 2016-02-17 | 1404548 | Sus | N | Vegetation¦Treefellintoline¦Secondary¦Broken
16-0015937 | Unknown Cause | Patrol - found nothing |  |  | 2016 | Tier 2 - Elevated | Distribution Circuit | 2 | 26 | 2016-02-26 | 1412673 | Sus | N | UnknownCause¦Patrolfoundnothing¦¦
16-0017396 | Equipment Failure/Involved | Overhead | Pole-Wood | Broken, wire on ground | 2016 | Tier 3 - Extreme | Distribution Circuit | 3 | 5 | 2016-03-05 | 1416317 | Sus | N | EquipmentFailureInvolved¦Overhead¦PoleWood¦Brokenwireonground
16-0018446 | Vegetation | Tree - fell into line | Conductor, Overhead | Broken, wire on ground | 2016 | Tier 2 - Elevated | Distribution Circuit | 3 | 6 | 2016-03-06 | 1421625 | Sus | N | Vegetation¦Treefellintoline¦ConductorOverhead¦Brokenwireonground
16-0018461 | Equipment Failure/Involved | Overhead | Transformer | Burned/flashed | 2016 | Tier 3 - Extreme | Transformer only | 3 | 6 | 2016-03-06 | 1422084 | Sus | N | EquipmentFailureInvolved¦Overhead¦Transformer¦Burnedflashed
16-0019849 | Unknown Cause | Patrol - not conducted |  |  | 2016 | Tier 2 - Elevated | Distribution Circuit | 3 | 10 | 2016-03-10 | 1426219 | Sus | N | UnknownCause¦Patrolnotconducted¦¦
16-0021124 | Vegetation | Tree - fell into line | Pole-Wood | Broken, wire on ground | 2016 | Tier 2 - Elevated | Distribution Circuit | 3 | 14 | 2016-03-14 | 1430791 | Sus | N | Vegetation¦Treefellintoline¦PoleWood¦Brokenwireonground
16-0021356 | Vegetation | Tree - fell into line | Crossarm, Wood | Broken, wire on ground | 2016 | Tier 2 - Elevated | Distribution Circuit | 3 | 14 | 2016-03-14 | 1431500 | Sus | N | Vegetation¦Treefellintoline¦CrossarmWood¦Brokenwireonground
16-0031397 | Unknown Cause | Patrol - found nothing |  |  | 2016 | Tier 2 - Elevated | Distribution Circuit | 4 | 25 | 2016-04-25 | 1458706 | Sus | N | UnknownCause¦Patrolfoundnothing¦¦
16-0031659 | 3rd Party | Vehicle | Pole-Wood | Broken, wire on ground | 2016 | Tier 2 - Elevated | Distribution Circuit | 4 | 26 | 2016-04-26 | 1459404 | Sus | N | 3rdParty¦Vehicle¦PoleWood¦Brokenwireonground
16-0032119 | Equipment Failure/Involved | Overhead | Crossarm, Wood | Broken, wire on object | 2016 | Tier 2 - Elevated | Distribution Circuit | 4 | 27 | 2016-04-27 | 1460508 | Sus | N | EquipmentFailureInvolved¦Overhead¦CrossarmWood¦Brokenwireonobject
16-0032793 | Vegetation | Tree - branch fell on line | Conductor, Overhead | Broken, wire on ground | 2016 | Tier 2 - Elevated | Distribution Circuit | 4 | 30 | 2016-04-30 | 1461908 | Sus | N | Vegetation¦Treebranchfellonline¦ConductorOverhead¦Brokenwireonground
16-0039508 | 3rd Party | Vehicle | Pole-Wood | Broken, wire on ground | 2016 | Tier 2 - Elevated | Distribution Circuit | 5 | 28 | 2016-05-28 | 1478413 | Sus | Y | 3rdParty¦Vehicle¦PoleWood¦Brokenwireonground
16-0039841 | Vegetation | Tree - cutting, PG&E contractor | Conductor, Overhead | Normal | 2016 | Tier 3 - Extreme | Distribution Circuit | 5 | 31 | 2016-05-31 | 1479559 | Sus | Y | Vegetation¦TreecuttingPG&Econtractor¦ConductorOverhead¦Normal
16-0045489 | Animal | Other | Transformer Power | Normal | 2016 | Tier 2 - Elevated | Substation - Transmission | 6 | 23 | 2016-06-23 | 1494972 | Sus | Y | Animal¦Other¦TransformerPower¦Normal
16-0050455 | Unknown Cause | Patrol - found nothing |  |  | 2016 | Tier 3 - Extreme | Distribution Circuit | 7 | 17 | 2016-07-17 | 1511447 | Sus | Y | UnknownCause¦Patrolfoundnothing¦¦
16-0062190 | Vegetation | Tree - fell into line | Conductor, Overhead | Broken, wire on ground | 2016 | Tier 2 - Elevated | Distribution Circuit | 9 | 2 | 2016-09-02 | 1536150 | Sus | Y | Vegetation¦Treefellintoline¦ConductorOverhead¦Brokenwireonground
16-0062323 | Equipment Failure/Involved | Overhead | Transformer (OH) | Failed/Faulted | 2016 | Tier 2 - Elevated | Transformer only | 9 | 4 | 2016-09-04 | 1536563 | Sus | Y | EquipmentFailureInvolved¦Overhead¦Transformer(OH)¦FailedFaulted
16-0067348 | Unknown Cause | Patrol - found nothing |  |  | 2016 | Tier 2 - Elevated | Distribution Circuit | 9 | 25 | 2016-09-25 | 1547445 | Sus | Y | UnknownCause¦Patrolfoundnothing¦¦
16-0070187 | Equipment Failure/Involved | Overhead | Transformer (OH) | Broken | 2016 | Tier 3 - Extreme | Distribution Circuit | 10 | 6 | 2016-10-06 | 1554096 | Sus | Y | EquipmentFailureInvolved¦Overhead¦Transformer(OH)¦Broken
16-0073158 | Equipment Failure/Involved | Overhead | Transformer | Failed/Faulted | 2016 | Tier 2 - Elevated | Transformer only | 10 | 17 | 2016-10-17 | 1563989 | Sus | Y | EquipmentFailureInvolved¦Overhead¦Transformer¦FailedFaulted
16-0074733 | Unknown Cause | Patrol - found nothing |  |  | 2016 | Tier 2 - Elevated | Distribution Circuit | 10 | 22 | 2016-10-22 | 1567437 | Sus | Y | UnknownCause¦Patrolfoundnothing¦¦
16-0075743 | Vegetation | Tree - fell into line | Conductor, Overhead | Broken, wire on ground | 2016 | Tier 2 - Elevated | Distribution Circuit | 10 | 26 | 2016-10-26 | 1570398 | Sus | Y | Vegetation¦Treefellintoline¦ConductorOverhead¦Brokenwireonground
16-0076723 | Equipment Failure/Involved | Overhead | Crossarm, Wood | Broken | 2016 | Tier 3 - Extreme | Distribution Circuit | 10 | 30 | 2016-10-30 | 1572905 | Sus | Y | EquipmentFailureInvolved¦Overhead¦CrossarmWood¦Broken
16-0077524 | Unknown Cause | Patrol - found nothing |  |  | 2016 | Tier 3 - Extreme | Distribution Circuit | 11 | 2 | 2016-11-02 | 1575228 | Sus | Y | UnknownCause¦Patrolfoundnothing¦¦
16-0080324 | Animal | Squirrel | Cutout, fuse holder | Normal | 2016 | Tier 2 - Elevated | Distribution Circuit | 11 | 16 | 2016-11-16 | 1582347 | Sus | Y | Animal¦Squirrel¦Cutoutfuseholder¦Normal
16-0081268 | Equipment Failure/Involved | Overhead | Conductor, Overhead | Broken, wire on ground | 2016 | Tier 2 - Elevated | Distribution Circuit | 11 | 20 | 2016-11-20 | 1585829 | Sus | Y | EquipmentFailureInvolved¦Overhead¦ConductorOverhead¦Brokenwireonground
16-0082737 | Vegetation | Tree - fell into line | Conductor, Overhead | Broken, wire on ground | 2016 | Tier 2 - Elevated | Distribution Circuit | 11 | 28 | 2016-11-28 | 1590539 | Sus | Y | Vegetation¦Treefellintoline¦ConductorOverhead¦Brokenwireonground
16-0084975 | Equipment Failure/Involved | Overhead | Crossarm, Wood | Broken, wire on ground | 2016 | Tier 2 - Elevated | Distribution Circuit | 12 | 10 | 2016-12-10 | 1598983 | Sus | N | EquipmentFailureInvolved¦Overhead¦CrossarmWood¦Brokenwireonground
16-0086262 | Vegetation | Tree - branch fell on line | Secondary | Normal | 2016 | Tier 2 - Elevated | Distribution Circuit | 12 | 18 | 2016-12-18 | 1606421 | Sus | N | Vegetation¦Treebranchfellonline¦Secondary¦Normal
16-0086897 | Vegetation | Tree - branch fell on line | Conductor, Overhead | Broken, wire on ground | 2016 | Tier 2 - Elevated | Distribution Circuit | 12 | 24 | 2016-12-24 | 1610238 | Sus | N | Vegetation¦Treebranchfellonline¦ConductorOverhead¦Brokenwireonground
17-0002812 | Vegetation | Tree - branch fell on line | Fuse | Failed/Faulted | 2017 | Tier 2 - Elevated | Distribution Circuit | 1 | 2 | 2017-01-02 | 1614813 | Sus | N | Vegetation¦Treebranchfellonline¦Fuse¦FailedFaulted
17-0004994 | Equipment Failure/Involved | Overhead | Conductor, Overhead | Broken, wire on ground | 2017 | Tier 3 - Extreme | Distribution Circuit | 1 | 8 | 2017-01-08 | 1622950 | Sus | N | EquipmentFailureInvolved¦Overhead¦ConductorOverhead¦Brokenwireonground
17-0005412 | Vegetation | Tree - fell into line | Conductor, Overhead | Broken, wire on ground | 2017 | Tier 2 - Elevated | Distribution Circuit | 1 | 8 | 2017-01-08 | 1626173 | Sus | N | Vegetation¦Treefellintoline¦ConductorOverhead¦Brokenwireonground
17-0006089 | Vegetation | Tree - fell into line | Conductor, Overhead | Broken, wire on ground | 2017 | Tier 2 - Elevated | Distribution Circuit | 1 | 8 | 2017-01-08 | 1624699 | Sus | N | Vegetation¦Treefellintoline¦ConductorOverhead¦Brokenwireonground
17-0006914 | Vegetation | Tree - fell into line | Conductor, Overhead | Normal | 2017 | Tier 3 - Extreme | Distribution Circuit | 1 | 10 | 2017-01-10 | 1635579 | Sus | N | Vegetation¦Treefellintoline¦ConductorOverhead¦Normal
17-0007848 | Vegetation | Tree - fell into line | Pole-Wood | Broken, wire on ground | 2017 | Tier 3 - Extreme | Distribution Circuit | 1 | 10 | 2017-01-10 | 1636978 | Sus | N | Vegetation¦Treefellintoline¦PoleWood¦Brokenwireonground
17-0008240 | Equipment Failure/Involved | Overhead | Conductor, Overhead | Broken, wire on ground | 2017 | Tier 3 - Extreme | Distribution Circuit | 1 | 11 | 2017-01-11 | 1640898 | Sus | N | EquipmentFailureInvolved¦Overhead¦ConductorOverhead¦Brokenwireonground
17-0008692 | Vegetation | Tree - branch fell on line | Conductor, Overhead | Normal | 2017 | Tier 3 - Extreme | Distribution Circuit | 1 | 13 | 2017-01-13 | 1642330 | Sus | N | Vegetation¦Treebranchfellonline¦ConductorOverhead¦Normal
17-0009995 | Vegetation | Tree - branch fell on line | Pole-Wood | Broken, wire on ground | 2017 | Tier 3 - Extreme | Distribution Circuit | 1 | 18 | 2017-01-18 | 1646119 | Sus | N | Vegetation¦Treebranchfellonline¦PoleWood¦Brokenwireonground
17-0011974 | Vegetation | Tree - branch fell on line | Conductor, Overhead | Normal | 2017 | Tier 3 - Extreme | Distribution Circuit | 1 | 21 | 2017-01-21 | 1655847 | Sus | N | Vegetation¦Treebranchfellonline¦ConductorOverhead¦Normal
17-0012563 | Vegetation | Tree - fell into line | Conductor, Overhead | Broken, wire on ground | 2017 | Tier 2 - Elevated | Distribution Circuit | 1 | 21 | 2017-01-21 | 1657760 | Sus | N | Vegetation¦Treefellintoline¦ConductorOverhead¦Brokenwireonground
17-0013060 | Vegetation | Tree - branch fell on line | Conductor, Overhead | Broken, wire on ground | 2017 | Tier 3 - Extreme | Distribution Circuit | 1 | 22 | 2017-01-22 | 1658745 | Sus | N | Vegetation¦Treebranchfellonline¦ConductorOverhead¦Brokenwireonground
17-0018313 | Vegetation | Tree - fell into line | Conductor, Overhead | Broken, wire on ground | 2017 | Tier 2 - Elevated | Distribution Circuit | 2 | 7 | 2017-02-07 | 1677632 | Sus | N | Vegetation¦Treefellintoline¦ConductorOverhead¦Brokenwireonground
17-0021659 | Vegetation | Tree - branch fell on line | Conductor, Overhead | Normal | 2017 | Tier 2 - Elevated | Distribution Circuit | 2 | 16 | 2017-02-16 | 1690441 | Sus | N | Vegetation¦Treebranchfellonline¦ConductorOverhead¦Normal
17-0022376 | Unknown Cause | Patrol - not conducted |  |  | 2017 | Tier 2 - Elevated | Distribution Circuit | 2 | 17 | 2017-02-17 | 1695821 | Sus | N | UnknownCause¦Patrolnotconducted¦¦
17-0023921 | Vegetation | Tree - fell into line | Conductor, Overhead | Broken, wire on ground | 2017 | Tier 2 - Elevated | Distribution Circuit | 2 | 20 | 2017-02-20 | 1703931 | Sus | N | Vegetation¦Treefellintoline¦ConductorOverhead¦Brokenwireonground
17-0026699 | Vegetation | Tree - branch fell on line | Conductor, Overhead | Normal | 2017 | Tier 2 - Elevated | Distribution Circuit | 2 | 25 | 2017-02-25 | 1713694 | Sus | N | Vegetation¦Treebranchfellonline¦ConductorOverhead¦Normal
17-0026930 | Vegetation | Tree - fell into line | Conductor, Overhead | Broken, wire on ground | 2017 | Tier 2 - Elevated | Distribution Circuit | 2 | 26 | 2017-02-26 | 1714648 | Sus | N | Vegetation¦Treefellintoline¦ConductorOverhead¦Brokenwireonground
17-0027666 | Company Initiated | Personnel, company | Conductor, Overhead | Normal | 2017 | Tier 3 - Extreme | Distribution Circuit | 3 | 1 | 2017-03-01 | 1716890 | Sus | N | CompanyInitiated¦Personnelcompany¦ConductorOverhead¦Normal
17-0028676 | Unknown Cause | Patrol - found nothing |  |  | 2017 | Tier 2 - Elevated | Distribution Circuit | 3 | 6 | 2017-03-06 | 1720697 | Sus | N | UnknownCause¦Patrolfoundnothing¦¦
17-0032626 | Environmental/External | Lightning | Transformer | Failed/Faulted | 2017 | Tier 2 - Elevated | Transformer only | 3 | 22 | 2017-03-22 | 1732667 | Sus | N | EnvironmentalExternal¦Lightning¦Transformer¦FailedFaulted
17-0034565 | Equipment Failure/Involved | Overhead | Jumper | Burned Open | 2017 | Tier 3 - Extreme | Distribution Circuit | 3 | 28 | 2017-03-28 | 1737966 | Sus | N | EquipmentFailureInvolved¦Overhead¦Jumper¦BurnedOpen
17-0035687 | Vegetation | Tree - fell into line | Conductor, Overhead | Broken, wire on ground | 2017 | Tier 2 - Elevated | Distribution Circuit | 3 | 31 | 2017-03-31 | 1741704 | Sus | N | Vegetation¦Treefellintoline¦ConductorOverhead¦Brokenwireonground
17-0039763 | Equipment Failure/Involved | Overhead | Transformer (OH) | Broken | 2017 | Tier 3 - Extreme | Distribution Circuit | 4 | 12 | 2017-04-12 | 1756693 | Sus | N | EquipmentFailureInvolved¦Overhead¦Transformer(OH)¦Broken
17-0040055 | Environmental/External | Lightning | Transformer (OH) | Failed/Faulted | 2017 | Tier 3 - Extreme | Transformer only | 4 | 13 | 2017-04-13 | 1757063 | Sus | N | EnvironmentalExternal¦Lightning¦Transformer(OH)¦FailedFaulted
17-0040123 | Environmental/External | Lightning | Other | Failed/Faulted | 2017 | Tier 2 - Elevated | Transformer only | 4 | 13 | 2017-04-13 | 1757433 | Sus | N | EnvironmentalExternal¦Lightning¦Other¦FailedFaulted
17-0041887 | Equipment Failure/Involved | Overhead | Connector or Splice (OH) | Broken | 2017 | Tier 2 - Elevated | Distribution Circuit | 4 | 21 | 2017-04-21 | 1763861 | Sus | N | EquipmentFailureInvolved¦Overhead¦ConnectororSplice(OH)¦Broken
17-0042279 | Unknown Cause | Patrol - found nothing |  |  | 2017 | Tier 2 - Elevated | Distribution Circuit | 4 | 24 | 2017-04-24 | 1765655 | Sus | N | UnknownCause¦Patrolfoundnothing¦¦
17-0045704 | Vegetation | Tree - fell into line | Secondary | Bent or Twisted | 2017 | Tier 2 - Elevated | Transformer only | 5 | 5 | 2017-05-05 | 1775784 | Sus | Y | Vegetation¦Treefellintoline¦Secondary¦BentorTwisted
17-0049441 | Vegetation | Tree - fell into line | Conductor, Overhead | Burned/flashed | 2017 | Tier 2 - Elevated | Distribution Circuit | 5 | 21 | 2017-05-21 | 1786520 | Sus | Y | Vegetation¦Treefellintoline¦ConductorOverhead¦Burnedflashed
17-0056361 | Equipment Failure/Involved | Overhead | Transformer (OH) | Failed/Faulted | 2017 | Tier 2 - Elevated | Transformer only | 6 | 18 | 2017-06-18 | 1808669 | Sus | Y | EquipmentFailureInvolved¦Overhead¦Transformer(OH)¦FailedFaulted
17-0063179 | Vegetation | Tree - fell into line | Conductor, Overhead | Normal | 2017 | Tier 3 - Extreme | Distribution Circuit | 7 | 15 | 2017-07-15 | 1832524 | Sus | Y | Vegetation¦Treefellintoline¦ConductorOverhead¦Normal
17-0074724 | Vegetation | Tree - branch fell on line | Transformer | Broken, wire on ground | 2017 | Tier 2 - Elevated | Transformer only | 9 | 1 | 2017-09-01 | 1864511 | Sus | Y | Vegetation¦Treebranchfellonline¦Transformer¦Brokenwireonground
17-0075407 | Unknown Cause | Patrol - found nothing |  |  | 2017 | Tier 2 - Elevated | Distribution Circuit | 9 | 2 | 2017-09-02 | 1867107 | Sus | Y | UnknownCause¦Patrolfoundnothing¦¦
17-0077696 | 3rd Party | Vehicle | Conductor, Overhead | Together | 2017 | Tier 2 - Elevated | Distribution Circuit | 9 | 11 | 2017-09-11 | 1875334 | Sus | Y | 3rdParty¦Vehicle¦ConductorOverhead¦Together
17-0078169 | Environmental/External | Lightning | Transformer | Failed/Faulted | 2017 | Tier 3 - Extreme | Transformer only | 9 | 12 | 2017-09-12 | 1877084 | Sus | Y | EnvironmentalExternal¦Lightning¦Transformer¦FailedFaulted
17-0078387 | 3rd Party | Tree - cutting, 3rd party | Conductor, Overhead | Broken, wire on ground | 2017 | Tier 2 - Elevated | Distribution Circuit | 9 | 12 | 2017-09-12 | 1877786 | Sus | Y | 3rdParty¦Treecutting3rdparty¦ConductorOverhead¦Brokenwireonground
17-0078559 | Unknown Cause | Patrol - found nothing |  |  | 2017 | Tier 3 - Extreme | Distribution Circuit | 9 | 13 | 2017-09-13 | 1877926 | Sus | Y | UnknownCause¦Patrolfoundnothing¦¦
17-0079882 | Unknown Cause | Patrol - found nothing |  |  | 2017 | Tier 2 - Elevated | Distribution Circuit | 9 | 19 | 2017-09-19 | 1881487 | Sus | Y | UnknownCause¦Patrolfoundnothing¦¦
17-0081950 | Vegetation | Tree - fell into line | Conductor, Overhead | Broken, wire on ground | 2017 | Tier 3 - Extreme | Distribution Circuit | 9 | 26 | 2017-09-26 | 1886440 | Sus | Y | Vegetation¦Treefellintoline¦ConductorOverhead¦Brokenwireonground
17-0082493 | Equipment Failure/Involved | Overhead | Fuse | Failed/Faulted | 2017 | Tier 2 - Elevated | Distribution Circuit | 9 | 28 | 2017-09-28 | 1887278 | Sus | Y | EquipmentFailureInvolved¦Overhead¦Fuse¦FailedFaulted
17-0084359 | Unknown Cause | Patrol - found nothing |  |  | 2017 | Tier 2 - Elevated | Distribution Circuit | 10 | 5 | 2017-10-05 | 1891172 | Sus | Y | UnknownCause¦Patrolfoundnothing¦¦
17-0086908 | Unknown Cause | Patrol - found nothing |  |  | 2017 | Tier 2 - Elevated | Distribution Circuit | 10 | 12 | 2017-10-12 | 1899668 | Sus | Y | UnknownCause¦Patrolfoundnothing¦¦
17-0087381 | Environmental/External | Fire, Forest/Grass | Pole-Wood | Burned/flashed | 2017 | Tier 3 - Extreme | Distribution Circuit | 10 | 9 | 2017-10-09 | 1900828 | Sus | Y | EnvironmentalExternal¦FireForestGrass¦PoleWood¦Burnedflashed
17-0087531 | Environmental/External | Fire, Forest/Grass | Other | Burned/flashed | 2017 | Tier 2 - Elevated | Distribution Circuit | 10 | 9 | 2017-10-09 | 1901340 | Sus | Y | EnvironmentalExternal¦FireForestGrass¦Other¦Burnedflashed
17-0092875 | Equipment Failure/Involved | Other | Customer Equipment | Malfunctioning | 2017 | Tier 3 - Extreme | Transformer only | 11 | 6 | 2017-11-06 | 1916620 | Sus | Y | EquipmentFailureInvolved¦Other¦CustomerEquipment¦Malfunctioning
17-0093106 | Equipment Failure/Involved | Overhead | Transformer | Failed/Faulted | 2017 | Tier 2 - Elevated | Transformer only | 11 | 6 | 2017-11-06 | 1917198 | Sus | Y | EquipmentFailureInvolved¦Overhead¦Transformer¦FailedFaulted
17-0096114 | Unknown Cause | Patrol - found nothing |  |  | 2017 | Tier 2 - Elevated | Distribution Circuit | 11 | 17 | 2017-11-17 | 1925345 | Sus | Y | UnknownCause¦Patrolfoundnothing¦¦
17-0099678 | Equipment Failure/Involved | Overhead | Conductor, Overhead | Broken, wire on ground | 2017 | Tier 2 - Elevated | Distribution Circuit | 12 | 4 | 2017-12-04 | 1934673 | Sus | N | EquipmentFailureInvolved¦Overhead¦ConductorOverhead¦Brokenwireonground
17-0102221 | Unknown Cause | Patrol - found nothing |  |  | 2017 | Tier 3 - Extreme | Distribution Circuit | 12 | 16 | 2017-12-16 | 1945454 | Sus | N | UnknownCause¦Patrolfoundnothing¦¦
17-0103618 | Unknown Cause | Patrol - found nothing |  |  | 2017 | Tier 2 - Elevated | Distribution Circuit | 12 | 29 | 2017-12-29 | 1953117 | Sus | N | UnknownCause¦Patrolfoundnothing¦¦
18-0003072 | Equipment Failure/Involved | Overhead | Transformer | Burned/flashed | 2018 | Tier 3 - Extreme | Transformer only | 1 | 2 | 2018-01-02 | 722 | Sus | N | EquipmentFailureInvolved¦Overhead¦Transformer¦Burnedflashed
18-0003989 | Unknown Cause | Patrol - not conducted |  |  | 2018 | Tier 2 - Elevated | Distribution Circuit | 1 | 6 | 2018-01-06 | 3115 | Sus | N | UnknownCause¦Patrolnotconducted¦¦
18-0005216 | Vegetation | Tree - fell into line | Conductor, Overhead | Broken, wire on ground | 2018 | Tier 2 - Elevated | Distribution Circuit | 1 | 11 | 2018-01-11 | 6428 | Sus | N | Vegetation¦Treefellintoline¦ConductorOverhead¦Brokenwireonground
18-0008988 | Vegetation | Tree - branch fell on line | Conductor, Overhead | Normal | 2018 | Tier 3 - Extreme | Distribution Circuit | 1 | 25 | 2018-01-25 | 13895 | Sus | N | Vegetation¦Treebranchfellonline¦ConductorOverhead¦Normal
18-0015054 | 3rd Party | Vehicle | Anchor or Guy | Broken | 2018 | Tier 2 - Elevated | Distribution Circuit | 2 | 16 | 2018-02-16 | 26167 | Sus | N | 3rdParty¦Vehicle¦AnchororGuy¦Broken
18-0015319 | Vegetation | Tree - fell into line | Conductor, Overhead | Broken, wire on ground | 2018 | Tier 3 - Extreme | Distribution Circuit | 2 | 18 | 2018-02-18 | 26930 | Sus | N | Vegetation¦Treefellintoline¦ConductorOverhead¦Brokenwireonground
18-0018806 | Equipment Failure/Involved | Fire, pole | Pole-Wood | Burned/flashed | 2018 | Tier 3 - Extreme | Distribution Circuit | 3 | 1 | 2018-03-01 | 35487 | Sus | N | EquipmentFailureInvolved¦Firepole¦PoleWood¦Burnedflashed
18-0019072 | Unknown Cause | Patrol - found nothing |  |  | 2018 | Tier 2 - Elevated | Distribution Circuit | 3 | 2 | 2018-03-02 | 36180 | Sus | N | UnknownCause¦Patrolfoundnothing¦¦
18-0020165 | Unknown Cause | Patrol - found nothing |  |  | 2018 | Tier 2 - Elevated | Distribution Circuit | 3 | 6 | 2018-03-06 | 38897 | Sus | N | UnknownCause¦Patrolfoundnothing¦¦
18-0023736 | Vegetation | Tree - fell into line | Conductor, Overhead | Broken, wire on ground | 2018 | Tier 3 - Extreme | Distribution Circuit | 3 | 16 | 2018-03-16 | 45729 | Sus | N | Vegetation¦Treefellintoline¦ConductorOverhead¦Brokenwireonground
18-0023781 | Unknown Cause | Patrol - found nothing |  |  | 2018 | Tier 3 - Extreme | Distribution Circuit | 3 | 17 | 2018-03-17 | 46675 | Sus | N | UnknownCause¦Patrolfoundnothing¦¦
18-0028292 | Animal | Squirrel | Conductor, Overhead | Normal | 2018 | Tier 3 - Extreme | Distribution Circuit | 4 | 1 | 2018-04-01 | 57540 | Sus | N | Animal¦Squirrel¦ConductorOverhead¦Normal
18-0034565 | Equipment Failure/Involved | Overhead | Cutout, fuse holder | Normal | 2018 | Tier 2 - Elevated | Transformer only | 4 | 23 | 2018-04-23 | 71887 | Sus | N | EquipmentFailureInvolved¦Overhead¦Cutoutfuseholder¦Normal
18-0036044 | Equipment Failure/Involved | Overhead | Jumper | Burned Open | 2018 | Tier 2 - Elevated | Distribution Circuit | 4 | 26 | 2018-04-26 | 74744 | Sus | N | EquipmentFailureInvolved¦Overhead¦Jumper¦BurnedOpen
18-0040427 | Vegetation | Tree - fell into line | Pole-Wood | Broken, wire on ground | 2018 | Tier 2 - Elevated | Distribution Circuit | 5 | 11 | 2018-05-11 | 84330 | Sus | Y | Vegetation¦Treefellintoline¦PoleWood¦Brokenwireonground
18-0051622 | Equipment Failure/Involved | Overhead | Pole-Wood | Deteriorated | 2018 | Tier 2 - Elevated | Distribution Circuit | 6 | 16 | 2018-06-16 | 110704 | Sus | Y | EquipmentFailureInvolved¦Overhead¦PoleWood¦Deteriorated
18-0053919 | Vegetation | Tree - fell into line | Conductor, Overhead | Broken, wire on ground | 2018 | Tier 3 - Extreme | Distribution Circuit | 6 | 23 | 2018-06-23 | 116494 | Sus | Y | Vegetation¦Treefellintoline¦ConductorOverhead¦Brokenwireonground
18-0056530 | Vegetation | Tree - fell into line | Conductor, Overhead | Normal | 2018 | Tier 2 - Elevated | Distribution Circuit | 7 | 2 | 2018-07-02 | 123408 | Sus | Y | Vegetation¦Treefellintoline¦ConductorOverhead¦Normal
18-0063777 | Animal | Bird found | Transformer (OH) | Burned/flashed | 2018 | Tier 3 - Extreme | Distribution Circuit | 7 | 25 | 2018-07-25 | 140454 | Sus | Y | Animal¦Birdfound¦Transformer(OH)¦Burnedflashed
18-0065904 | Equipment Failure/Involved | Overhead | Secondary | Arcing | 2018 | Tier 2 - Elevated | Transformer only | 8 | 1 | 2018-08-01 | 146905 | Sus | Y | EquipmentFailureInvolved¦Overhead¦Secondary¦Arcing
18-0068299 | Equipment Failure/Involved | Underground | Transformer (UG) | Normal | 2018 | Tier 3 - Extreme | Distribution Circuit | 8 | 9 | 2018-08-09 | 152177 | Sus | Y | EquipmentFailureInvolved¦Underground¦Transformer(UG)¦Normal
18-0076120 | Equipment Failure/Involved | Fire, pole | Pole-Wood | Burned/flashed | 2018 | Tier 2 - Elevated | Distribution Circuit | 9 | 4 | 2018-09-04 | 167630 | Sus | Y | EquipmentFailureInvolved¦Firepole¦PoleWood¦Burnedflashed
18-0078097 | Equipment Failure/Involved | Underground | Secondary | Deteriorated | 2018 | Tier 2 - Elevated | Transformer only | 9 | 10 | 2018-09-10 | 171394 | Sus | Y | EquipmentFailureInvolved¦Underground¦Secondary¦Deteriorated
18-0086456 | Environmental/External | Lightning | Transformer | Failed/Faulted | 2018 | Tier 2 - Elevated | Transformer only | 10 | 3 | 2018-10-03 | 187454 | Sus | Y | EnvironmentalExternal¦Lightning¦Transformer¦FailedFaulted
18-0087592 | Unknown Cause | Patrol - found nothing |  |  | 2018 | Tier 2 - Elevated | Distribution Circuit | 10 | 6 | 2018-10-06 | 189504 | Sus | Y | UnknownCause¦Patrolfoundnothing¦¦
18-0089275 | Environmental/External | Lightning | Transformer | Failed/Faulted | 2018 | Tier 3 - Extreme | Transformer only | 10 | 10 | 2018-10-10 | 192860 | Sus | Y | EnvironmentalExternal¦Lightning¦Transformer¦FailedFaulted
18-0090063 | Unknown Cause | Patrol - found nothing |  |  | 2018 | Tier 2 - Elevated | Distribution Circuit | 10 | 13 | 2018-10-13 | 194237 | Sus | Y | UnknownCause¦Patrolfoundnothing¦¦
18-0091579 | Animal | Bird found | Conductor, Overhead | Normal | 2018 | Tier 2 - Elevated | Distribution Circuit | 10 | 18 | 2018-10-18 | 197736 | Sus | Y | Animal¦Birdfound¦ConductorOverhead¦Normal
18-0099187 | Environmental/External | Fire, Forest/Grass | Pole-Wood | Burned/flashed | 2018 | Tier 3 - Extreme | Distribution Circuit | 11 | 8 | 2018-11-08 | 213898 | Sus | Y | EnvironmentalExternal¦FireForestGrass¦PoleWood¦Burnedflashed
18-0099881 | Unknown Cause | Patrol - found nothing |  |  | 2018 | Tier 3 - Extreme | Distribution Circuit | 11 | 15 | 2018-11-15 | 215650 | Sus | Y | UnknownCause¦Patrolfoundnothing¦¦
18-0102769 | Vegetation | Tree - fell into line | Fuse | Failed/Faulted | 2018 | Tier 3 - Extreme | Distribution Circuit | 11 | 24 | 2018-11-24 | 223524 | Sus | Y | Vegetation¦Treefellintoline¦Fuse¦FailedFaulted
18-0105096 | Unknown Cause | Patrol - found nothing |  |  | 2018 | Tier 3 - Extreme | Distribution Circuit | 11 | 29 | 2018-11-29 | 228640 | Sus | Y | UnknownCause¦Patrolfoundnothing¦¦
18-0105449 | Vegetation | Tree - fell into line | Conductor, Overhead | Normal | 2018 | Tier 3 - Extreme | Distribution Circuit | 11 | 30 | 2018-11-30 | 229809 | Sus | Y | Vegetation¦Treefellintoline¦ConductorOverhead¦Normal
18-0106139 | Equipment Failure/Involved | Overhead | Insulator | Broken | 2018 | Tier 2 - Elevated | Distribution Circuit | 12 | 2 | 2018-12-02 | 231887 | Sus | N | EquipmentFailureInvolved¦Overhead¦Insulator¦Broken
18-0106609 | Unknown Cause | Patrol - not conducted |  |  | 2018 | Tier 2 - Elevated | Distribution Circuit | 12 | 3 | 2018-12-03 | 232926 | Sus | N | UnknownCause¦Patrolnotconducted¦¦
18-0109636 | Company Initiated | Return Circuit Normal | Fuse | Normal | 2018 | Tier 3 - Extreme | Distribution Circuit | 12 | 17 | 2018-12-17 | 242259 | Sus | N | CompanyInitiated¦ReturnCircuitNormal¦Fuse¦Normal
18-0111129 | Unknown Cause | Patrol - found nothing |  |  | 2018 | Tier 3 - Extreme | Distribution Circuit | 12 | 30 | 2018-12-30 | 249751 | Sus | N | UnknownCause¦Patrolfoundnothing¦¦
18-0111141 | Unknown Cause | Patrol - found nothing |  |  | 2018 | Tier 3 - Extreme | Distribution Circuit | 12 | 30 | 2018-12-30 | 249870 | Sus | N | UnknownCause¦Patrolfoundnothing¦¦
19-0006486 | Vegetation | Tree - branch fell on line | Fuse | Failed/Faulted | 2019 | Tier 2 - Elevated | Distribution Circuit | 1 | 8 | 2019-01-08 | 260537 | Sus | N | Vegetation¦Treebranchfellonline¦Fuse¦FailedFaulted
19-0009485 | Equipment Failure/Involved | Overhead | Lightning Arrestor | Failed/Faulted | 2019 | Tier 2 - Elevated | Distribution Circuit | 1 | 16 | 2019-01-16 | 266530 | Sus | N | EquipmentFailureInvolved¦Overhead¦LightningArrestor¦FailedFaulted
19-0010669 | Vegetation | Tree - fell into line | Conductor, Overhead | Broken, wire on ground | 2019 | Tier 2 - Elevated | Distribution Circuit | 1 | 16 | 2019-01-16 | 271866 | Sus | N | Vegetation¦Treefellintoline¦ConductorOverhead¦Brokenwireonground
19-0010867 | Vegetation | Tree - fell into line | Conductor, Overhead | Broken, wire on ground | 2019 | Tier 3 - Extreme | Distribution Circuit | 1 | 16 | 2019-01-16 | 271174 | Sus | N | Vegetation¦Treefellintoline¦ConductorOverhead¦Brokenwireonground
19-0011044 | Vegetation | Tree - branch fell on line | Conductor, Overhead | Normal | 2019 | Tier 3 - Extreme | Distribution Circuit | 1 | 16 | 2019-01-16 | 269915 | Sus | N | Vegetation¦Treebranchfellonline¦ConductorOverhead¦Normal
19-0012571 | Vegetation | Tree - fell into line | Conductor, Overhead | Together | 2019 | Tier 2 - Elevated | Distribution Circuit | 1 | 20 | 2019-01-20 | 277292 | Sus | N | Vegetation¦Treefellintoline¦ConductorOverhead¦Together
19-0017172 | Unknown Cause | Patrol - found nothing |  |  | 2019 | Tier 3 - Extreme | Distribution Circuit | 2 | 2 | 2019-02-02 | 287478 | Sus | N | UnknownCause¦Patrolfoundnothing¦¦
19-0018498 | Vegetation | Tree - fell into line | Service conductor | Broken, wire on ground | 2019 | Tier 3 - Extreme | Transformer only | 2 | 5 | 2019-02-05 | 292620 | Sus | N | Vegetation¦Treefellintoline¦Serviceconductor¦Brokenwireonground
19-0019193 | Vegetation | Tree - fell into line | Conductor, Overhead | Broken, wire on ground | 2019 | Tier 2 - Elevated | Distribution Circuit | 2 | 4 | 2019-02-04 | 294365 | Sus | N | Vegetation¦Treefellintoline¦ConductorOverhead¦Brokenwireonground
19-0020726 | Vegetation | Tree - fell into line | Conductor, Overhead | Normal | 2019 | Tier 2 - Elevated | Distribution Circuit | 2 | 10 | 2019-02-10 | 298631 | Sus | N | Vegetation¦Treefellintoline¦ConductorOverhead¦Normal
19-0020750 | Equipment Failure/Involved | Overhead | Insulator | Broken | 2019 | Tier 2 - Elevated | Distribution Circuit | 2 | 10 | 2019-02-10 | 298641 | Sus | N | EquipmentFailureInvolved¦Overhead¦Insulator¦Broken
19-0020914 | Vegetation | Tree - fell into line | Conductor, Overhead | Normal | 2019 | Tier 3 - Extreme | Distribution Circuit | 2 | 11 | 2019-02-11 | 299497 | Sus | N | Vegetation¦Treefellintoline¦ConductorOverhead¦Normal
19-0021822 | Vegetation | Tree - fell into line | Crossarm, Wood | Broken, wire on ground | 2019 | Tier 3 - Extreme | Distribution Circuit | 2 | 13 | 2019-02-13 | 302899 | Sus | N | Vegetation¦Treefellintoline¦CrossarmWood¦Brokenwireonground
19-0023101 | Equipment Failure/Involved | Overhead | Conductor, Overhead | Bent or Twisted | 2019 | Tier 3 - Extreme | Distribution Circuit | 2 | 14 | 2019-02-14 | 306779 | Sus | N | EquipmentFailureInvolved¦Overhead¦ConductorOverhead¦BentorTwisted
19-0023405 | Vegetation | Tree - fell into line | Transformer (OH) | Broken | 2019 | Tier 2 - Elevated | Distribution Circuit | 2 | 14 | 2019-02-14 | 309457 | Sus | N | Vegetation¦Treefellintoline¦Transformer(OH)¦Broken
19-0024688 | Environmental/External | Lightning | Transformer | Failed/Faulted | 2019 | Tier 2 - Elevated | Transformer only | 2 | 16 | 2019-02-16 | 313875 | Sus | N | EnvironmentalExternal¦Lightning¦Transformer¦FailedFaulted
19-0025049 | Vegetation | Tree - fell into line | Secondary | Broken | 2019 | Tier 3 - Extreme | Distribution Circuit | 2 | 17 | 2019-02-17 | 315246 | Sus | N | Vegetation¦Treefellintoline¦Secondary¦Broken
19-0030049 | Equipment Failure/Involved | Overhead | Pole-Wood | Broken | 2019 | Tier 3 - Extreme | Distribution Circuit | 3 | 3 | 2019-03-03 | 330061 | Sus | N | EquipmentFailureInvolved¦Overhead¦PoleWood¦Broken
19-0030096 | Vegetation | Tree - fell into line | Crossarm, Wood | Broken | 2019 | Tier 2 - Elevated | Distribution Circuit | 3 | 2 | 2019-03-02 | 329649 | Sus | N | Vegetation¦Treefellintoline¦CrossarmWood¦Broken
19-0031138 | Vegetation | Tree - fell into line | Conductor, Overhead | Normal | 2019 | Tier 3 - Extreme | Distribution Circuit | 3 | 6 | 2019-03-06 | 332340 | Sus | N | Vegetation¦Treefellintoline¦ConductorOverhead¦Normal
19-0031709 | Equipment Failure/Involved | Overhead | Crossarm, Wood | Broken | 2019 | Tier 2 - Elevated | Distribution Circuit | 3 | 7 | 2019-03-07 | 333739 | Sus | N | EquipmentFailureInvolved¦Overhead¦CrossarmWood¦Broken
19-0038982 | Unknown Cause | Patrol - not conducted |  |  | 2019 | Tier 2 - Elevated | Distribution Circuit | 4 | 2 | 2019-04-02 | 352121 | Sus | N | UnknownCause¦Patrolnotconducted¦¦
19-0040382 | Equipment Failure/Involved | Overhead | Crossarm, Wood | Deteriorated | 2019 | Tier 2 - Elevated | Distribution Circuit | 4 | 7 | 2019-04-07 | 355275 | Sus | N | EquipmentFailureInvolved¦Overhead¦CrossarmWood¦Deteriorated
19-0041197 | Unknown Cause | Patrol - found nothing |  |  | 2019 | Tier 2 - Elevated | Distribution Circuit | 4 | 10 | 2019-04-10 | 357644 | Sus | N | UnknownCause¦Patrolfoundnothing¦¦
19-0041792 | Vegetation | Tree - branch fell on line | Conductor, Overhead | Broken, wire on ground | 2019 | Tier 3 - Extreme | Distribution Circuit | 4 | 11 | 2019-04-11 | 359274 | Sus | N | Vegetation¦Treebranchfellonline¦ConductorOverhead¦Brokenwireonground
19-0045003 | Company Initiated | Operating error | Circuit Breaker | Normal | 2019 | Tier 2 - Elevated | Generation | 4 | 22 | 2019-04-22 | 365678 | Sus | N | CompanyInitiated¦Operatingerror¦CircuitBreaker¦Normal
19-0046321 | Vegetation | Tree - grew into line | Conductor, Overhead | Arcing | 2019 | Tier 2 - Elevated | Distribution Circuit | 4 | 26 | 2019-04-26 | 368426 | Sus | N | Vegetation¦Treegrewintoline¦ConductorOverhead¦Arcing
19-0054463 | Equipment Failure/Involved | Overhead | Pole-Wood | Deteriorated | 2019 | Tier 2 - Elevated | Distribution Circuit | 5 | 20 | 2019-05-20 | 386344 | Sus | Y | EquipmentFailureInvolved¦Overhead¦PoleWood¦Deteriorated
19-0054492 | Equipment Failure/Involved | Overhead | Connector or Splice (OH) | Broken | 2019 | Tier 2 - Elevated | Distribution Circuit | 5 | 20 | 2019-05-20 | 386441 | Sus | Y | EquipmentFailureInvolved¦Overhead¦ConnectororSplice(OH)¦Broken
19-0066010 | Unknown Cause | Patrol - found nothing |  |  | 2019 | Tier 2 - Elevated | Distribution Circuit | 6 | 11 | 2019-06-11 | 405055 | Sus | Y | UnknownCause¦Patrolfoundnothing¦¦
19-0070992 | Equipment Failure/Involved | Overhead | Pole-Wood | Deteriorated | 2019 | Tier 3 - Extreme | Distribution Circuit | 6 | 22 | 2019-06-22 | 426036 | Sus | Y | EquipmentFailureInvolved¦Overhead¦PoleWood¦Deteriorated
19-0082309 | Equipment Failure/Involved | Overhead | Pole-Wood | Broken | 2019 | Tier 2 - Elevated | Distribution Circuit | 7 | 29 | 2019-07-29 | 474846 | Sus | Y | EquipmentFailureInvolved¦Overhead¦PoleWood¦Broken
19-0086690 | Equipment Failure/Involved | Overhead | Jumper | Broken | 2019 | Tier 2 - Elevated | Distribution Circuit | 8 | 11 | 2019-08-11 | 502127 | Sus | Y | EquipmentFailureInvolved¦Overhead¦Jumper¦Broken
19-0105077 | Vegetation | Tree - fell into line | Conductor, Overhead | Broken, wire on ground | 2019 | Tier 3 - Extreme | Distribution Circuit | 9 | 28 | 2019-09-28 | 627949 | Sus | Y | Vegetation¦Treefellintoline¦ConductorOverhead¦Brokenwireonground
19-0109485 | Wildfire Mitigation | Public Safety Power Shut-off | Conductor, Overhead | Normal | 2019 | Tier 2 - Elevated | Distribution Circuit | 10 | 9 | 2019-10-09 | 650753 | Sus | Y | WildfireMitigation¦PublicSafetyPowerShutoff¦ConductorOverhead¦Normal
19-0110712 | Unknown Cause | Patrol - found nothing |  |  | 2019 | Tier 2 - Elevated | Distribution Circuit | 10 | 11 | 2019-10-11 | 654821 | Sus | Y | UnknownCause¦Patrolfoundnothing¦¦
19-0121599 | Vegetation | Tree - branch fell on line | Conductor, Overhead | Normal | 2019 | Tier 3 - Extreme | Distribution Circuit | 11 | 5 | 2019-11-05 | 700274 | Sus | Y | Vegetation¦Treebranchfellonline¦ConductorOverhead¦Normal
19-0125511 | Unknown Cause | Patrol - found nothing |  |  | 2019 | Tier 2 - Elevated | Distribution Circuit | 11 | 17 | 2019-11-17 | 708780 | Sus | Y | UnknownCause¦Patrolfoundnothing¦¦
19-0129937 | Unknown Cause | Patrol - not conducted |  |  | 2019 | Tier 3 - Extreme | Distribution Circuit | 11 | 26 | 2019-11-26 | 719204 | Sus | Y | UnknownCause¦Patrolnotconducted¦¦
19-0130879 | Vegetation | Tree - fell into line | Conductor, Overhead | Broken, wire on ground | 2019 | Tier 3 - Extreme | Distribution Circuit | 11 | 27 | 2019-11-27 | 722256 | Sus | Y | Vegetation¦Treefellintoline¦ConductorOverhead¦Brokenwireonground
19-0133692 | Vegetation | Tree - fell into line | Conductor, Overhead | Broken, wire on ground | 2019 | Tier 3 - Extreme | Distribution Circuit | 12 | 5 | 2019-12-05 | 730200 | Sus | N | Vegetation¦Treefellintoline¦ConductorOverhead¦Brokenwireonground
19-0134741 | Unknown Cause | Patrol - found nothing |  |  | 2019 | Tier 3 - Extreme | Distribution Circuit | 12 | 7 | 2019-12-07 | 732423 | Sus | N | UnknownCause¦Patrolfoundnothing¦¦
19-0137905 | Equipment Failure/Involved | Overhead | Transformer (OH) | Failed/Faulted | 2019 | Tier 2 - Elevated | Transformer only | 12 | 25 | 2019-12-25 | 750306 | Sus | N | EquipmentFailureInvolved¦Overhead¦Transformer(OH)¦FailedFaulted
20-0004789 | Unknown Cause | Patrol - not conducted |  |  | 2020 | Tier 2 - Elevated | Distribution Circuit | 1 | 3 | 2020-01-03 | 754231 | Sus | N | UnknownCause¦Patrolnotconducted¦¦
20-0010339 | Vegetation | Tree - fell into line | Conductor, Overhead | Broken, wire on ground | 2020 | Tier 3 - Extreme | Distribution Circuit | 1 | 16 | 2020-01-16 | 763673 | Sus | N | Vegetation¦Treefellintoline¦ConductorOverhead¦Brokenwireonground
20-0010983 | Vegetation | Tree - fell into line | Conductor, Overhead | Together | 2020 | Tier 2 - Elevated | Distribution Circuit | 1 | 16 | 2020-01-16 | 765224 | Sus | N | Vegetation¦Treefellintoline¦ConductorOverhead¦Together
20-0016366 | Vegetation | Tree - fell into line | Conductor, Overhead | Broken, wire on ground | 2020 | Tier 3 - Extreme | Distribution Circuit | 2 | 2 | 2020-02-02 | 775992 | Sus | N | Vegetation¦Treefellintoline¦ConductorOverhead¦Brokenwireonground
20-0027486 | Vegetation | Tree - branch fell on line | Conductor, Overhead | Broken, wire on ground | 2020 | Tier 2 - Elevated | Distribution Circuit | 3 | 1 | 2020-03-01 | 820606 | Sus | N | Vegetation¦Treebranchfellonline¦ConductorOverhead¦Brokenwireonground
20-0027519 | Unknown Cause | Patrol - found nothing |  |  | 2020 | Tier 2 - Elevated | Distribution Circuit | 3 | 1 | 2020-03-01 | 820673 | Sus | N | UnknownCause¦Patrolfoundnothing¦¦
20-0032319 | Vegetation | Tree - branch fell on line | Conductor, Overhead | Normal | 2020 | Tier 3 - Extreme | Distribution Circuit | 3 | 15 | 2020-03-15 | 851633 | Sus | N | Vegetation¦Treebranchfellonline¦ConductorOverhead¦Normal
20-0032667 | Vegetation | Tree - branch fell on line | Crossarm, Wood | Broken | 2020 | Tier 3 - Extreme | Distribution Circuit | 3 | 16 | 2020-03-16 | 853510 | Sus | N | Vegetation¦Treebranchfellonline¦CrossarmWood¦Broken
20-0033030 | Equipment Failure/Involved | Overhead | Crossarm, Wood | Broken | 2020 | Tier 3 - Extreme | Distribution Circuit | 3 | 16 | 2020-03-16 | 855098 | Sus | N | EquipmentFailureInvolved¦Overhead¦CrossarmWood¦Broken
20-0038776 | Vegetation | Tree - branch fell on line | Conductor, Overhead | Burned/flashed | 2020 | Tier 3 - Extreme | Distribution Circuit | 4 | 5 | 2020-04-05 | 883343 | Sus | N | Vegetation¦Treebranchfellonline¦ConductorOverhead¦Burnedflashed
20-0039105 | Environmental/External | Lightning | Pole-Wood | Burned/flashed | 2020 | Tier 2 - Elevated | Distribution Circuit | 4 | 6 | 2020-04-06 | 886564 | Sus | N | EnvironmentalExternal¦Lightning¦PoleWood¦Burnedflashed
20-0042513 | Unknown Cause | Patrol - found nothing |  |  | 2020 | Tier 2 - Elevated | Distribution Circuit | 4 | 18 | 2020-04-18 | 897349 | Sus | N | UnknownCause¦Patrolfoundnothing¦¦
20-0043256 | 3rd Party | Vehicle | Pole-Wood | Broken | 2020 | Tier 2 - Elevated | Distribution Circuit | 4 | 21 | 2020-04-21 | 898768 | Sus | N | 3rdParty¦Vehicle¦PoleWood¦Broken
20-0053244 | Environmental/External | Lightning | Transformer | Failed/Faulted | 2020 | Tier 2 - Elevated | Transformer only | 5 | 22 | 2020-05-22 | 919431 | Sus | Y | EnvironmentalExternal¦Lightning¦Transformer¦FailedFaulted
20-0055862 | Unknown Cause | Patrol - not conducted |  |  | 2020 | Tier 2 - Elevated | Distribution Circuit | 5 | 30 | 2020-05-30 | 926061 | Sus | Y | UnknownCause¦Patrolnotconducted¦¦
20-0056743 | Unknown Cause | Patrol - found nothing |  |  | 2020 | Tier 3 - Extreme | Distribution Circuit | 6 | 2 | 2020-06-02 | 928782 | Sus | Y | UnknownCause¦Patrolfoundnothing¦¦
20-0062811 | Equipment Failure/Involved | Overhead | Transformer | Failed/Faulted | 2020 | Tier 3 - Extreme | Transformer only | 6 | 18 | 2020-06-18 | 942159 | Sus | Y | EquipmentFailureInvolved¦Overhead¦Transformer¦FailedFaulted
20-0071488 | Equipment Failure/Involved | Overhead | Pole-Wood | Broken | 2020 | Tier 3 - Extreme | Transformer only | 7 | 13 | 2020-07-13 | 963874 | Sus | Y | EquipmentFailureInvolved¦Overhead¦PoleWood¦Broken
20-0073736 | 3rd Party | Vehicle | Conductor, Overhead | Normal | 2020 | Tier 2 - Elevated | Distribution Circuit | 7 | 20 | 2020-07-20 | 968256 | Sus | Y | 3rdParty¦Vehicle¦ConductorOverhead¦Normal
20-0075929 | Equipment Failure/Involved | Underground | Connector or Splice (UG) | Failed/Faulted | 2020 | Tier 2 - Elevated | Distribution Circuit | 7 | 25 | 2020-07-25 | 971688 | Sus | Y | EquipmentFailureInvolved¦Underground¦ConnectororSplice(UG)¦FailedFaulted
20-0082704 | Vegetation | Tree - fell into line | Conductor, Overhead | Broken | 2020 | Tier 3 - Extreme | Distribution Circuit | 8 | 12 | 2020-08-12 | 994342 | Sus | Y | Vegetation¦Treefellintoline¦ConductorOverhead¦Broken
20-0084639 | Vegetation | Tree - branch fell on line | Service conductor | Broken | 2020 | Tier 3 - Extreme | Distribution Circuit | 8 | 16 | 2020-08-16 | 1009981 | Sus | Y | Vegetation¦Treebranchfellonline¦Serviceconductor¦Broken
20-0085820 | Equipment Failure/Involved | Overhead | Conductor, Overhead | Broken | 2020 | Tier 3 - Extreme | Distribution Circuit | 8 | 17 | 2020-08-17 | 1014209 | Sus | Y | EquipmentFailureInvolved¦Overhead¦ConductorOverhead¦Broken
20-0090238 | Environmental/External | Fire, Forest/Grass | Pole-Wood | Burned/flashed | 2020 | Tier 3 - Extreme | Distribution Circuit | 8 | 19 | 2020-08-19 | 1032500 | Sus | Y | EnvironmentalExternal¦FireForestGrass¦PoleWood¦Burnedflashed
20-0090277 | Environmental/External | Fire, Forest/Grass | Conductor, Overhead | Normal | 2020 | Tier 3 - Extreme | Distribution Circuit | 8 | 20 | 2020-08-20 | 1032637 | Sus | Y | EnvironmentalExternal¦FireForestGrass¦ConductorOverhead¦Normal
20-0090496 | Environmental/External | Fire, Forest/Grass | Other | Burned/flashed | 2020 | Tier 3 - Extreme | Distribution Circuit | 8 | 19 | 2020-08-19 | 1033404 | Sus | Y | EnvironmentalExternal¦FireForestGrass¦Other¦Burnedflashed
20-0094560 | Wildfire Mitigation | Public Safety Power Shut-off | Conductor, Overhead | Normal | 2020 | Tier 2 - Elevated | Distribution Circuit | 9 | 8 | 2020-09-08 | 1060493 | Sus | Y | WildfireMitigation¦PublicSafetyPowerShutoff¦ConductorOverhead¦Normal
20-0096360 | Environmental/External | Fire, Forest/Grass | Pole-Wood | Burned/flashed | 2020 | Tier 3 - Extreme | Distribution Circuit | 8 | 19 | 2020-08-19 | 1064196 | Sus | Y | EnvironmentalExternal¦FireForestGrass¦PoleWood¦Burnedflashed
20-0098483 | Company Initiated | Construction Activity/equip, company | Conductor, Overhead | Normal | 2020 | Tier 3 - Extreme | Distribution Circuit | 9 | 17 | 2020-09-17 | 1077835 | Sus | Y | CompanyInitiated¦ConstructionActivityequipcompany¦ConductorOverhead¦Normal
20-0098992 | Environmental/External | Fire, Forest/Grass | Conductor, Overhead | Burned/flashed | 2020 | Tier 3 - Extreme | Distribution Circuit | 8 | 18 | 2020-08-18 | 1081005 | Sus | Y | EnvironmentalExternal¦FireForestGrass¦ConductorOverhead¦Burnedflashed
20-0108471 | Wildfire Mitigation | Public Safety Power Shut-off | Conductor, Overhead | Normal | 2020 | Tier 3 - Extreme | Distribution Circuit | 10 | 14 | 2020-10-14 | 1117980 | Sus | Y | WildfireMitigation¦PublicSafetyPowerShutoff¦ConductorOverhead¦Normal
20-0109226 | Equipment Failure/Involved | Overhead | Transformer | Failed/Faulted | 2020 | Tier 2 - Elevated | Transformer only | 10 | 15 | 2020-10-15 | 1118574 | Sus | Y | EquipmentFailureInvolved¦Overhead¦Transformer¦FailedFaulted
20-0109371 | Equipment Failure/Involved | Overhead | Transformer (OH) | Deteriorated | 2020 | Tier 3 - Extreme | Transformer only | 10 | 15 | 2020-10-15 | 1118737 | Sus | Y | EquipmentFailureInvolved¦Overhead¦Transformer(OH)¦Deteriorated
20-0110751 | 3rd Party | Tree - cutting, 3rd party | Conductor, Overhead | Broken, wire on ground | 2020 | Tier 3 - Extreme | Distribution Circuit | 10 | 20 | 2020-10-20 | 1121608 | Sus | Y | 3rdParty¦Treecutting3rdparty¦ConductorOverhead¦Brokenwireonground
20-0113764 | Environmental/External | Fire, Forest/Grass | Conductor, Overhead | Burned/flashed | 2020 | Tier 3 - Extreme | Distribution Circuit | 9 | 27 | 2020-09-27 | 1129736 | Sus | Y | EnvironmentalExternal¦FireForestGrass¦ConductorOverhead¦Burnedflashed
20-0121361 | Equipment Failure/Involved | Overhead | Fuse | Broken | 2020 | Tier 2 - Elevated | Transformer only | 11 | 16 | 2020-11-16 | 1146288 | Sus | Y | EquipmentFailureInvolved¦Overhead¦Fuse¦Broken
20-0121467 | Equipment Failure/Involved | Electrical Overload | Transformer (OH) | Failed/Faulted | 2020 | Tier 2 - Elevated | Transformer only | 11 | 16 | 2020-11-16 | 1146233 | Sus | Y | EquipmentFailureInvolved¦ElectricalOverload¦Transformer(OH)¦FailedFaulted
20-0123924 | Equipment Failure/Involved | Overhead | Transformer (OH) | Deteriorated | 2020 | Tier 2 - Elevated | Transformer only | 11 | 22 | 2020-11-22 | 1152749 | Sus | Y | EquipmentFailureInvolved¦Overhead¦Transformer(OH)¦Deteriorated
20-0123953 | Equipment Failure/Involved | Overhead | Transformer (OH) | Failed/Faulted | 2020 | Tier 2 - Elevated | Distribution Circuit | 11 | 22 | 2020-11-22 | 1152811 | Sus | Y | EquipmentFailureInvolved¦Overhead¦Transformer(OH)¦FailedFaulted
20-0128175 | Equipment Failure/Involved | Electrical Overload | Transformer (OH) | Failed/Faulted | 2020 | Tier 2 - Elevated | Distribution Circuit | 12 | 5 | 2020-12-05 | 1165966 | Sus | N | EquipmentFailureInvolved¦ElectricalOverload¦Transformer(OH)¦FailedFaulted
20-0130625 | Equipment Failure/Involved | Overhead | Recloser | Malfunctioning | 2020 | Tier 2 - Elevated | Distribution Circuit | 12 | 15 | 2020-12-15 | 1189674 | Sus | N | EquipmentFailureInvolved¦Overhead¦Recloser¦Malfunctioning
20-0132068 | Equipment Failure/Involved | Overhead | Cutout, fuse holder | Broken | 2020 | Tier 2 - Elevated | Transformer only | 12 | 28 | 2020-12-28 | 1200269 | Sus | N | EquipmentFailureInvolved¦Overhead¦Cutoutfuseholder¦Broken
21-0006992 | Unknown Cause | Patrol - found nothing |  |  | 2021 | Tier 3 - Extreme | Distribution Circuit | 1 | 10 | 2021-01-10 | 1207583 | Sus | N | UnknownCause¦Patrolfoundnothing¦¦
21-0010922 | Vegetation | Tree - branch fell on line | Conductor, Overhead | Broken, wire on ground | 2021 | Tier 3 - Extreme | Distribution Circuit | 1 | 19 | 2021-01-19 | 1217455 | Sus | N | Vegetation¦Treebranchfellonline¦ConductorOverhead¦Brokenwireonground
21-0013715 | Vegetation | Tree - branch fell on line | Conductor, Overhead | Normal | 2021 | Tier 3 - Extreme | Distribution Circuit | 1 | 25 | 2021-01-25 | 1223401 | Sus | N | Vegetation¦Treebranchfellonline¦ConductorOverhead¦Normal
21-0013920 | Equipment Failure/Involved | Overhead | Pole-Wood | Broken | 2021 | Tier 3 - Extreme | Distribution Circuit | 1 | 25 | 2021-01-25 | 1224090 | Sus | N | EquipmentFailureInvolved¦Overhead¦PoleWood¦Broken
21-0015571 | Unknown Cause | Patrol - not conducted |  |  | 2021 | Tier 2 - Elevated | Distribution Circuit | 1 | 27 | 2021-01-27 | 1232095 | Sus | N | UnknownCause¦Patrolnotconducted¦¦
21-0016101 | Vegetation | Tree - fell into line | Conductor, Overhead | Broken, wire on ground | 2021 | Tier 3 - Extreme | Distribution Circuit | 1 | 27 | 2021-01-27 | 1233283 | Sus | N | Vegetation¦Treefellintoline¦ConductorOverhead¦Brokenwireonground
21-0017020 | Vegetation | Tree - fell into line | Conductor, Overhead | Broken, wire on ground | 2021 | Tier 3 - Extreme | Distribution Circuit | 1 | 27 | 2021-01-27 | 1238088 | Sus | N | Vegetation¦Treefellintoline¦ConductorOverhead¦Brokenwireonground
21-0017405 | Equipment Failure/Involved | Overhead | Pothead(Riser Termination) | Broken | 2021 | Tier 3 - Extreme | Distribution Circuit | 1 | 28 | 2021-01-28 | 1239426 | Sus | N | EquipmentFailureInvolved¦Overhead¦Pothead(RiserTermination)¦Broken
21-0017584 | Vegetation | Tree - fell into line | Conductor, Overhead | Broken, wire on ground | 2021 | Tier 3 - Extreme | Distribution Circuit | 1 | 28 | 2021-01-28 | 1239690 | Sus | N | Vegetation¦Treefellintoline¦ConductorOverhead¦Brokenwireonground
21-0020066 | Vegetation | Tree - fell into line | Conductor, Overhead | Normal | 2021 | Tier 3 - Extreme | Distribution Circuit | 1 | 31 | 2021-01-31 | 1244219 | Sus | N | Vegetation¦Treefellintoline¦ConductorOverhead¦Normal
21-0034309 | Unknown Cause | Patrol - found nothing |  |  | 2021 | Tier 3 - Extreme | Distribution Circuit | 3 | 10 | 2021-03-10 | 1276635 | Sus | N | UnknownCause¦Patrolfoundnothing¦¦
21-0041840 | Equipment Failure/Involved | Underground | Transformer (UG) | Leaking | 2021 | Tier 2 - Elevated | Distribution Circuit | 3 | 27 | 2021-03-27 | 1301730 | Sus | N | EquipmentFailureInvolved¦Underground¦Transformer(UG)¦Leaking
21-0042946 | Equipment Failure/Involved | Overhead | Crossarm, Wood | Broken | 2021 | Tier 3 - Extreme | Distribution Circuit | 3 | 30 | 2021-03-30 | 1303766 | Sus | N | EquipmentFailureInvolved¦Overhead¦CrossarmWood¦Broken
21-0047974 | Vegetation | Tree - branch fell on line | Conductor, Overhead | Bent or Twisted | 2021 | Tier 2 - Elevated | Distribution Circuit | 4 | 13 | 2021-04-13 | 1315015 | Sus | N | Vegetation¦Treebranchfellonline¦ConductorOverhead¦BentorTwisted
21-0053019 | 3rd Party | Vehicle | Pole-Wood | Broken, wire on ground | 2021 | Tier 2 - Elevated | Distribution Circuit | 4 | 26 | 2021-04-26 | 1333917 | Sus | N | 3rdParty¦Vehicle¦PoleWood¦Brokenwireonground
21-0055574 | Vegetation | Tree - fell into line | Pole-Wood | Broken | 2021 | Tier 3 - Extreme | Distribution Circuit | 4 | 30 | 2021-04-30 | 1337925 | Sus | N | Vegetation¦Treefellintoline¦PoleWood¦Broken
21-0055919 | Vegetation | Tree - fell into line | Conductor, Overhead | Normal | 2021 | Tier 3 - Extreme | Distribution Circuit | 5 | 2 | 2021-05-02 | 1339320 | Sus | Y | Vegetation¦Treefellintoline¦ConductorOverhead¦Normal
21-0059561 | Unknown Cause | Patrol - found nothing |  |  | 2021 | Tier 2 - Elevated | Distribution Circuit | 5 | 10 | 2021-05-10 | 1345532 | Sus | Y | UnknownCause¦Patrolfoundnothing¦¦
21-0060490 | Animal | Bird found | Conductor, Overhead | Normal | 2021 | Tier 3 - Extreme | Distribution Circuit | 5 | 12 | 2021-05-12 | 1347096 | Sus | Y | Animal¦Birdfound¦ConductorOverhead¦Normal
21-0066072 | Animal | Bird found | Conductor, Overhead | Normal | 2021 | Tier 2 - Elevated | Distribution Circuit | 5 | 25 | 2021-05-25 | 1358749 | Sus | Y | Animal¦Birdfound¦ConductorOverhead¦Normal
21-0068505 | 3rd Party | Customer Equipment | Transformer (OH) | Failed/Faulted | 2021 | Tier 2 - Elevated | Transformer only | 6 | 1 | 2021-06-01 | 1363155 | Sus | Y | 3rdParty¦CustomerEquipment¦Transformer(OH)¦FailedFaulted
21-0071392 | Vegetation | Tree - fell into line | Conductor, Overhead | Normal | 2021 | Tier 2 - Elevated | Distribution Circuit | 6 | 8 | 2021-06-08 | 1368442 | Sus | Y | Vegetation¦Treefellintoline¦ConductorOverhead¦Normal
21-0072926 | Vegetation | Tree - fell into line | Conductor, Overhead | Broken, wire on ground | 2021 | Tier 3 - Extreme | Distribution Circuit | 6 | 10 | 2021-06-10 | 1370474 | Sus | Y | Vegetation¦Treefellintoline¦ConductorOverhead¦Brokenwireonground
21-0073629 | Unknown Cause | Patrol - found nothing |  |  | 2021 | Tier 3 - Extreme | Distribution Circuit | 6 | 13 | 2021-06-13 | 1372089 | Sus | Y | UnknownCause¦Patrolfoundnothing¦¦
21-0082759 | Vegetation | Tree - fell into line | Conductor, Overhead | Normal | 2021 | Tier 3 - Extreme | Distribution Circuit | 6 | 30 | 2021-06-30 | 1389137 | Sus | Y | Vegetation¦Treefellintoline¦ConductorOverhead¦Normal
21-0088516 | Unknown Cause | Patrol - found nothing |  |  | 2021 | Tier 2 - Elevated | Distribution Circuit | 7 | 12 | 2021-07-12 | 1402424 | Sus | Y | UnknownCause¦Patrolfoundnothing¦¦
21-0088656 | Unknown Cause | Patrol - found nothing |  |  | 2021 | Tier 2 - Elevated | Distribution Circuit | 7 | 13 | 2021-07-13 | 1402800 | Sus | Y | UnknownCause¦Patrolfoundnothing¦¦
21-0090440 | Equipment Failure/Involved | Overhead | Cutout, fuse holder | Broken | 2021 | Tier 2 - Elevated | Transformer only | 7 | 15 | 2021-07-15 | 1405109 | Sus | Y | EquipmentFailureInvolved¦Overhead¦Cutoutfuseholder¦Broken
21-0105692 | Wildfire Mitigation | CWSP - Vegetation Removal | Conductor, Overhead | Normal | 2021 | Tier 3 - Extreme | Distribution Circuit | 8 | 17 | 2021-08-17 | 1445070 | Sus | Y | WildfireMitigation¦CWSPVegetationRemoval¦ConductorOverhead¦Normal
21-0108050 | Vegetation | Tree - branch fell on line | Conductor, Overhead | Normal | 2021 | Tier 2 - Elevated | Distribution Circuit | 8 | 23 | 2021-08-23 | 1450387 | Sus | Y | Vegetation¦Treebranchfellonline¦ConductorOverhead¦Normal
21-0111531 | Equipment Failure/Involved | Underground | Conductor, Underground | Burned/flashed | 2021 | Tier 2 - Elevated | Distribution Circuit | 8 | 31 | 2021-08-31 | 1458987 | Sus | Y | EquipmentFailureInvolved¦Underground¦ConductorUnderground¦Burnedflashed
21-0125162 | Unknown Cause | Patrol - found nothing |  |  | 2021 | Tier 3 - Extreme | Distribution Circuit | 10 | 2 | 2021-10-02 | 1485285 | Sus | Y | UnknownCause¦Patrolfoundnothing¦¦
21-0127959 | Unknown Cause | Patrol - found nothing |  |  | 2021 | Tier 2 - Elevated | Distribution Circuit | 10 | 8 | 2021-10-08 | 1490675 | Sus | Y | UnknownCause¦Patrolfoundnothing¦¦
21-0128117 | Wildfire Mitigation | Public Safety Power Shut-off | Conductor, Overhead | Normal | 2021 | Tier 2 - Elevated | Distribution Circuit | 10 | 11 | 2021-10-11 | 1493136 | Sus | Y | WildfireMitigation¦PublicSafetyPowerShutoff¦ConductorOverhead¦Normal
21-0128118 | Wildfire Mitigation | Public Safety Power Shut-off | Conductor, Overhead | Normal | 2021 | Tier 2 - Elevated | Distribution Circuit | 10 | 11 | 2021-10-11 | 1493044 | Sus | Y | WildfireMitigation¦PublicSafetyPowerShutoff¦ConductorOverhead¦Normal
21-0128717 | Vegetation | Tree - fell into line | Conductor, Overhead | Broken, wire on ground | 2021 | Tier 2 - Elevated | Distribution Circuit | 10 | 11 | 2021-10-11 | 1492427 | Sus | Y | Vegetation¦Treefellintoline¦ConductorOverhead¦Brokenwireonground
21-0136597 | Equipment Failure/Involved | Overhead | Connector or Splice (OH) | Broken, wire on ground | 2021 | Tier 3 - Extreme | Distribution Circuit | 10 | 24 | 2021-10-24 | 1512134 | Sus | Y | EquipmentFailureInvolved¦Overhead¦ConnectororSplice(OH)¦Brokenwireonground
21-0137229 | Vegetation | Tree - branch fell on line | Conductor, Overhead | Broken, wire on ground | 2021 | Tier 3 - Extreme | Distribution Circuit | 10 | 25 | 2021-10-25 | 1518511 | Sus | Y | Vegetation¦Treebranchfellonline¦ConductorOverhead¦Brokenwireonground
21-0137827 | Unknown Cause | Patrol - found nothing |  |  | 2021 | Tier 3 - Extreme | Distribution Circuit | 10 | 24 | 2021-10-24 | 1512447 | Sus | Y | UnknownCause¦Patrolfoundnothing¦¦
21-0142184 | Equipment Failure/Involved | Overhead | Service conductor | Broken | 2021 | Tier 3 - Extreme | Transformer only | 11 | 4 | 2021-11-04 | 1534832 | Sus | Y | EquipmentFailureInvolved¦Overhead¦Serviceconductor¦Broken
21-0151358 | Vegetation | Tree - fell into line | Conductor, Overhead | Normal | 2021 | Tier 3 - Extreme | Distribution Circuit | 11 | 26 | 2021-11-26 | 1554718 | Sus | Y | Vegetation¦Treefellintoline¦ConductorOverhead¦Normal
21-0152297 | Animal | Squirrel | Cutout, fuse holder | Burned/flashed | 2021 | Tier 2 - Elevated | Distribution Circuit | 11 | 28 | 2021-11-28 | 1555229 | Sus | Y | Animal¦Squirrel¦Cutoutfuseholder¦Burnedflashed
21-0154096 | Unknown Cause | Patrol - found nothing |  |  | 2021 | Tier 2 - Elevated | Transformer only | 12 | 2 | 2021-12-02 | 1557702 | Sus | N | UnknownCause¦Patrolfoundnothing¦¦
21-0156623 | Unknown Cause | Patrol - found nothing |  |  | 2021 | Tier 2 - Elevated | Distribution Circuit | 12 | 10 | 2021-12-10 | 1563949 | Sus | N | UnknownCause¦Patrolfoundnothing¦¦
21-0157279 | Vegetation | Tree - branch fell on line | Conductor, Overhead | Normal | 2021 | Tier 3 - Extreme | Distribution Circuit | 12 | 13 | 2021-12-13 | 1566673 | Sus | N | Vegetation¦Treebranchfellonline¦ConductorOverhead¦Normal
21-0157299 | Unknown Cause | Patrol - found nothing |  |  | 2021 | Tier 2 - Elevated | Distribution Circuit | 12 | 13 | 2021-12-13 | 1567434 | Sus | N | UnknownCause¦Patrolfoundnothing¦¦
21-0158302 | Vegetation | Tree - fell into line | Conductor, Overhead | Broken, wire on ground | 2021 | Tier 2 - Elevated | Distribution Circuit | 12 | 15 | 2021-12-15 | 1572094 | Sus | N | Vegetation¦Treefellintoline¦ConductorOverhead¦Brokenwireonground
21-0158619 | Unknown Cause | Patrol - found nothing |  |  | 2021 | Tier 3 - Extreme | Distribution Circuit | 12 | 15 | 2021-12-15 | 1573443 | Sus | N | UnknownCause¦Patrolfoundnothing¦¦
21-0158768 | Unknown Cause | Patrol - found nothing |  |  | 2021 | Tier 3 - Extreme | Distribution Circuit | 12 | 15 | 2021-12-15 | 1573296 | Sus | N | UnknownCause¦Patrolfoundnothing¦¦
21-0158841 | 3rd Party | Vehicle | Pole-Wood | Broken | 2021 | Tier 2 - Elevated | Distribution Circuit | 12 | 16 | 2021-12-16 | 1574609 | Sus | N | 3rdParty¦Vehicle¦PoleWood¦Broken
21-0159379 | Vegetation | Tree - fell into line | Conductor, Overhead | Normal | 2021 | Tier 3 - Extreme | Distribution Circuit | 12 | 17 | 2021-12-17 | 1576196 | Sus | N | Vegetation¦Treefellintoline¦ConductorOverhead¦Normal
21-0161587 | Vegetation | Tree - fell into line | Conductor, Overhead | Normal | 2021 | Tier 3 - Extreme | Distribution Circuit | 12 | 29 | 2021-12-29 | 1588326 | Sus | N | Vegetation¦Treefellintoline¦ConductorOverhead¦Normal
22-0007319 | Vegetation | Tree - fell into line | Pole-Wood | Broken, wire on ground | 2021 | Tier 2 - Elevated | Distribution Circuit | 12 | 26 | 2021-12-26 | 1597260 | Sus | N | Vegetation¦Treefellintoline¦PoleWood¦Brokenwireonground
22-0016579 | Vegetation | Tree - branch fell on line | Conductor, Overhead | Normal | 2022 | Tier 2 - Elevated | Distribution Circuit | 1 | 31 | 2022-01-31 | 1617370 | Sus | N | Vegetation¦Treebranchfellonline¦ConductorOverhead¦Normal
22-0020467 | Equipment Failure/Involved | Overhead | Conductor, Overhead | Broken, wire on ground | 2022 | Tier 2 - Elevated | Distribution Circuit | 2 | 9 | 2022-02-09 | 1624139 | Sus | N | EquipmentFailureInvolved¦Overhead¦ConductorOverhead¦Brokenwireonground
22-0021894 | Unknown Cause | Patrol - found nothing |  |  | 2022 | Tier 2 - Elevated | Distribution Circuit | 2 | 13 | 2022-02-13 | 1626608 | Sus | N | UnknownCause¦Patrolfoundnothing¦¦
22-0024205 | Vegetation | Tree - grew into line | Conductor, Overhead | Broken, wire on ground | 2022 | Tier 2 - Elevated | Distribution Circuit | 2 | 18 | 2022-02-18 | 1631991 | Sus | N | Vegetation¦Treegrewintoline¦ConductorOverhead¦Brokenwireonground
22-0026056 | Equipment Failure/Involved | Overhead | Transformer (OH) | Failed/Faulted | 2022 | Tier 3 - Extreme | Transformer only | 2 | 23 | 2022-02-23 | 1635170 | Sus | N | EquipmentFailureInvolved¦Overhead¦Transformer(OH)¦FailedFaulted
22-0026072 | Equipment Failure/Involved | Overhead | Connector or Splice (OH) | Broken, wire on ground | 2022 | Tier 2 - Elevated | Distribution Circuit | 2 | 24 | 2022-02-24 | 1635221 | Sus | N | EquipmentFailureInvolved¦Overhead¦ConnectororSplice(OH)¦Brokenwireonground
22-0036077 | Animal | Other | Fuse | Burned Open | 2022 | Tier 2 - Elevated | Transformer only | 3 | 20 | 2022-03-20 | 1651886 | Sus | N | Animal¦Other¦Fuse¦BurnedOpen
22-0036649 | Unknown Cause | Patrol - not conducted |  |  | 2022 | Tier 2 - Elevated | Distribution Circuit | 3 | 22 | 2022-03-22 | 1653071 | Sus | N | UnknownCause¦Patrolnotconducted¦¦
22-0037737 | Animal | Bird found | Conductor, Overhead | Normal | 2022 | Tier 2 - Elevated | Distribution Circuit | 3 | 24 | 2022-03-24 | 1654658 | Sus | N | Animal¦Birdfound¦ConductorOverhead¦Normal
22-0038974 | Unknown Cause | Patrol - found nothing |  |  | 2022 | Tier 3 - Extreme | Distribution Circuit | 3 | 27 | 2022-03-27 | 1656621 | Sus | N | UnknownCause¦Patrolfoundnothing¦¦
22-0042964 | Equipment Failure/Involved | Overhead | Crossarm, Wood | Broken | 2022 | Tier 2 - Elevated | Distribution Circuit | 4 | 5 | 2022-04-05 | 1663473 | Sus | N | EquipmentFailureInvolved¦Overhead¦CrossarmWood¦Broken
22-0045505 | Vegetation | Tree - fell into line | Conductor, Overhead | Broken, wire on ground | 2022 | Tier 2 - Elevated | Distribution Circuit | 4 | 11 | 2022-04-11 | 1668549 | Sus | N | Vegetation¦Treefellintoline¦ConductorOverhead¦Brokenwireonground
22-0047130 | Vegetation | Tree - fell into line | Conductor, Overhead | Normal | 2022 | Tier 2 - Elevated | Distribution Circuit | 4 | 13 | 2022-04-13 | 1671149 | Sus | N | Vegetation¦Treefellintoline¦ConductorOverhead¦Normal
22-0047130 | Vegetation | Tree - fell into line | Conductor, Overhead | Normal | 2022 | Tier 2 - Elevated | Distribution Circuit | 4 | 13 | 2022-04-13 | 1671149 | Sus | N | Vegetation¦Treefellintoline¦ConductorOverhead¦Normal
22-0047347 | Equipment Failure/Involved | Overhead | Recloser | Broken | 2022 | Tier 2 - Elevated | Distribution Circuit | 4 | 13 | 2022-04-13 | 1671582 | Sus | N | EquipmentFailureInvolved¦Overhead¦Recloser¦Broken
22-0052936 | Unknown Cause | Patrol - found nothing |  |  | 2022 | Tier 2 - Elevated | Transformer only | 4 | 21 | 2022-04-21 | 1678665 | Sus | N | UnknownCause¦Patrolfoundnothing¦¦
22-0052987 | Environmental/External | Lightning | Transformer (OH) | Failed/Faulted | 2022 | Tier 2 - Elevated | Transformer only | 4 | 21 | 2022-04-21 | 1678671 | Sus | N | EnvironmentalExternal¦Lightning¦Transformer(OH)¦FailedFaulted
22-0058099 | 3rd Party | Tree - cutting, 3rd party | Conductor, Overhead | Burned/flashed | 2022 | Tier 3 - Extreme | Distribution Circuit | 5 | 4 | 2022-05-04 | 1688587 | Sus | Y | 3rdParty¦Treecutting3rdparty¦ConductorOverhead¦Burnedflashed
22-0058393 | Vegetation | Tree - fell into line | Secondary | Broken | 2022 | Tier 3 - Extreme | Transformer only | 5 | 5 | 2022-05-05 | 1688798 | Sus | Y | Vegetation¦Treefellintoline¦Secondary¦Broken
22-0062160 | Animal | Squirrel | Fuse | Burned Open | 2022 | Tier 2 - Elevated | Transformer only | 5 | 14 | 2022-05-14 | 1696422 | Sus | Y | Animal¦Squirrel¦Fuse¦BurnedOpen
22-0064933 | Vegetation | Tree - fell into line | Conductor, Overhead | Normal | 2022 | Tier 3 - Extreme | Distribution Circuit | 5 | 22 | 2022-05-22 | 1707238 | Sus | Y | Vegetation¦Treefellintoline¦ConductorOverhead¦Normal
22-0064980 | Unknown Cause | Patrol - found nothing |  |  | 2022 | Tier 2 - Elevated | Transformer only | 5 | 22 | 2022-05-22 | 1707428 | Sus | Y | UnknownCause¦Patrolfoundnothing¦¦
22-0065470 | Equipment Failure/Involved | Overhead | Pole-Wood | Broken | 2022 | Tier 2 - Elevated | Distribution Circuit | 5 | 23 | 2022-05-23 | 1708466 | Sus | Y | EquipmentFailureInvolved¦Overhead¦PoleWood¦Broken
22-0068454 | Equipment Failure/Involved | Overhead | Transformer (OH) | Failed/Faulted | 2022 | Tier 3 - Extreme | Transformer only | 5 | 31 | 2022-05-31 | 1714728 | Sus | Y | EquipmentFailureInvolved¦Overhead¦Transformer(OH)¦FailedFaulted
22-0070357 | Vegetation | Tree - fell into line | Conductor, Overhead | Broken, wire on ground | 2022 | Tier 2 - Elevated | Distribution Circuit | 6 | 5 | 2022-06-05 | 1719646 | Sus | Y | Vegetation¦Treefellintoline¦ConductorOverhead¦Brokenwireonground
22-0072138 | Equipment Failure/Involved | Underground | Conductor, Underground | Burned/flashed | 2022 | Tier 2 - Elevated | Distribution Circuit | 6 | 9 | 2022-06-09 | 1726413 | Sus | Y | EquipmentFailureInvolved¦Underground¦ConductorUnderground¦Burnedflashed
22-0073193 | Equipment Failure/Involved | Overhead | Crossarm, Wood | Broken | 2022 | Tier 3 - Extreme | Distribution Circuit | 6 | 11 | 2022-06-11 | 1728419 | Sus | Y | EquipmentFailureInvolved¦Overhead¦CrossarmWood¦Broken
22-0077410 | Unknown Cause | Patrol - found nothing |  |  | 2022 | Tier 2 - Elevated | Transformer only | 6 | 22 | 2022-06-22 | 1738973 | Sus | Y | UnknownCause¦Patrolfoundnothing¦¦
22-0081295 | Unknown Cause | Patrol - found nothing |  |  | 2022 | Tier 2 - Elevated | Distribution Circuit | 7 | 1 | 2022-07-01 | 1747589 | Sus | Y | UnknownCause¦Patrolfoundnothing¦¦
22-0086054 | Animal | Bird found | Transformer (OH) | Failed/Faulted | 2022 | Tier 2 - Elevated | Distribution Circuit | 7 | 15 | 2022-07-15 | 1757534 | Sus | Y | Animal¦Birdfound¦Transformer(OH)¦FailedFaulted
22-0088601 | Unknown Cause | Patrol - found nothing |  |  | 2022 | Tier 3 - Extreme | Distribution Circuit | 7 | 22 | 2022-07-22 | 1763063 | Sus | Y | UnknownCause¦Patrolfoundnothing¦¦
22-0102822 | Animal | Squirrel | Cutout, fuse holder | Normal | 2022 | Tier 2 - Elevated | Distribution Circuit | 8 | 28 | 2022-08-28 | 1793515 | Sus | Y | Animal¦Squirrel¦Cutoutfuseholder¦Normal
22-0105422 | Animal | Bird found | Conductor, Overhead | Normal | 2022 | Tier 2 - Elevated | Distribution Circuit | 9 | 3 | 2022-09-03 | 1798070 | Sus | Y | Animal¦Birdfound¦ConductorOverhead¦Normal
22-0109845 | Unknown Cause | Patrol - found nothing |  |  | 2022 | Tier 2 - Elevated | Distribution Circuit | 9 | 13 | 2022-09-13 | 1810433 | Sus | Y | UnknownCause¦Patrolfoundnothing¦¦
22-0110336 | Equipment Failure/Involved | Overhead | Transformer (OH) | Failed/Faulted | 2022 | Tier 2 - Elevated | Transformer only | 9 | 14 | 2022-09-14 | 1811291 | Sus | Y | EquipmentFailureInvolved¦Overhead¦Transformer(OH)¦FailedFaulted
22-0114756 | 3rd Party | Vehicle | Pole-Wood | Broken | 2022 | Tier 2 - Elevated | Distribution Circuit | 9 | 26 | 2022-09-26 | 1821622 | Sus | Y | 3rdParty¦Vehicle¦PoleWood¦Broken
22-0117359 | 3rd Party | Vandalism | Bushing | Broken | 2022 | Tier 3 - Extreme | Distribution Circuit | 10 | 3 | 2022-10-03 | 1827112 | Sus | Y | 3rdParty¦Vandalism¦Bushing¦Broken
22-0126177 | Company Initiated | Construction Activity/equip, company | Transformer | Deteriorated | 2022 | Tier 3 - Extreme | Transformer only | 11 | 21 | 2022-11-21 | 1866844 | Sus | Y | CompanyInitiated¦ConstructionActivityequipcompany¦Transformer¦Deteriorated
22-0126429 | Unknown Cause | Patrol - found nothing |  |  | 2022 | Tier 2 - Elevated | Distribution Circuit | 11 | 1 | 2022-11-01 | 1849765 | Sus | Y | UnknownCause¦Patrolfoundnothing¦¦
22-0126522 | Unknown Cause | Patrol - found nothing |  |  | 2022 | Tier 2 - Elevated | Distribution Circuit | 11 | 1 | 2022-11-01 | 1850181 | Sus | Y | UnknownCause¦Patrolfoundnothing¦¦
22-0129779 | Equipment Failure/Involved | Overhead | Connector or Splice (OH) | Broken, wire on ground | 2022 | Tier 2 - Elevated | Distribution Circuit | 11 | 9 | 2022-11-09 | 1859471 | Sus | Y | EquipmentFailureInvolved¦Overhead¦ConnectororSplice(OH)¦Brokenwireonground
22-0132242 | Equipment Failure/Involved | Overhead | Transformer (OH) | Failed/Faulted | 2022 | Tier 2 - Elevated | Transformer only | 11 | 17 | 2022-11-17 | 1864861 | Sus | Y | EquipmentFailureInvolved¦Overhead¦Transformer(OH)¦FailedFaulted
22-0132835 | Unknown Cause | Patrol - found nothing |  |  | 2022 | Tier 2 - Elevated | Transformer only | 11 | 19 | 2022-11-19 | 1866074 | Sus | Y | UnknownCause¦Patrolfoundnothing¦¦
22-0136307 | 3rd Party | Vehicle | Pole-Wood | Broken, wire on ground | 2022 | Tier 2 - Elevated | Distribution Circuit | 12 | 3 | 2022-12-03 | 1875192 | Sus | N | 3rdParty¦Vehicle¦PoleWood¦Brokenwireonground
22-0138172 | Vegetation | Tree - branch fell on line | Conductor, Overhead | Broken, wire on ground | 2022 | Tier 3 - Extreme | Distribution Circuit | 12 | 10 | 2022-12-10 | 1881056 | Sus | N | Vegetation¦Treebranchfellonline¦ConductorOverhead¦Brokenwireonground
22-0138351 | Equipment Failure/Involved | Overhead | Transformer (OH) | Broken | 2022 | Tier 2 - Elevated | Distribution Circuit | 12 | 10 | 2022-12-10 | 1882056 | Sus | N | EquipmentFailureInvolved¦Overhead¦Transformer(OH)¦Broken
22-0138453 | Unknown Cause | Patrol - found nothing |  |  | 2022 | Tier 2 - Elevated | Distribution Circuit | 12 | 10 | 2022-12-10 | 1882285 | Sus | N | UnknownCause¦Patrolfoundnothing¦¦
22-0139026 | Equipment Failure/Involved | Overhead | Transformer | Failed/Faulted | 2022 | Tier 2 - Elevated | Transformer only | 12 | 11 | 2022-12-11 | 1886084 | Sus | N | EquipmentFailureInvolved¦Overhead¦Transformer¦FailedFaulted
22-0140473 | Equipment Failure/Involved | Overhead | Lightning Arrestor | Broken | 2022 | Tier 2 - Elevated | Distribution Circuit | 12 | 17 | 2022-12-17 | 1891774 | Sus | N | EquipmentFailureInvolved¦Overhead¦LightningArrestor¦Broken
22-0141356 | Vegetation | Tree - fell into line | Conductor, Overhead | Broken, wire on ground | 2022 | Tier 2 - Elevated | Distribution Circuit | 12 | 26 | 2022-12-26 | 1897643 | Sus | N | Vegetation¦Treefellintoline¦ConductorOverhead¦Brokenwireonground
22-0141857 | Vegetation | Tree - fell into line | Conductor, Overhead | Broken, wire on ground | 2022 | Tier 2 - Elevated | Distribution Circuit | 12 | 27 | 2022-12-27 | 1900024 | Sus | N | Vegetation¦Treefellintoline¦ConductorOverhead¦Brokenwireonground
22-0142509 | Equipment Failure/Involved | Overhead | Jumper | Burned Open | 2022 | Tier 3 - Extreme | Distribution Circuit | 12 | 31 | 2022-12-31 | 1903420 | Sus | N | EquipmentFailureInvolved¦Overhead¦Jumper¦BurnedOpen
22-0142601 | Vegetation | Tree - fell into line | Conductor, Overhead | Broken, wire on ground | 2022 | Tier 3 - Extreme | Distribution Circuit | 12 | 31 | 2022-12-31 | 1904288 | Sus | N | Vegetation¦Treefellintoline¦ConductorOverhead¦Brokenwireonground
15-0009834 | Vegetation | Tree - fell into line | Woodpin | Normal | 2015 | Tier 3 - Extreme | Distribution Circuit | 2 | 6 | 2015-02-06 | 1173308 | Sus | N | Vegetation¦Treefellintoline¦Woodpin¦Normal
15-0022794 | Equipment Failure/Involved | Other | Transformer | Failed/Faulted | 2015 | Tier 3 - Extreme | Transformer only | 3 | 29 | 2015-03-29 | 1209426 | Sus | N | EquipmentFailureInvolved¦Other¦Transformer¦FailedFaulted
15-0033179 | Unknown Cause | Patrol - found nothing |  |  | 2015 | Tier 3 - Extreme | Transformer only | 5 | 10 | 2015-05-10 | 1232359 | Sus | Y | UnknownCause¦Patrolfoundnothing¦¦
15-0033254 | Environmental/External | Lightning | Fuse | Failed/Faulted | 2015 | Tier 2 - Elevated | Distribution Circuit | 5 | 11 | 2015-05-11 | 1232515 | Sus | Y | EnvironmentalExternal¦Lightning¦Fuse¦FailedFaulted
15-0036506 | Equipment Failure/Involved | Overhead | Crossarm, Wood | Broken | 2015 | Tier 2 - Elevated | Distribution Circuit | 5 | 26 | 2015-05-26 | 1239703 | Sus | Y | EquipmentFailureInvolved¦Overhead¦CrossarmWood¦Broken
15-0037095 | Vegetation | Tree - fell into line | Pole-Wood | Broken, wire on ground | 2015 | Tier 2 - Elevated | Distribution Circuit | 5 | 28 | 2015-05-28 | 1240768 | Sus | Y | Vegetation¦Treefellintoline¦PoleWood¦Brokenwireonground
15-0037319 | Equipment Failure/Involved | Overhead |  | Broken | 2015 | Tier 2 - Elevated | Transformer only | 5 | 29 | 2015-05-29 | 1241095 | Sus | Y | EquipmentFailureInvolved¦Overhead¦¦Broken
15-0040806 | Unknown Cause | Patrol - not conducted |  |  | 2015 | Tier 2 - Elevated | Distribution Circuit | 6 | 13 | 2015-06-13 | 1250227 | Sus | Y | UnknownCause¦Patrolnotconducted¦¦
15-0045529 | Equipment Failure/Involved | Overhead | Conductor, Overhead | Broken, wire on ground | 2015 | Tier 2 - Elevated | Distribution Circuit | 7 | 4 | 2015-07-04 | 1263038 | Sus | Y | EquipmentFailureInvolved¦Overhead¦ConductorOverhead¦Brokenwireonground
15-0047059 | Unknown Cause | Patrol - found nothing |  |  | 2015 | Tier 2 - Elevated | Distribution Circuit | 7 | 13 | 2015-07-13 | 1267131 | Sus | Y | UnknownCause¦Patrolfoundnothing¦¦
15-0049358 | Equipment Failure/Involved | Overhead | Transformer (OH) | Failed/Faulted | 2015 | Tier 2 - Elevated | Transformer only | 7 | 20 | 2015-07-20 | 1274312 | Sus | Y | EquipmentFailureInvolved¦Overhead¦Transformer(OH)¦FailedFaulted
15-0049451 | Unknown Cause | Patrol - found nothing |  |  | 2015 | Tier 2 - Elevated | Transformer only | 7 | 21 | 2015-07-21 | 1274526 | Sus | Y | UnknownCause¦Patrolfoundnothing¦¦
15-0049514 | Environmental/External | Lightning | Transformer (OH) | Failed/Faulted | 2015 | Tier 3 - Extreme | Transformer only | 7 | 21 | 2015-07-21 | 1274592 | Sus | Y | EnvironmentalExternal¦Lightning¦Transformer(OH)¦FailedFaulted
15-0049692 | Vegetation | Tree - fell into line | Conductor, Overhead | Normal | 2015 | Tier 2 - Elevated | Transformer only | 7 | 21 | 2015-07-21 | 1274777 | Sus | Y | Vegetation¦Treefellintoline¦ConductorOverhead¦Normal
15-0053878 | Environmental/External | Fire, Forest/Grass | Pole-Wood | Burned/flashed | 2015 | Tier 2 - Elevated | Distribution Circuit | 8 | 8 | 2015-08-08 | 1285373 | Sus | Y | EnvironmentalExternal¦FireForestGrass¦PoleWood¦Burnedflashed
15-0056536 | Unknown Cause | Patrol - not conducted |  |  | 2015 | Tier 2 - Elevated | Distribution Circuit | 8 | 21 | 2015-08-21 | 1292386 | Sus | Y | UnknownCause¦Patrolnotconducted¦¦
15-0060332 | Environmental/External | Fire, Forest/Grass | Pole-Wood | Broken, wire on ground | 2015 | Tier 2 - Elevated | Distribution Circuit | 9 | 10 | 2015-09-10 | 1303008 | Sus | Y | EnvironmentalExternal¦FireForestGrass¦PoleWood¦Brokenwireonground
15-0061682 | Environmental/External | Fire, Forest/Grass | Conductor, Overhead | Normal | 2015 | Tier 3 - Extreme | Distribution Circuit | 9 | 9 | 2015-09-09 | 1306759 | Sus | Y | EnvironmentalExternal¦FireForestGrass¦ConductorOverhead¦Normal
15-0062324 | Environmental/External | Fire, Forest/Grass | Pole-Wood | Burned/flashed | 2015 | Tier 3 - Extreme | Distribution Circuit | 9 | 10 | 2015-09-10 | 1308743 | Sus | Y | EnvironmentalExternal¦FireForestGrass¦PoleWood¦Burnedflashed
15-0067492 | Animal | Squirrel | Transformer | Failed/Faulted | 2015 | Tier 3 - Extreme | Transformer only | 10 | 2 | 2015-10-02 | 1315465 | Sus | Y | Animal¦Squirrel¦Transformer¦FailedFaulted
15-0067917 | Unknown Cause | Patrol - found nothing |  |  | 2015 | Tier 2 - Elevated | Distribution Circuit | 10 | 5 | 2015-10-05 | 1316961 | Sus | Y | UnknownCause¦Patrolfoundnothing¦¦
15-0069421 | Unknown Cause | Patrol - found nothing |  |  | 2015 | Tier 3 - Extreme | Distribution Circuit | 10 | 10 | 2015-10-10 | 1319966 | Sus | Y | UnknownCause¦Patrolfoundnothing¦¦
15-0071189 | Animal | Other | Conductor, Underground | Burned/flashed | 2015 | Tier 2 - Elevated | Distribution Circuit | 10 | 17 | 2015-10-17 | 1323913 | Sus | Y | Animal¦Other¦ConductorUnderground¦Burnedflashed
15-0071358 | Equipment Failure/Involved | Overhead | Transformer | Burned/flashed | 2015 | Tier 2 - Elevated | Transformer only | 10 | 17 | 2015-10-17 | 1324284 | Sus | Y | EquipmentFailureInvolved¦Overhead¦Transformer¦Burnedflashed
15-0072165 | Vegetation | Tree - branch fell on line | Conductor, Overhead | Broken, wire on ground | 2015 | Tier 3 - Extreme | Distribution Circuit | 10 | 20 | 2015-10-20 | 1326686 | Sus | Y | Vegetation¦Treebranchfellonline¦ConductorOverhead¦Brokenwireonground
15-0078045 | Environmental/External | Lightning | Other | Failed/Faulted | 2015 | Tier 2 - Elevated | Distribution Circuit | 11 | 15 | 2015-11-15 | 1342673 | Sus | Y | EnvironmentalExternal¦Lightning¦Other¦FailedFaulted
15-0078057 | Environmental/External | Lightning | Transformer | Burned/flashed | 2015 | Tier 2 - Elevated | Transformer only | 11 | 15 | 2015-11-15 | 1342651 | Sus | Y | EnvironmentalExternal¦Lightning¦Transformer¦Burnedflashed
15-0084305 | Vegetation | Tree - fell into line | Conductor, Overhead | Broken, wire on ground | 2015 | Tier 2 - Elevated | Distribution Circuit | 12 | 11 | 2015-12-11 | 1358825 | Sus | N | Vegetation¦Treefellintoline¦ConductorOverhead¦Brokenwireonground
15-0084370 | Equipment Failure/Involved | Overhead | Other | Failed/Faulted | 2015 | Tier 2 - Elevated | Transformer only | 12 | 12 | 2015-12-12 | 1359275 | Sus | N | EquipmentFailureInvolved¦Overhead¦Other¦FailedFaulted
16-0003702 | Unknown Cause | Patrol - found nothing |  |  | 2016 | Tier 2 - Elevated | Distribution Circuit | 1 | 6 | 2016-01-06 | 1379078 | Sus | N | UnknownCause¦Patrolfoundnothing¦¦
16-0005193 | Equipment Failure/Involved | Overhead | Transformer (OH) | Failed/Faulted | 2016 | Tier 2 - Elevated | Transformer only | 1 | 13 | 2016-01-13 | 1383130 | Sus | N | EquipmentFailureInvolved¦Overhead¦Transformer(OH)¦FailedFaulted
16-0006426 | Vegetation | Tree - grew into line | Conductor, Overhead | Normal | 2016 | Tier 3 - Extreme | Distribution Circuit | 1 | 19 | 2016-01-19 | 1387337 | Sus | N | Vegetation¦Treegrewintoline¦ConductorOverhead¦Normal
16-0007561 | Vegetation | Tree - fell into line | Conductor, Overhead | Broken, wire on ground | 2016 | Tier 3 - Extreme | Distribution Circuit | 1 | 22 | 2016-01-22 | 1390296 | Sus | N | Vegetation¦Treefellintoline¦ConductorOverhead¦Brokenwireonground
16-0015529 | Vegetation | Tree - fell into line | Conductor, Overhead | Broken, wire on ground | 2016 | Tier 2 - Elevated | Distribution Circuit | 2 | 25 | 2016-02-25 | 1412038 | Sus | N | Vegetation¦Treefellintoline¦ConductorOverhead¦Brokenwireonground
16-0016442 | Unknown Cause | Patrol - found nothing |  |  | 2016 | Tier 2 - Elevated | Distribution Circuit | 3 | 1 | 2016-03-01 | 1414150 | Sus | N | UnknownCause¦Patrolfoundnothing¦¦
16-0017422 | Vegetation | Tree - bark fell into line | Conductor, Overhead | Normal | 2016 | Tier 2 - Elevated | Distribution Circuit | 3 | 5 | 2016-03-05 | 1416375 | Sus | N | Vegetation¦Treebarkfellintoline¦ConductorOverhead¦Normal
16-0021207 | Vegetation | Tree - fell into line | Conductor, Overhead | Broken, wire on ground | 2016 | Tier 3 - Extreme | Distribution Circuit | 3 | 14 | 2016-03-14 | 1431033 | Sus | N | Vegetation¦Treefellintoline¦ConductorOverhead¦Brokenwireonground
16-0023886 | Vegetation | Tree - fell into line | Fuse | Failed/Faulted | 2016 | Tier 3 - Extreme | Distribution Circuit | 3 | 24 | 2016-03-24 | 1438114 | Sus | N | Vegetation¦Treefellintoline¦Fuse¦FailedFaulted
16-0026676 | Equipment Failure/Involved | Overhead | Transformer (OH) | Failed/Faulted | 2016 | Tier 2 - Elevated | Distribution Circuit | 4 | 6 | 2016-04-06 | 1445947 | Sus | N | EquipmentFailureInvolved¦Overhead¦Transformer(OH)¦FailedFaulted
16-0028861 | Equipment Failure/Involved | Overhead | Transformer | Failed/Faulted | 2016 | Tier 2 - Elevated | Transformer only | 4 | 15 | 2016-04-15 | 1451124 | Sus | N | EquipmentFailureInvolved¦Overhead¦Transformer¦FailedFaulted
16-0029137 | Equipment Failure/Involved | Overhead | Crossarm, Wood | Broken | 2016 | Tier 2 - Elevated | Distribution Circuit | 4 | 16 | 2016-04-16 | 1452038 | Sus | N | EquipmentFailureInvolved¦Overhead¦CrossarmWood¦Broken
16-0030032 | Animal | Bird found | Fuse | Failed/Faulted | 2016 | Tier 2 - Elevated | Distribution Circuit | 4 | 20 | 2016-04-20 | 1454392 | Sus | N | Animal¦Birdfound¦Fuse¦FailedFaulted
16-0034691 | Environmental/External | Lightning | Transformer (OH) | Burned/flashed | 2016 | Tier 2 - Elevated | Distribution Circuit | 5 | 8 | 2016-05-08 | 1466599 | Sus | Y | EnvironmentalExternal¦Lightning¦Transformer(OH)¦Burnedflashed
16-0036317 | Vegetation | Tree - cutting, PG&E contractor | Conductor, Overhead | Normal | 2016 | Tier 3 - Extreme | Distribution Circuit | 5 | 16 | 2016-05-16 | 1470627 | Sus | Y | Vegetation¦TreecuttingPG&Econtractor¦ConductorOverhead¦Normal
16-0036885 | Unknown Cause | Patrol - found nothing |  |  | 2016 | Tier 2 - Elevated | Distribution Circuit | 5 | 18 | 2016-05-18 | 1472264 | Sus | Y | UnknownCause¦Patrolfoundnothing¦¦
16-0042511 | Equipment Failure/Involved | Overhead | Transformer | Failed/Faulted | 2016 | Tier 2 - Elevated | Transformer only | 6 | 10 | 2016-06-10 | 1486786 | Sus | Y | EquipmentFailureInvolved¦Overhead¦Transformer¦FailedFaulted
16-0045857 | Animal | Bird found | Conductor, Overhead | Contaminated | 2016 | Tier 3 - Extreme | Distribution Circuit | 6 | 26 | 2016-06-26 | 1496148 | Sus | Y | Animal¦Birdfound¦ConductorOverhead¦Contaminated
16-0047432 | Equipment Failure/Involved | Underground | Conductor, Underground | Broken | 2016 | Tier 2 - Elevated | Distribution Circuit | 7 | 1 | 2016-07-01 | 1499570 | Sus | Y | EquipmentFailureInvolved¦Underground¦ConductorUnderground¦Broken
16-0053785 | Unknown Cause | Patrol - found nothing |  |  | 2016 | Tier 2 - Elevated | Distribution Circuit | 7 | 29 | 2016-07-29 | 1518771 | Sus | Y | UnknownCause¦Patrolfoundnothing¦¦
16-0058839 | Vegetation | Tree - fell into line | Service conductor | Broken, wire on ground | 2016 | Tier 2 - Elevated | Transformer only | 8 | 21 | 2016-08-21 | 1529753 | Sus | Y | Vegetation¦Treefellintoline¦Serviceconductor¦Brokenwireonground
16-0059646 | Equipment Failure/Involved | Overhead | Insulator | Broken | 2016 | Tier 3 - Extreme | Distribution Circuit | 8 | 24 | 2016-08-24 | 1531410 | Sus | Y | EquipmentFailureInvolved¦Overhead¦Insulator¦Broken
16-0069970 | Vegetation | Tree - fell into line | Conductor, Overhead | Normal | 2016 | Tier 3 - Extreme | Distribution Circuit | 10 | 5 | 2016-10-05 | 1553684 | Sus | Y | Vegetation¦Treefellintoline¦ConductorOverhead¦Normal
16-0071957 | Animal | Bird found | Fuse | Failed/Faulted | 2016 | Tier 2 - Elevated | Distribution Circuit | 10 | 14 | 2016-10-14 | 1558527 | Sus | Y | Animal¦Birdfound¦Fuse¦FailedFaulted
16-0081067 | 3rd Party | Dig in, 3rd party | Conductor, Underground | Broken | 2016 | Tier 2 - Elevated | Transformer only | 11 | 19 | 2016-11-19 | 1584730 | Sus | Y | 3rdParty¦Digin3rdparty¦ConductorUnderground¦Broken
16-0082362 | Vegetation | Tree - fell into line | Pole-Wood | Broken, wire on ground | 2016 | Tier 3 - Extreme | Distribution Circuit | 11 | 26 | 2016-11-26 | 1589488 | Sus | Y | Vegetation¦Treefellintoline¦PoleWood¦Brokenwireonground
16-0082372 | Environmental/External | Lightning | Transformer (OH) | Failed/Faulted | 2016 | Tier 2 - Elevated | Transformer only | 11 | 26 | 2016-11-26 | 1589557 | Sus | Y | EnvironmentalExternal¦Lightning¦Transformer(OH)¦FailedFaulted
16-0085434 | Equipment Failure/Involved | Overhead | Switch (OH) | Burned/flashed | 2016 | Tier 2 - Elevated | Distribution Circuit | 12 | 13 | 2016-12-13 | 1601359 | Sus | N | EquipmentFailureInvolved¦Overhead¦Switch(OH)¦Burnedflashed
17-0002832 | 3rd Party | Tree - cutting, 3rd party | Fuse | Failed/Faulted | 2017 | Tier 2 - Elevated | Distribution Circuit | 1 | 2 | 2017-01-02 | 1614947 | Sus | N | 3rdParty¦Treecutting3rdparty¦Fuse¦FailedFaulted
17-0003860 | Vegetation | Tree - fell into line | Pole-Wood | Broken, wire on ground | 2017 | Tier 3 - Extreme | Distribution Circuit | 1 | 4 | 2017-01-04 | 1618814 | Sus | N | Vegetation¦Treefellintoline¦PoleWood¦Brokenwireonground
17-0005035 | Vegetation | Tree - fell into line | Conductor, Overhead | Broken, wire on ground | 2017 | Tier 2 - Elevated | Distribution Circuit | 1 | 8 | 2017-01-08 | 1623848 | Sus | N | Vegetation¦Treefellintoline¦ConductorOverhead¦Brokenwireonground
17-0005143 | Vegetation | Tree - branch fell on line | Conductor, Overhead | Normal | 2017 | Tier 2 - Elevated | Distribution Circuit | 1 | 8 | 2017-01-08 | 1624177 | Sus | N | Vegetation¦Treebranchfellonline¦ConductorOverhead¦Normal
17-0006242 | Vegetation | Tree - fell into line | Conductor, Overhead | Together | 2017 | Tier 3 - Extreme | Distribution Circuit | 1 | 9 | 2017-01-09 | 1630196 | Sus | N | Vegetation¦Treefellintoline¦ConductorOverhead¦Together
17-0006369 | Equipment Failure/Involved | Overhead | Transformer | Failed/Faulted | 2017 | Tier 3 - Extreme | Transformer only | 1 | 9 | 2017-01-09 | 1632287 | Sus | N | EquipmentFailureInvolved¦Overhead¦Transformer¦FailedFaulted
17-0006493 | Vegetation | Tree - branch fell on line | Conductor, Overhead | Broken, wire on ground | 2017 | Tier 2 - Elevated | Distribution Circuit | 1 | 10 | 2017-01-10 | 1632845 | Sus | N | Vegetation¦Treebranchfellonline¦ConductorOverhead¦Brokenwireonground
17-0006729 | Vegetation | Tree - fell into line | Conductor, Overhead | Broken, wire on ground | 2017 | Tier 3 - Extreme | Distribution Circuit | 1 | 10 | 2017-01-10 | 1633126 | Sus | N | Vegetation¦Treefellintoline¦ConductorOverhead¦Brokenwireonground
17-0006947 | Vegetation | Tree - fell into line | Conductor, Overhead | Broken, wire on ground | 2017 | Tier 3 - Extreme | Distribution Circuit | 1 | 10 | 2017-01-10 | 1635382 | Sus | N | Vegetation¦Treefellintoline¦ConductorOverhead¦Brokenwireonground
17-0008304 | Vegetation | Tree - fell into line | Conductor, Overhead | Broken, wire on ground | 2017 | Tier 2 - Elevated | Distribution Circuit | 1 | 12 | 2017-01-12 | 1640940 | Sus | N | Vegetation¦Treefellintoline¦ConductorOverhead¦Brokenwireonground
17-0009069 | Equipment Failure/Involved | Overhead | Transformer | Failed/Faulted | 2017 | Tier 2 - Elevated | Transformer only | 1 | 14 | 2017-01-14 | 1643051 | Sus | N | EquipmentFailureInvolved¦Overhead¦Transformer¦FailedFaulted
17-0009383 | Equipment Failure/Involved | Overhead | Conductor, Overhead | Broken, wire on ground | 2017 | Tier 2 - Elevated | Transformer only | 1 | 16 | 2017-01-16 | 1644502 | Sus | N | EquipmentFailureInvolved¦Overhead¦ConductorOverhead¦Brokenwireonground
17-0009651 | Equipment Failure/Involved | Overhead | Transformer | Failed/Faulted | 2017 | Tier 2 - Elevated | Transformer only | 1 | 17 | 2017-01-17 | 1645332 | Sus | N | EquipmentFailureInvolved¦Overhead¦Transformer¦FailedFaulted
17-0010667 | Vegetation | Tree - fell into line | Conductor, Overhead | Broken, wire on object | 2017 | Tier 2 - Elevated | Distribution Circuit | 1 | 19 | 2017-01-19 | 1649895 | Sus | N | Vegetation¦Treefellintoline¦ConductorOverhead¦Brokenwireonobject
17-0010818 | Unknown Cause | Patrol - found nothing |  |  | 2017 | Tier 3 - Extreme | Distribution Circuit | 1 | 19 | 2017-01-19 | 1650083 | Sus | N | UnknownCause¦Patrolfoundnothing¦¦
17-0012660 | Unknown Cause | Patrol - found nothing |  |  | 2017 | Tier 3 - Extreme | Distribution Circuit | 1 | 22 | 2017-01-22 | 1658235 | Sus | N | UnknownCause¦Patrolfoundnothing¦¦
17-0016434 | Equipment Failure/Involved | Overhead | Transformer | Failed/Faulted | 2017 | Tier 2 - Elevated | Transformer only | 1 | 31 | 2017-01-31 | 1671465 | Sus | N | EquipmentFailureInvolved¦Overhead¦Transformer¦FailedFaulted
17-0018006 | Equipment Failure/Involved | Other | Customer Equipment | Malfunctioning | 2017 | Tier 2 - Elevated | Distribution Circuit | 2 | 6 | 2017-02-06 | 1677253 | Sus | N | EquipmentFailureInvolved¦Other¦CustomerEquipment¦Malfunctioning
17-0018331 | Vegetation | Tree - branch fell on line | Conductor, Overhead | Together | 2017 | Tier 3 - Extreme | Distribution Circuit | 2 | 7 | 2017-02-07 | 1678500 | Sus | N | Vegetation¦Treebranchfellonline¦ConductorOverhead¦Together
17-0019349 | Vegetation | Tree - fell into line | Pole-Wood | Broken | 2017 | Tier 3 - Extreme | Distribution Circuit | 2 | 9 | 2017-02-09 | 1683087 | Sus | N | Vegetation¦Treefellintoline¦PoleWood¦Broken
17-0019759 | Vegetation | Tree - fell into line | Conductor, Overhead | Broken, wire on ground | 2017 | Tier 2 - Elevated | Distribution Circuit | 2 | 10 | 2017-02-10 | 1684466 | Sus | N | Vegetation¦Treefellintoline¦ConductorOverhead¦Brokenwireonground
17-0020442 | Equipment Failure/Involved | Overhead | Transformer | Failed/Faulted | 2017 | Tier 3 - Extreme | Transformer only | 2 | 12 | 2017-02-12 | 1686543 | Sus | N | EquipmentFailureInvolved¦Overhead¦Transformer¦FailedFaulted
17-0023828 | Vegetation | Other ground vegetation | Conductor, Overhead | Normal | 2017 | Tier 2 - Elevated | Distribution Circuit | 2 | 20 | 2017-02-20 | 1703742 | Sus | N | Vegetation¦Othergroundvegetation¦ConductorOverhead¦Normal
17-0024084 | Vegetation | Tree - fell into line | Conductor, Overhead | Broken, wire on ground | 2017 | Tier 3 - Extreme | Distribution Circuit | 2 | 20 | 2017-02-20 | 1705891 | Sus | N | Vegetation¦Treefellintoline¦ConductorOverhead¦Brokenwireonground
17-0025276 | Vegetation | Tree - fell into line | Conductor, Overhead | Broken, wire on ground | 2017 | Tier 2 - Elevated | Transformer only | 2 | 21 | 2017-02-21 | 1709098 | Sus | N | Vegetation¦Treefellintoline¦ConductorOverhead¦Brokenwireonground
17-0025586 | Unknown Cause | Patrol - found nothing |  |  | 2017 | Tier 3 - Extreme | Distribution Circuit | 2 | 20 | 2017-02-20 | 1710154 | Sus | N | UnknownCause¦Patrolfoundnothing¦¦
17-0025679 | Vegetation | Tree - fell into line | Conductor, Overhead | Broken, wire on ground | 2017 | Tier 2 - Elevated | Distribution Circuit | 2 | 20 | 2017-02-20 | 1707364 | Sus | N | Vegetation¦Treefellintoline¦ConductorOverhead¦Brokenwireonground
17-0032535 | Environmental/External | Lightning | Transformer (OH) | Failed/Faulted | 2017 | Tier 3 - Extreme | Distribution Circuit | 3 | 21 | 2017-03-21 | 1732150 | Sus | N | EnvironmentalExternal¦Lightning¦Transformer(OH)¦FailedFaulted
17-0036210 | Unknown Cause | Patrol - found nothing |  |  | 2017 | Tier 2 - Elevated | Distribution Circuit | 4 | 3 | 2017-04-03 | 1743269 | Sus | N | UnknownCause¦Patrolfoundnothing¦¦
17-0044342 | Equipment Failure/Involved | Underground | Elbow | Failed/Faulted | 2017 | Tier 2 - Elevated | Distribution Circuit | 5 | 1 | 2017-05-01 | 1772022 | Sus | Y | EquipmentFailureInvolved¦Underground¦Elbow¦FailedFaulted
17-0055404 | Equipment Failure/Involved | Overhead | Insulator | Broken | 2017 | Tier 2 - Elevated | Distribution Circuit | 6 | 15 | 2017-06-15 | 1804878 | Sus | Y | EquipmentFailureInvolved¦Overhead¦Insulator¦Broken
17-0059184 | Vegetation | Tree - fell into line | Conductor, Overhead | Broken, wire on ground | 2017 | Tier 3 - Extreme | Distribution Circuit | 6 | 28 | 2017-06-28 | 1819826 | Sus | Y | Vegetation¦Treefellintoline¦ConductorOverhead¦Brokenwireonground
17-0064216 | Vegetation | Tree - branch fell on line | Conductor, Overhead | Normal | 2017 | Tier 2 - Elevated | Distribution Circuit | 7 | 20 | 2017-07-20 | 1836103 | Sus | Y | Vegetation¦Treebranchfellonline¦ConductorOverhead¦Normal
17-0064689 | Unknown Cause | Patrol - found nothing |  |  | 2017 | Tier 3 - Extreme | Distribution Circuit | 7 | 22 | 2017-07-22 | 1837478 | Sus | Y | UnknownCause¦Patrolfoundnothing¦¦
17-0071638 | Equipment Failure/Involved | Electrical Overload | Transformer | Failed/Faulted | 2017 | Tier 2 - Elevated | Transformer only | 8 | 21 | 2017-08-21 | 1855992 | Sus | Y | EquipmentFailureInvolved¦ElectricalOverload¦Transformer¦FailedFaulted
17-0071831 | Unknown Cause | Patrol - found nothing |  |  | 2017 | Tier 2 - Elevated | Distribution Circuit | 8 | 21 | 2017-08-21 | 1856596 | Sus | Y | UnknownCause¦Patrolfoundnothing¦¦
17-0073393 | Vegetation | Tree - fell into line | Conductor, Overhead | Broken, wire on ground | 2017 | Tier 3 - Extreme | Distribution Circuit | 8 | 28 | 2017-08-28 | 1861247 | Sus | Y | Vegetation¦Treefellintoline¦ConductorOverhead¦Brokenwireonground
17-0077004 | Equipment Failure/Involved | Underground | Transformer | Failed/Faulted | 2017 | Tier 2 - Elevated | Distribution Circuit | 9 | 8 | 2017-09-08 | 1873303 | Sus | Y | EquipmentFailureInvolved¦Underground¦Transformer¦FailedFaulted
17-0077178 | Vegetation | Tree - fell into line | Conductor, Overhead | Broken, wire on ground | 2017 | Tier 3 - Extreme | Distribution Circuit | 9 | 9 | 2017-09-09 | 1873834 | Sus | Y | Vegetation¦Treefellintoline¦ConductorOverhead¦Brokenwireonground
17-0077178 | Vegetation | Tree - fell into line | Conductor, Overhead | Broken, wire on ground | 2017 | Tier 3 - Extreme | Distribution Circuit | 9 | 9 | 2017-09-09 | 1873834 | Sus | Y | Vegetation¦Treefellintoline¦ConductorOverhead¦Brokenwireonground
17-0080273 | 3rd Party | Vehicle | Pole-Wood | Broken | 2017 | Tier 3 - Extreme | Distribution Circuit | 9 | 20 | 2017-09-20 | 1882587 | Sus | Y | 3rdParty¦Vehicle¦PoleWood¦Broken
17-0083870 | Unknown Cause | Patrol - found nothing |  |  | 2017 | Tier 2 - Elevated | Distribution Circuit | 10 | 3 | 2017-10-03 | 1890283 | Sus | Y | UnknownCause¦Patrolfoundnothing¦¦
17-0085142 | Vegetation | Tree - bark fell into line | Conductor, Overhead | Together | 2017 | Tier 2 - Elevated | Distribution Circuit | 10 | 8 | 2017-10-08 | 1893459 | Sus | Y | Vegetation¦Treebarkfellintoline¦ConductorOverhead¦Together
17-0087285 | Equipment Failure/Involved | Overhead | Crossarm, Wood | Broken | 2017 | Tier 3 - Extreme | Distribution Circuit | 10 | 14 | 2017-10-14 | 1900520 | Sus | Y | EquipmentFailureInvolved¦Overhead¦CrossarmWood¦Broken
17-0093654 | Animal | Other | Conductor, Overhead | Normal | 2017 | Tier 2 - Elevated | Distribution Circuit | 11 | 8 | 2017-11-08 | 1918640 | Sus | Y | Animal¦Other¦ConductorOverhead¦Normal
17-0093845 | Vegetation | Tree - branch fell on line | Conductor, Overhead | Normal | 2017 | Tier 3 - Extreme | Distribution Circuit | 11 | 9 | 2017-11-09 | 1919286 | Sus | Y | Vegetation¦Treebranchfellonline¦ConductorOverhead¦Normal
17-0097590 | Unknown Cause | Patrol - found nothing |  |  | 2017 | Tier 2 - Elevated | Distribution Circuit | 11 | 26 | 2017-11-26 | 1929223 | Sus | Y | UnknownCause¦Patrolfoundnothing¦¦
17-0099798 | Unknown Cause | Patrol - found nothing |  |  | 2017 | Tier 2 - Elevated | Distribution Circuit | 12 | 4 | 2017-12-04 | 1935944 | Sus | N | UnknownCause¦Patrolfoundnothing¦¦
18-0004183 | Unknown Cause | Patrol - not conducted |  |  | 2018 | Tier 2 - Elevated | Distribution Circuit | 1 | 8 | 2018-01-08 | 3626 | Sus | N | UnknownCause¦Patrolnotconducted¦¦
18-0017059 | Equipment Failure/Involved | Underground | Service conductor | Broken | 2018 | Tier 2 - Elevated | Transformer only | 2 | 25 | 2018-02-25 | 31158 | Sus | N | EquipmentFailureInvolved¦Underground¦Serviceconductor¦Broken
18-0018294 | Equipment Failure/Involved | Overhead |  | Broken | 2018 | Tier 2 - Elevated | Transformer only | 3 | 1 | 2018-03-01 | 33806 | Sus | N | EquipmentFailureInvolved¦Overhead¦¦Broken
18-0018569 | Vegetation | Tree - branch fell on line | Fuse | Failed/Faulted | 2018 | Tier 3 - Extreme | Distribution Circuit | 3 | 1 | 2018-03-01 | 34654 | Sus | N | Vegetation¦Treebranchfellonline¦Fuse¦FailedFaulted
18-0018791 | Unknown Cause | Patrol - found nothing |  |  | 2018 | Tier 3 - Extreme | Distribution Circuit | 3 | 1 | 2018-03-01 | 34506 | Sus | N | UnknownCause¦Patrolfoundnothing¦¦
18-0023739 | 3rd Party | Vehicle | Pole-Wood | Broken | 2018 | Tier 3 - Extreme | Transformer only | 3 | 17 | 2018-03-17 | 46574 | Sus | N | 3rdParty¦Vehicle¦PoleWood¦Broken
18-0026139 | Vegetation | Tree - fell into line | Conductor, Overhead | Together | 2018 | Tier 2 - Elevated | Distribution Circuit | 3 | 23 | 2018-03-23 | 52211 | Sus | N | Vegetation¦Treefellintoline¦ConductorOverhead¦Together
18-0026401 | Vegetation | Tree - fell into line | Conductor, Overhead | Together | 2018 | Tier 3 - Extreme | Distribution Circuit | 3 | 25 | 2018-03-25 | 52991 | Sus | N | Vegetation¦Treefellintoline¦ConductorOverhead¦Together
18-0029590 | Equipment Failure/Involved | Overhead | Transformer | Failed/Faulted | 2018 | Tier 3 - Extreme | Transformer only | 4 | 5 | 2018-04-05 | 60210 | Sus | N | EquipmentFailureInvolved¦Overhead¦Transformer¦FailedFaulted
18-0031714 | Unknown Cause | Patrol - found nothing |  |  | 2018 | Tier 2 - Elevated | Distribution Circuit | 4 | 12 | 2018-04-12 | 65567 | Sus | N | UnknownCause¦Patrolfoundnothing¦¦
18-0040602 | Animal | Squirrel | Transformer (OH) | Normal | 2018 | Tier 2 - Elevated | Distribution Circuit | 5 | 13 | 2018-05-13 | 85221 | Sus | Y | Animal¦Squirrel¦Transformer(OH)¦Normal
18-0042469 | Equipment Failure/Involved | Overhead | Transformer | Failed/Faulted | 2018 | Tier 3 - Extreme | Distribution Circuit | 5 | 18 | 2018-05-18 | 89467 | Sus | Y | EquipmentFailureInvolved¦Overhead¦Transformer¦FailedFaulted
18-0061189 | Environmental/External | Fire, Forest/Grass | Fuse | Normal | 2018 | Tier 3 - Extreme | Distribution Circuit | 7 | 18 | 2018-07-18 | 134949 | Sus | Y | EnvironmentalExternal¦FireForestGrass¦Fuse¦Normal
18-0061309 | Equipment Failure/Involved | Overhead | Connector or Splice (OH) | Arcing | 2018 | Tier 2 - Elevated | Distribution Circuit | 7 | 19 | 2018-07-19 | 135284 | Sus | Y | EquipmentFailureInvolved¦Overhead¦ConnectororSplice(OH)¦Arcing
18-0062237 | Animal | Squirrel | Fuse | Failed/Faulted | 2018 | Tier 3 - Extreme | Distribution Circuit | 7 | 21 | 2018-07-21 | 136919 | Sus | Y | Animal¦Squirrel¦Fuse¦FailedFaulted
18-0067404 | Environmental/External | Fire, Forest/Grass | Pole-Wood | Burned/flashed | 2018 | Tier 3 - Extreme | Distribution Circuit | 8 | 4 | 2018-08-04 | 150607 | Sus | Y | EnvironmentalExternal¦FireForestGrass¦PoleWood¦Burnedflashed
18-0069866 | Unknown Cause | Patrol - found nothing |  |  | 2018 | Tier 2 - Elevated | Distribution Circuit | 8 | 14 | 2018-08-14 | 155428 | Sus | Y | UnknownCause¦Patrolfoundnothing¦¦
18-0071877 | Unknown Cause | Patrol - found nothing |  |  | 2018 | Tier 2 - Elevated | Transformer only | 8 | 20 | 2018-08-20 | 158899 | Sus | Y | UnknownCause¦Patrolfoundnothing¦¦
18-0074843 | Equipment Failure/Involved | Overhead | Crossarm, Wood | Broken | 2018 | Tier 2 - Elevated | Distribution Circuit | 8 | 29 | 2018-08-29 | 165015 | Sus | Y | EquipmentFailureInvolved¦Overhead¦CrossarmWood¦Broken
18-0080166 | Unknown Cause | Patrol - found nothing |  |  | 2018 | Tier 2 - Elevated | Distribution Circuit | 9 | 16 | 2018-09-16 | 175370 | Sus | Y | UnknownCause¦Patrolfoundnothing¦¦
18-0084138 | Animal | Squirrel | Conductor, Overhead | Normal | 2018 | Tier 2 - Elevated | Distribution Circuit | 9 | 27 | 2018-09-27 | 182504 | Sus | Y | Animal¦Squirrel¦ConductorOverhead¦Normal
18-0090678 | Wildfire Mitigation | Public Safety Power Shut-off |  |  | 2018 | Tier 2 - Elevated | Distribution Circuit | 10 | 14 | 2018-10-14 | 195874 | Sus | Y | WildfireMitigation¦PublicSafetyPowerShutoff¦¦
18-0093955 | Equipment Failure/Involved | Overhead | Fuse | Failed/Faulted | 2018 | Tier 3 - Extreme | Transformer only | 10 | 24 | 2018-10-24 | 201806 | Sus | Y | EquipmentFailureInvolved¦Overhead¦Fuse¦FailedFaulted
18-0094949 | Vegetation | Tree - fell into line | Conductor, Overhead | Broken, wire on ground | 2018 | Tier 3 - Extreme | Distribution Circuit | 10 | 28 | 2018-10-28 | 203885 | Sus | Y | Vegetation¦Treefellintoline¦ConductorOverhead¦Brokenwireonground
18-0100876 | Environmental/External | Fire, Forest/Grass | Pole-Wood | Burned/flashed | 2018 | Tier 3 - Extreme | Distribution Circuit | 11 | 8 | 2018-11-08 | 217937 | Sus | Y | EnvironmentalExternal¦FireForestGrass¦PoleWood¦Burnedflashed
18-0100918 | Environmental/External | Fire, Forest/Grass | Pole-Wood | Burned/flashed | 2018 | Tier 3 - Extreme | Distribution Circuit | 11 | 8 | 2018-11-08 | 218026 | Sus | Y | EnvironmentalExternal¦FireForestGrass¦PoleWood¦Burnedflashed
18-0102650 | Vegetation | Tree - fell into line | Conductor, Overhead | Broken, wire on ground | 2018 | Tier 3 - Extreme | Distribution Circuit | 11 | 23 | 2018-11-23 | 223127 | Sus | Y | Vegetation¦Treefellintoline¦ConductorOverhead¦Brokenwireonground
18-0103030 | Equipment Failure/Involved | Overhead | Transformer | Failed/Faulted | 2018 | Tier 2 - Elevated | Transformer only | 11 | 25 | 2018-11-25 | 223986 | Sus | Y | EquipmentFailureInvolved¦Overhead¦Transformer¦FailedFaulted
18-0103284 | 3rd Party | Tree - cutting, 3rd party | Conductor, Overhead | Normal | 2018 | Tier 2 - Elevated | Distribution Circuit | 11 | 26 | 2018-11-26 | 224728 | Sus | Y | 3rdParty¦Treecutting3rdparty¦ConductorOverhead¦Normal
18-0110784 | Vegetation | Tree - fell into line | Conductor, Overhead | Broken, wire on ground | 2018 | Tier 3 - Extreme | Distribution Circuit | 12 | 26 | 2018-12-26 | 247749 | Sus | N | Vegetation¦Treefellintoline¦ConductorOverhead¦Brokenwireonground
18-0110784 | Vegetation | Tree - fell into line | Conductor, Overhead | Broken, wire on ground | 2018 | Tier 3 - Extreme | Distribution Circuit | 12 | 26 | 2018-12-26 | 247749 | Sus | N | Vegetation¦Treefellintoline¦ConductorOverhead¦Brokenwireonground
18-0110971 | Equipment Failure/Involved | Overhead | Pole-Wood | Broken | 2018 | Tier 2 - Elevated | Distribution Circuit | 12 | 28 | 2018-12-28 | 248884 | Sus | N | EquipmentFailureInvolved¦Overhead¦PoleWood¦Broken
19-0004722 | Unknown Cause | Patrol - found nothing |  |  | 2019 | Tier 2 - Elevated | Distribution Circuit | 1 | 5 | 2019-01-05 | 253756 | Sus | N | UnknownCause¦Patrolfoundnothing¦¦
19-0005481 | Vegetation | Tree - fell into line | Conductor, Overhead | Broken, wire on ground | 2019 | Tier 3 - Extreme | Distribution Circuit | 1 | 6 | 2019-01-06 | 258055 | Sus | N | Vegetation¦Treefellintoline¦ConductorOverhead¦Brokenwireonground
19-0009359 | Vegetation | Tree - fell into line | Transformer | Broken | 2019 | Tier 2 - Elevated | Transformer only | 1 | 15 | 2019-01-15 | 266025 | Sus | N | Vegetation¦Treefellintoline¦Transformer¦Broken
19-0009727 | Unknown Cause | Patrol - not conducted |  |  | 2019 | Tier 2 - Elevated | Distribution Circuit | 1 | 16 | 2019-01-16 | 266794 | Sus | N | UnknownCause¦Patrolnotconducted¦¦
19-0009754 | Vegetation | Tree - fell into line | Pole-Wood | Broken, wire on ground | 2019 | Tier 2 - Elevated | Distribution Circuit | 1 | 16 | 2019-01-16 | 267213 | Sus | N | Vegetation¦Treefellintoline¦PoleWood¦Brokenwireonground
19-0011333 | Vegetation | Tree - fell into line | Conductor, Overhead | Broken, wire on ground | 2019 | Tier 3 - Extreme | Distribution Circuit | 1 | 17 | 2019-01-17 | 274412 | Sus | N | Vegetation¦Treefellintoline¦ConductorOverhead¦Brokenwireonground
19-0013333 | Unknown Cause | Patrol - not conducted |  |  | 2019 | Tier 2 - Elevated | Distribution Circuit | 1 | 23 | 2019-01-23 | 279442 | Sus | N | UnknownCause¦Patrolnotconducted¦¦
19-0017389 | Equipment Failure/Involved | Overhead | Transformer | Failed/Faulted | 2019 | Tier 2 - Elevated | Transformer only | 2 | 2 | 2019-02-02 | 288276 | Sus | N | EquipmentFailureInvolved¦Overhead¦Transformer¦FailedFaulted
19-0017421 | Vegetation | Tree - fell into line | Conductor, Overhead | Broken, wire on ground | 2019 | Tier 2 - Elevated | Distribution Circuit | 2 | 3 | 2019-02-03 | 288414 | Sus | N | Vegetation¦Treefellintoline¦ConductorOverhead¦Brokenwireonground
19-0017457 | Unknown Cause | Patrol - found nothing |  |  | 2019 | Tier 2 - Elevated | Distribution Circuit | 2 | 3 | 2019-02-03 | 288471 | Sus | N | UnknownCause¦Patrolfoundnothing¦¦
19-0018585 | Vegetation | Tree - fell into line | Pole-Wood | Broken, wire on ground | 2019 | Tier 3 - Extreme | Distribution Circuit | 2 | 5 | 2019-02-05 | 292792 | Sus | N | Vegetation¦Treefellintoline¦PoleWood¦Brokenwireonground
19-0019962 | Vegetation | Tree - fell into line | Conductor, Overhead | Normal | 2019 | Tier 3 - Extreme | Distribution Circuit | 2 | 5 | 2019-02-05 | 296017 | Sus | N | Vegetation¦Treefellintoline¦ConductorOverhead¦Normal
19-0021708 | Unknown Cause | Patrol - found nothing |  |  | 2019 | Tier 2 - Elevated | Distribution Circuit | 2 | 12 | 2019-02-12 | 301102 | Sus | N | UnknownCause¦Patrolfoundnothing¦¦
19-0021784 | Vegetation | Tree - fell into line | Conductor, Overhead | Normal | 2019 | Tier 2 - Elevated | Distribution Circuit | 2 | 13 | 2019-02-13 | 302690 | Sus | N | Vegetation¦Treefellintoline¦ConductorOverhead¦Normal
19-0022038 | Unknown Cause | Patrol - found nothing |  |  | 2019 | Tier 3 - Extreme | Distribution Circuit | 2 | 13 | 2019-02-13 | 303203 | Sus | N | UnknownCause¦Patrolfoundnothing¦¦
19-0022175 | Vegetation | Tree - fell into line | Conductor, Overhead | Broken, wire on ground | 2019 | Tier 2 - Elevated | Distribution Circuit | 2 | 13 | 2019-02-13 | 303310 | Sus | N | Vegetation¦Treefellintoline¦ConductorOverhead¦Brokenwireonground
19-0022857 | Vegetation | Tree - fell into line | Conductor, Overhead | Broken, wire on ground | 2019 | Tier 2 - Elevated | Distribution Circuit | 2 | 14 | 2019-02-14 | 306046 | Sus | N | Vegetation¦Treefellintoline¦ConductorOverhead¦Brokenwireonground
19-0023108 | Vegetation | Tree - branch fell on line | Conductor, Overhead | Normal | 2019 | Tier 3 - Extreme | Distribution Circuit | 2 | 14 | 2019-02-14 | 307681 | Sus | N | Vegetation¦Treebranchfellonline¦ConductorOverhead¦Normal
19-0024023 | Unknown Cause | Patrol - found nothing |  |  | 2019 | Tier 2 - Elevated | Distribution Circuit | 2 | 15 | 2019-02-15 | 311544 | Sus | N | UnknownCause¦Patrolfoundnothing¦¦
19-0024199 | Vegetation | Tree - branch fell on line | Bushing | Broken | 2019 | Tier 3 - Extreme | Distribution Circuit | 2 | 13 | 2019-02-13 | 312647 | Sus | N | Vegetation¦Treebranchfellonline¦Bushing¦Broken
19-0024501 | Unknown Cause | Patrol - found nothing |  |  | 2019 | Tier 3 - Extreme | Distribution Circuit | 2 | 16 | 2019-02-16 | 313796 | Sus | N | UnknownCause¦Patrolfoundnothing¦¦
19-0025174 | Vegetation | Tree - fell into line | Crossarm, Wood | Broken | 2019 | Tier 2 - Elevated | Distribution Circuit | 2 | 17 | 2019-02-17 | 310662 | Sus | N | Vegetation¦Treefellintoline¦CrossarmWood¦Broken
19-0025739 | Vegetation | Tree - fell into line | Conductor, Overhead | Broken, wire on ground | 2019 | Tier 2 - Elevated | Distribution Circuit | 2 | 18 | 2019-02-18 | 318156 | Sus | N | Vegetation¦Treefellintoline¦ConductorOverhead¦Brokenwireonground
19-0026755 | Vegetation | Tree - branch fell on line | Conductor, Overhead | Normal | 2019 | Tier 2 - Elevated | Distribution Circuit | 2 | 21 | 2019-02-21 | 320268 | Sus | N | Vegetation¦Treebranchfellonline¦ConductorOverhead¦Normal
19-0028682 | Unknown Cause | Patrol - not conducted |  |  | 2019 | Tier 2 - Elevated | Distribution Circuit | 2 | 27 | 2019-02-27 | 325895 | Sus | N | UnknownCause¦Patrolnotconducted¦¦
19-0032075 | Vegetation | Tree - fell into line | Conductor, Overhead | Normal | 2019 | Tier 3 - Extreme | Distribution Circuit | 3 | 8 | 2019-03-08 | 334457 | Sus | N | Vegetation¦Treefellintoline¦ConductorOverhead¦Normal
19-0038028 | Equipment Failure/Involved | Overhead | Transformer | Failed/Faulted | 2019 | Tier 3 - Extreme | Transformer only | 3 | 28 | 2019-03-28 | 349345 | Sus | N | EquipmentFailureInvolved¦Overhead¦Transformer¦FailedFaulted
19-0044288 | Unknown Cause | Patrol - found nothing |  |  | 2019 | Tier 2 - Elevated | Distribution Circuit | 4 | 19 | 2019-04-19 | 363613 | Sus | N | UnknownCause¦Patrolfoundnothing¦¦
19-0046635 | Unknown Cause | Patrol - found nothing |  |  | 2019 | Tier 2 - Elevated | Distribution Circuit | 4 | 26 | 2019-04-26 | 368927 | Sus | N | UnknownCause¦Patrolfoundnothing¦¦
19-0053843 | Vegetation | Tree - branch fell on line | Conductor, Overhead | Normal | 2019 | Tier 2 - Elevated | Distribution Circuit | 5 | 19 | 2019-05-19 | 384737 | Sus | Y | Vegetation¦Treebranchfellonline¦ConductorOverhead¦Normal
19-0055337 | 3rd Party | Vehicle | Pole-Wood | Broken | 2019 | Tier 3 - Extreme | Distribution Circuit | 5 | 22 | 2019-05-22 | 387916 | Sus | Y | 3rdParty¦Vehicle¦PoleWood¦Broken
19-0061560 | Equipment Failure/Involved | Substation | PT/CCVT | Failed/Faulted | 2019 | Tier 2 - Elevated | Substation - Transmission | 6 | 2 | 2019-06-02 | 395943 | Sus | Y | EquipmentFailureInvolved¦Substation¦PTCCVT¦FailedFaulted
19-0063612 | Equipment Failure/Involved | Overhead | Conductor, Overhead | Deteriorated | 2019 | Tier 3 - Extreme | Distribution Circuit | 6 | 6 | 2019-06-06 | 399495 | Sus | Y | EquipmentFailureInvolved¦Overhead¦ConductorOverhead¦Deteriorated
19-0065180 | Equipment Failure/Involved | Overhead | Transformer (OH) | Failed/Faulted | 2019 | Tier 3 - Extreme | Transformer only | 6 | 10 | 2019-06-10 | 403339 | Sus | Y | EquipmentFailureInvolved¦Overhead¦Transformer(OH)¦FailedFaulted
19-0065781 | Equipment Failure/Involved | Overhead | Pole-Wood | Deteriorated | 2019 | Tier 2 - Elevated | Distribution Circuit | 6 | 11 | 2019-06-11 | 405142 | Sus | Y | EquipmentFailureInvolved¦Overhead¦PoleWood¦Deteriorated
19-0066244 | Equipment Failure/Involved | Overhead | Connector or Splice (OH) | Broken | 2019 | Tier 2 - Elevated | Distribution Circuit | 6 | 11 | 2019-06-11 | 406706 | Sus | Y | EquipmentFailureInvolved¦Overhead¦ConnectororSplice(OH)¦Broken
19-0078003 | Equipment Failure/Involved | Overhead | Transformer (OH) | Failed/Faulted | 2019 | Tier 2 - Elevated | Transformer only | 7 | 16 | 2019-07-16 | 453693 | Sus | Y | EquipmentFailureInvolved¦Overhead¦Transformer(OH)¦FailedFaulted
19-0078603 | Vegetation | Tree - fell into line | Pole-Wood | Broken | 2019 | Tier 2 - Elevated | Distribution Circuit | 7 | 17 | 2019-07-17 | 456942 | Sus | Y | Vegetation¦Treefellintoline¦PoleWood¦Broken
19-0081698 | Equipment Failure/Involved | Overhead | Pole-Wood | Broken | 2019 | Tier 3 - Extreme | Distribution Circuit | 7 | 26 | 2019-07-26 | 472854 | Sus | Y | EquipmentFailureInvolved¦Overhead¦PoleWood¦Broken
19-0084968 | 3rd Party | Vehicle | Conductor, Overhead | Broken, wire on ground | 2019 | Tier 2 - Elevated | Distribution Circuit | 8 | 6 | 2019-08-06 | 487363 | Sus | Y | 3rdParty¦Vehicle¦ConductorOverhead¦Brokenwireonground
19-0088066 | Equipment Failure/Involved | Overhead | Crossarm, Wood | Broken | 2019 | Tier 2 - Elevated | Distribution Circuit | 8 | 14 | 2019-08-14 | 511451 | Sus | Y | EquipmentFailureInvolved¦Overhead¦CrossarmWood¦Broken
19-0088126 | Unknown Cause | Patrol - found nothing |  |  | 2019 | Tier 2 - Elevated | Distribution Circuit | 8 | 15 | 2019-08-15 | 511517 | Sus | Y | UnknownCause¦Patrolfoundnothing¦¦
19-0100943 | Unknown Cause | Patrol - not conducted |  |  | 2019 | Tier 3 - Extreme | Distribution Circuit | 9 | 18 | 2019-09-18 | 592348 | Sus | Y | UnknownCause¦Patrolnotconducted¦¦
19-0105118 | Company Initiated | Construction Activity/equip, company | Conductor, Overhead | Normal | 2019 | Tier 2 - Elevated | Distribution Circuit | 9 | 29 | 2019-09-29 | 628863 | Sus | Y | CompanyInitiated¦ConstructionActivityequipcompany¦ConductorOverhead¦Normal
19-0105118 | Company Initiated | Construction Activity/equip, company | Conductor, Overhead | Normal | 2019 | Tier 2 - Elevated | Distribution Circuit | 9 | 29 | 2019-09-29 | 628863 | Sus | Y | CompanyInitiated¦ConstructionActivityequipcompany¦ConductorOverhead¦Normal
19-0106032 | Equipment Failure/Involved | Overhead | Conductor, Overhead | Deteriorated | 2019 | Tier 3 - Extreme | Distribution Circuit | 10 | 1 | 2019-10-01 | 634433 | Sus | Y | EquipmentFailureInvolved¦Overhead¦ConductorOverhead¦Deteriorated
19-0122735 | Unknown Cause | Patrol - found nothing |  |  | 2019 | Tier 2 - Elevated | Distribution Circuit | 11 | 8 | 2019-11-08 | 702350 | Sus | Y | UnknownCause¦Patrolfoundnothing¦¦
19-0129759 | Unknown Cause | Patrol - found nothing |  |  | 2019 | Tier 2 - Elevated | Distribution Circuit | 11 | 26 | 2019-11-26 | 718303 | Sus | Y | UnknownCause¦Patrolfoundnothing¦¦
19-0130161 | Unknown Cause | Patrol - found nothing |  |  | 2019 | Tier 2 - Elevated | Distribution Circuit | 11 | 26 | 2019-11-26 | 717178 | Sus | Y | UnknownCause¦Patrolfoundnothing¦¦
19-0130865 | Vegetation | Tree - branch fell on line | Conductor, Overhead | Normal | 2019 | Tier 2 - Elevated | Distribution Circuit | 11 | 28 | 2019-11-28 | 722907 | Sus | Y | Vegetation¦Treebranchfellonline¦ConductorOverhead¦Normal
19-0130875 | Equipment Failure/Involved | Overhead | Crossarm, Wood | Broken, wire on ground | 2019 | Tier 2 - Elevated | Distribution Circuit | 11 | 28 | 2019-11-28 | 722923 | Sus | Y | EquipmentFailureInvolved¦Overhead¦CrossarmWood¦Brokenwireonground
19-0131519 | Unknown Cause | Patrol - found nothing |  |  | 2019 | Tier 3 - Extreme | Distribution Circuit | 11 | 30 | 2019-11-30 | 724925 | Sus | Y | UnknownCause¦Patrolfoundnothing¦¦
19-0131588 | Vegetation | Tree - fell into line | Conductor, Overhead | Broken, wire on ground | 2019 | Tier 2 - Elevated | Distribution Circuit | 11 | 30 | 2019-11-30 | 724749 | Sus | Y | Vegetation¦Treefellintoline¦ConductorOverhead¦Brokenwireonground
19-0132765 | Unknown Cause | Patrol - found nothing |  |  | 2019 | Tier 3 - Extreme | Distribution Circuit | 12 | 3 | 2019-12-03 | 728210 | Sus | N | UnknownCause¦Patrolfoundnothing¦¦
19-0136344 | Animal | Bird found | Conductor, Overhead | Normal | 2019 | Tier 2 - Elevated | Distribution Circuit | 12 | 13 | 2019-12-13 | 738179 | Sus | N | Animal¦Birdfound¦ConductorOverhead¦Normal
20-0007597 | 3rd Party | Vehicle | Pole-Wood | Broken, wire on ground | 2020 | Tier 2 - Elevated | Distribution Circuit | 1 | 10 | 2020-01-10 | 759108 | Sus | N | 3rdParty¦Vehicle¦PoleWood¦Brokenwireonground
20-0020252 | Vegetation | Tree - fell into line | Conductor, Overhead | Broken, wire on ground | 2020 | Tier 3 - Extreme | Distribution Circuit | 2 | 10 | 2020-02-10 | 787969 | Sus | N | Vegetation¦Treefellintoline¦ConductorOverhead¦Brokenwireonground
20-0020275 | Vegetation | Tree - branch fell on line | Conductor, Overhead | Together | 2020 | Tier 3 - Extreme | Distribution Circuit | 2 | 10 | 2020-02-10 | 788104 | Sus | N | Vegetation¦Treebranchfellonline¦ConductorOverhead¦Together
20-0020804 | Unknown Cause | Patrol - not conducted |  |  | 2020 | Tier 2 - Elevated | Distribution Circuit | 2 | 11 | 2020-02-11 | 789194 | Sus | N | UnknownCause¦Patrolnotconducted¦¦
20-0028870 | 3rd Party | Vehicle | Anchor or Guy | Broken, wire on ground | 2020 | Tier 3 - Extreme | Distribution Circuit | 3 | 4 | 2020-03-04 | 831174 | Sus | N | 3rdParty¦Vehicle¦AnchororGuy¦Brokenwireonground
20-0032058 | Equipment Failure/Involved | Overhead | Lightning Arrestor | Failed/Faulted | 2020 | Tier 3 - Extreme | Distribution Circuit | 3 | 14 | 2020-03-14 | 851139 | Sus | N | EquipmentFailureInvolved¦Overhead¦LightningArrestor¦FailedFaulted
20-0032231 | Unknown Cause | Patrol - not conducted |  |  | 2020 | Tier 2 - Elevated | Distribution Circuit | 3 | 15 | 2020-03-15 | 851695 | Sus | N | UnknownCause¦Patrolnotconducted¦¦
20-0032437 | Vegetation | Tree - branch fell on line | Conductor, Overhead | Normal | 2020 | Tier 3 - Extreme | Distribution Circuit | 3 | 15 | 2020-03-15 | 852579 | Sus | N | Vegetation¦Treebranchfellonline¦ConductorOverhead¦Normal
20-0033054 | Unknown Cause | Patrol - found nothing |  |  | 2020 | Tier 2 - Elevated | Distribution Circuit | 3 | 16 | 2020-03-16 | 853538 | Sus | N | UnknownCause¦Patrolfoundnothing¦¦
20-0037351 | Unknown Cause | Patrol - found nothing |  |  | 2020 | Tier 2 - Elevated | Distribution Circuit | 3 | 31 | 2020-03-31 | 871313 | Sus | N | UnknownCause¦Patrolfoundnothing¦¦
20-0038403 | Vegetation | Tree - bark fell into line | Conductor, Overhead | Normal | 2020 | Tier 2 - Elevated | Distribution Circuit | 4 | 4 | 2020-04-04 | 882254 | Sus | N | Vegetation¦Treebarkfellintoline¦ConductorOverhead¦Normal
20-0039884 | Vegetation | Tree - branch fell on line | Conductor, Overhead | Normal | 2020 | Tier 3 - Extreme | Distribution Circuit | 4 | 8 | 2020-04-08 | 892537 | Sus | N | Vegetation¦Treebranchfellonline¦ConductorOverhead¦Normal
20-0040276 | Equipment Failure/Involved | Overhead | Transformer | Failed/Faulted | 2020 | Tier 2 - Elevated | Transformer only | 4 | 10 | 2020-04-10 | 893335 | Sus | N | EquipmentFailureInvolved¦Overhead¦Transformer¦FailedFaulted
20-0042922 | Equipment Failure/Involved | Overhead | Crossarm, Wood | Broken | 2020 | Tier 2 - Elevated | Distribution Circuit | 4 | 20 | 2020-04-20 | 898182 | Sus | N | EquipmentFailureInvolved¦Overhead¦CrossarmWood¦Broken
20-0053595 | Equipment Failure/Involved | Overhead | Secondary | Deteriorated | 2020 | Tier 3 - Extreme | Transformer only | 5 | 23 | 2020-05-23 | 920187 | Sus | Y | EquipmentFailureInvolved¦Overhead¦Secondary¦Deteriorated
20-0059253 | Unknown Cause | Patrol - found nothing |  |  | 2020 | Tier 2 - Elevated | Distribution Circuit | 6 | 9 | 2020-06-09 | 935180 | Sus | Y | UnknownCause¦Patrolfoundnothing¦¦
20-0059882 | Animal | Squirrel | Conductor, Overhead | Normal | 2020 | Tier 3 - Extreme | Distribution Circuit | 6 | 10 | 2020-06-10 | 936354 | Sus | Y | Animal¦Squirrel¦ConductorOverhead¦Normal
20-0064139 | Vegetation | Tree - branch fell on line | Recloser | Normal | 2020 | Tier 2 - Elevated | Distribution Circuit | 6 | 23 | 2020-06-23 | 945555 | Sus | Y | Vegetation¦Treebranchfellonline¦Recloser¦Normal
20-0069605 | Equipment Failure/Involved | Overhead | Secondary | Broken | 2020 | Tier 2 - Elevated | Transformer only | 7 | 8 | 2020-07-08 | 960291 | Sus | Y | EquipmentFailureInvolved¦Overhead¦Secondary¦Broken
20-0081144 | Environmental/External | Fire, Forest/Grass | Pole-Wood | Burned/flashed | 2020 | Tier 2 - Elevated | Distribution Circuit | 8 | 7 | 2020-08-07 | 984278 | Sus | Y | EnvironmentalExternal¦FireForestGrass¦PoleWood¦Burnedflashed
20-0084625 | Vegetation | Tree - fell into line | Pole-Wood | Broken | 2020 | Tier 3 - Extreme | Distribution Circuit | 8 | 16 | 2020-08-16 | 1009800 | Sus | Y | Vegetation¦Treefellintoline¦PoleWood¦Broken
20-0085053 | Unknown Cause | Patrol - found nothing |  |  | 2020 | Tier 2 - Elevated | Distribution Circuit | 8 | 16 | 2020-08-16 | 1011765 | Sus | Y | UnknownCause¦Patrolfoundnothing¦¦
20-0090164 | Environmental/External | Fire, Forest/Grass | Conductor, Overhead | Normal | 2020 | Tier 3 - Extreme | Distribution Circuit | 8 | 19 | 2020-08-19 | 1032138 | Sus | Y | EnvironmentalExternal¦FireForestGrass¦ConductorOverhead¦Normal
20-0097181 | Equipment Failure/Involved | Overhead | Transformer (OH) | Failed/Faulted | 2020 | Tier 2 - Elevated | Transformer only | 9 | 14 | 2020-09-14 | 1068297 | Sus | Y | EquipmentFailureInvolved¦Overhead¦Transformer(OH)¦FailedFaulted
20-0098212 | Equipment Failure/Involved | Overhead | Cutout, fuse holder | Broken | 2020 | Tier 2 - Elevated | Transformer only | 9 | 16 | 2020-09-16 | 1074819 | Sus | Y | EquipmentFailureInvolved¦Overhead¦Cutoutfuseholder¦Broken
20-0104258 | Equipment Failure/Involved | Overhead | Pole-Wood | Broken, wire on ground | 2020 | Tier 3 - Extreme | Distribution Circuit | 10 | 1 | 2020-10-01 | 1105944 | Sus | Y | EquipmentFailureInvolved¦Overhead¦PoleWood¦Brokenwireonground
20-0105738 | Equipment Failure/Involved | Overhead | Transformer (OH) | Failed/Faulted | 2020 | Tier 2 - Elevated | Transformer only | 10 | 6 | 2020-10-06 | 1112027 | Sus | Y | EquipmentFailureInvolved¦Overhead¦Transformer(OH)¦FailedFaulted
20-0108136 | Wildfire Mitigation | Public Safety Power Shut-off | Conductor, Overhead | Normal | 2020 | Tier 2 - Elevated | Distribution Circuit | 10 | 14 | 2020-10-14 | 1117925 | Sus | Y | WildfireMitigation¦PublicSafetyPowerShutoff¦ConductorOverhead¦Normal
20-0108256 | Wildfire Mitigation | Public Safety Power Shut-off | Conductor, Overhead | Normal | 2020 | Tier 2 - Elevated | Distribution Circuit | 10 | 14 | 2020-10-14 | 1117863 | Sus | Y | WildfireMitigation¦PublicSafetyPowerShutoff¦ConductorOverhead¦Normal
20-0108275 | Wildfire Mitigation | Public Safety Power Shut-off | Conductor, Overhead | Normal | 2020 | Tier 3 - Extreme | Distribution Circuit | 10 | 14 | 2020-10-14 | 1117784 | Sus | Y | WildfireMitigation¦PublicSafetyPowerShutoff¦ConductorOverhead¦Normal
20-0109647 | 3rd Party | Dig in, 3rd party | Transformer | Failed/Faulted | 2020 | Tier 3 - Extreme | Transformer only | 10 | 16 | 2020-10-16 | 1119300 | Sus | Y | 3rdParty¦Digin3rdparty¦Transformer¦FailedFaulted
20-0112679 | Wildfire Mitigation | Public Safety Power Shut-off | Recloser | Normal | 2020 | Tier 3 - Extreme | Distribution Circuit | 10 | 25 | 2020-10-25 | 1127322 | Sus | Y | WildfireMitigation¦PublicSafetyPowerShutoff¦Recloser¦Normal
20-0112960 | Wildfire Mitigation | Public Safety Power Shut-off | Fuse | Normal | 2020 | Tier 2 - Elevated | Distribution Circuit | 10 | 25 | 2020-10-25 | 1127300 | Sus | Y | WildfireMitigation¦PublicSafetyPowerShutoff¦Fuse¦Normal
20-0113077 | Wildfire Mitigation | Public Safety Power Shut-off | Circuit Breaker | Normal | 2020 | Zone 1 - HHZ | Distribution Circuit | 10 | 25 | 2020-10-25 | 1128643 | Sus | Y | WildfireMitigation¦PublicSafetyPowerShutoff¦CircuitBreaker¦Normal
20-0113098 | Wildfire Mitigation | Public Safety Power Shut-off | Switch (OH) | Normal | 2020 | Tier 3 - Extreme | Distribution Circuit | 10 | 25 | 2020-10-25 | 1127278 | Sus | Y | WildfireMitigation¦PublicSafetyPowerShutoff¦Switch(OH)¦Normal
20-0114540 | Vegetation | Tree - cutting, PG&E contractor | Conductor, Overhead | Together | 2020 | Tier 3 - Extreme | Distribution Circuit | 10 | 28 | 2020-10-28 | 1131051 | Sus | Y | Vegetation¦TreecuttingPG&Econtractor¦ConductorOverhead¦Together
20-0118163 | Equipment Failure/Involved | Overhead | Cutout, fuse holder | Broken | 2020 | Tier 3 - Extreme | Distribution Circuit | 11 | 7 | 2020-11-07 | 1138183 | Sus | Y | EquipmentFailureInvolved¦Overhead¦Cutoutfuseholder¦Broken
20-0125393 | Vegetation | Tree - branch fell on line | Conductor, Overhead | Broken, wire on ground | 2020 | Tier 3 - Extreme | Distribution Circuit | 11 | 26 | 2020-11-26 | 1154861 | Sus | Y | Vegetation¦Treebranchfellonline¦ConductorOverhead¦Brokenwireonground
20-0127255 | 3rd Party | Other | Transformer | Normal | 2020 | Tier 3 - Extreme | Transformer only | 12 | 3 | 2020-12-03 | 1160543 | Sus | N | 3rdParty¦Other¦Transformer¦Normal
20-0131553 | 3rd Party | Vehicle | Pole-Wood | Broken | 2020 | Tier 2 - Elevated | Distribution Circuit | 12 | 23 | 2020-12-23 | 1197481 | Sus | N | 3rdParty¦Vehicle¦PoleWood¦Broken
20-0132081 | Unknown Cause | Patrol - not conducted |  |  | 2020 | Tier 3 - Extreme | Transformer only | 12 | 28 | 2020-12-28 | 1200298 | Sus | N | UnknownCause¦Patrolnotconducted¦¦
20-0132197 | Unknown Cause | Patrol - found nothing |  |  | 2020 | Tier 3 - Extreme | Transformer only | 12 | 29 | 2020-12-29 | 1200941 | Sus | N | UnknownCause¦Patrolfoundnothing¦¦
21-0009325 | Unknown Cause | Patrol - found nothing |  |  | 2021 | Tier 2 - Elevated | Distribution Circuit | 1 | 15 | 2021-01-15 | 1211326 | Sus | N | UnknownCause¦Patrolfoundnothing¦¦
21-0009825 | Vegetation | Tree - fell into line | Pole-Wood | Broken | 2021 | Tier 3 - Extreme | Distribution Circuit | 1 | 18 | 2021-01-18 | 1212928 | Sus | N | Vegetation¦Treefellintoline¦PoleWood¦Broken
21-0010399 | Unknown Cause | Patrol - not conducted |  |  | 2021 | Tier 3 - Extreme | Distribution Circuit | 1 | 19 | 2021-01-19 | 1213705 | Sus | N | UnknownCause¦Patrolnotconducted¦¦
21-0010777 | Unknown Cause | Patrol - found nothing |  |  | 2021 | Tier 3 - Extreme | Distribution Circuit | 1 | 19 | 2021-01-19 | 1216650 | Sus | N | UnknownCause¦Patrolfoundnothing¦¦
21-0010960 | Unknown Cause | Patrol - found nothing |  |  | 2021 | Tier 2 - Elevated | Distribution Circuit | 1 | 19 | 2021-01-19 | 1216931 | Sus | N | UnknownCause¦Patrolfoundnothing¦¦
21-0013295 | Unknown Cause | Patrol - found nothing |  |  | 2021 | Tier 3 - Extreme | Distribution Circuit | 1 | 23 | 2021-01-23 | 1221774 | Sus | N | UnknownCause¦Patrolfoundnothing¦¦
21-0013791 | Unknown Cause | Patrol - found nothing |  |  | 2021 | Tier 2 - Elevated | Distribution Circuit | 1 | 25 | 2021-01-25 | 1223465 | Sus | N | UnknownCause¦Patrolfoundnothing¦¦
21-0013828 | Unknown Cause | Patrol - found nothing |  |  | 2021 | Tier 2 - Elevated | Distribution Circuit | 1 | 25 | 2021-01-25 | 1224242 | Sus | N | UnknownCause¦Patrolfoundnothing¦¦
21-0013987 | Equipment Failure/Involved | Overhead | Conductor, Overhead | Together | 2021 | Tier 2 - Elevated | Distribution Circuit | 1 | 25 | 2021-01-25 | 1224637 | Sus | N | EquipmentFailureInvolved¦Overhead¦ConductorOverhead¦Together
21-0014242 | Equipment Failure/Involved | Overhead | Jumper | Burned Open | 2021 | Tier 2 - Elevated | Distribution Circuit | 1 | 25 | 2021-01-25 | 1225195 | Sus | N | EquipmentFailureInvolved¦Overhead¦Jumper¦BurnedOpen
21-0015797 | Vegetation | Tree - fell into line | Conductor, Overhead | Arcing | 2021 | Tier 3 - Extreme | Distribution Circuit | 1 | 26 | 2021-01-26 | 1228488 | Sus | N | Vegetation¦Treefellintoline¦ConductorOverhead¦Arcing
21-0015937 | Vegetation | Tree - fell into line | Conductor, Overhead | Normal | 2021 | Tier 2 - Elevated | Distribution Circuit | 1 | 27 | 2021-01-27 | 1232578 | Sus | N | Vegetation¦Treefellintoline¦ConductorOverhead¦Normal
21-0029082 | Equipment Failure/Involved | Overhead | Pole-Wood | Broken | 2021 | Tier 2 - Elevated | Distribution Circuit | 2 | 24 | 2021-02-24 | 1261099 | Sus | N | EquipmentFailureInvolved¦Overhead¦PoleWood¦Broken
21-0029207 | Unknown Cause | Patrol - found nothing |  |  | 2021 | Tier 3 - Extreme | Transformer only | 2 | 24 | 2021-02-24 | 1261388 | Sus | N | UnknownCause¦Patrolfoundnothing¦¦
21-0034597 | Equipment Failure/Involved | Overhead | Conductor, Overhead | Broken | 2021 | Tier 3 - Extreme | Distribution Circuit | 3 | 10 | 2021-03-10 | 1277035 | Sus | N | EquipmentFailureInvolved¦Overhead¦ConductorOverhead¦Broken
21-0049126 | Vegetation | Tree - fell into line | Conductor, Overhead | Broken, wire on ground | 2021 | Tier 3 - Extreme | Distribution Circuit | 4 | 15 | 2021-04-15 | 1318335 | Sus | N | Vegetation¦Treefellintoline¦ConductorOverhead¦Brokenwireonground
21-0050547 | Equipment Failure/Involved | Overhead | Connector or Splice (OH) | Burned/flashed | 2021 | Tier 2 - Elevated | Transformer only | 4 | 19 | 2021-04-19 | 1323611 | Sus | N | EquipmentFailureInvolved¦Overhead¦ConnectororSplice(OH)¦Burnedflashed
21-0051919 | Equipment Failure/Involved | Underground | Conductor, Underground | Broken | 2021 | Tier 2 - Elevated | Distribution Circuit | 4 | 22 | 2021-04-22 | 1328818 | Sus | N | EquipmentFailureInvolved¦Underground¦ConductorUnderground¦Broken
21-0059940 | Animal | Other | Transformer | Failed/Faulted | 2021 | Tier 2 - Elevated | Transformer only | 5 | 11 | 2021-05-11 | 1346158 | Sus | Y | Animal¦Other¦Transformer¦FailedFaulted
21-0060656 | Equipment Failure/Involved | Overhead | Jumper | Burned Open | 2021 | Tier 2 - Elevated | Distribution Circuit | 5 | 12 | 2021-05-12 | 1347517 | Sus | Y | EquipmentFailureInvolved¦Overhead¦Jumper¦BurnedOpen
21-0064926 | Unknown Cause | Patrol - found nothing |  |  | 2021 | Tier 2 - Elevated | Distribution Circuit | 5 | 24 | 2021-05-24 | 1356957 | Sus | Y | UnknownCause¦Patrolfoundnothing¦¦
21-0067271 | Animal | Other |  | Burned Open | 2021 | Tier 2 - Elevated | Transformer only | 5 | 28 | 2021-05-28 | 1360321 | Sus | Y | Animal¦Other¦¦BurnedOpen
21-0071182 | Unknown Cause | Patrol - found nothing |  |  | 2021 | Tier 2 - Elevated | Transformer only | 6 | 7 | 2021-06-07 | 1368018 | Sus | Y | UnknownCause¦Patrolfoundnothing¦¦
21-0075461 | Equipment Failure/Involved | Overhead | Pole-Wood | Deteriorated | 2021 | Tier 2 - Elevated | Distribution Circuit | 6 | 17 | 2021-06-17 | 1376094 | Sus | Y | EquipmentFailureInvolved¦Overhead¦PoleWood¦Deteriorated
21-0077238 | 3rd Party | Vehicle | Transformer (UG) | Broken | 2021 | Tier 2 - Elevated | Distribution Circuit | 6 | 21 | 2021-06-21 | 1381616 | Sus | Y | 3rdParty¦Vehicle¦Transformer(UG)¦Broken
21-0088066 | Vegetation | Tree - branch fell on line | Conductor, Overhead | Together | 2021 | Tier 2 - Elevated | Distribution Circuit | 7 | 12 | 2021-07-12 | 1400944 | Sus | Y | Vegetation¦Treebranchfellonline¦ConductorOverhead¦Together
21-0095802 | Equipment Failure/Involved | Electrical Overload | Transformer | Failed/Faulted | 2021 | Tier 3 - Extreme | Transformer only | 7 | 27 | 2021-07-27 | 1416521 | Sus | Y | EquipmentFailureInvolved¦ElectricalOverload¦Transformer¦FailedFaulted
21-0101680 | Unknown Cause | Patrol - found nothing |  |  | 2021 | Tier 2 - Elevated | Transformer only | 8 | 8 | 2021-08-08 | 1437189 | Sus | Y | UnknownCause¦Patrolfoundnothing¦¦
21-0104483 | Vegetation | Tree - fell into line | Conductor, Overhead | Broken, wire on ground | 2021 | Tier 3 - Extreme | Distribution Circuit | 8 | 14 | 2021-08-14 | 1442399 | Sus | Y | Vegetation¦Treefellintoline¦ConductorOverhead¦Brokenwireonground
21-0106300 | Equipment Failure/Involved | Overhead | Conductor, Overhead | Deteriorated | 2021 | Tier 3 - Extreme | Distribution Circuit | 8 | 18 | 2021-08-18 | 1446593 | Sus | Y | EquipmentFailureInvolved¦Overhead¦ConductorOverhead¦Deteriorated
21-0112533 | Equipment Failure/Involved | Overhead | Conductor, Overhead | Normal | 2021 | Tier 2 - Elevated | Distribution Circuit | 9 | 2 | 2021-09-02 | 1460651 | Sus | Y | EquipmentFailureInvolved¦Overhead¦ConductorOverhead¦Normal
21-0113869 | Equipment Failure/Involved | Underground | Conductor, Underground | Burned/flashed | 2021 | Tier 2 - Elevated | Distribution Circuit | 9 | 6 | 2021-09-06 | 1463000 | Sus | Y | EquipmentFailureInvolved¦Underground¦ConductorUnderground¦Burnedflashed
21-0115614 | Unknown Cause | Patrol - found nothing |  |  | 2021 | Tier 2 - Elevated | Distribution Circuit | 9 | 9 | 2021-09-09 | 1466560 | Sus | Y | UnknownCause¦Patrolfoundnothing¦¦
21-0129296 | Unknown Cause | Patrol - found nothing |  |  | 2021 | Tier 2 - Elevated | Distribution Circuit | 10 | 11 | 2021-10-11 | 1494734 | Sus | Y | UnknownCause¦Patrolfoundnothing¦¦
21-0135798 | Vegetation | Tree - branch fell on line | Conductor, Overhead | Normal | 2021 | Tier 3 - Extreme | Distribution Circuit | 10 | 24 | 2021-10-24 | 1508114 | Sus | Y | Vegetation¦Treebranchfellonline¦ConductorOverhead¦Normal
21-0149146 | Vegetation | Tree - branch fell on line | Conductor, Overhead | Normal | 2021 | Tier 2 - Elevated | Distribution Circuit | 11 | 21 | 2021-11-21 | 1552279 | Sus | Y | Vegetation¦Treebranchfellonline¦ConductorOverhead¦Normal
21-0156182 | Equipment Failure/Involved | Overhead | Transformer (OH) | Broken | 2021 | Tier 2 - Elevated | Distribution Circuit | 12 | 8 | 2021-12-08 | 1562532 | Sus | N | EquipmentFailureInvolved¦Overhead¦Transformer(OH)¦Broken
21-0157403 | Unknown Cause | Patrol - found nothing |  |  | 2021 | Tier 3 - Extreme | Distribution Circuit | 12 | 13 | 2021-12-13 | 1565736 | Sus | N | UnknownCause¦Patrolfoundnothing¦¦
21-0158682 | Unknown Cause | Patrol - found nothing |  |  | 2021 | Tier 3 - Extreme | Distribution Circuit | 12 | 15 | 2021-12-15 | 1573276 | Sus | N | UnknownCause¦Patrolfoundnothing¦¦
21-0158770 | Unknown Cause | Patrol - found nothing |  |  | 2021 | Tier 3 - Extreme | Distribution Circuit | 12 | 16 | 2021-12-16 | 1574201 | Sus | N | UnknownCause¦Patrolfoundnothing¦¦
21-0160730 | Vegetation | Tree - fell into line | Conductor, Overhead | Broken | 2021 | Tier 3 - Extreme | Distribution Circuit | 12 | 26 | 2021-12-26 | 1582352 | Sus | N | Vegetation¦Treefellintoline¦ConductorOverhead¦Broken
21-0161311 | Unknown Cause | Patrol - found nothing |  |  | 2021 | Tier 2 - Elevated | Distribution Circuit | 12 | 27 | 2021-12-27 | 1585842 | Sus | N | UnknownCause¦Patrolfoundnothing¦¦
21-0161879 | Vegetation | Tree - fell into line | Conductor, Overhead | Broken, wire on ground | 2021 | Tier 2 - Elevated | Distribution Circuit | 12 | 27 | 2021-12-27 | 1584325 | Sus | N | Vegetation¦Treefellintoline¦ConductorOverhead¦Brokenwireonground
22-0005391 | Environmental/External | Water | Transformer | Failed/Faulted | 2022 | Tier 2 - Elevated | Transformer only | 1 | 3 | 2022-01-03 | 1593276 | Sus | N | EnvironmentalExternal¦Water¦Transformer¦FailedFaulted
22-0006990 | Vegetation | Tree - fell into line | Conductor, Overhead | Broken, wire on ground | 2022 | Tier 2 - Elevated | Transformer only | 1 | 6 | 2022-01-06 | 1596017 | Sus | N | Vegetation¦Treefellintoline¦ConductorOverhead¦Brokenwireonground
22-0013173 | Unknown Cause | Patrol - found nothing |  |  | 2022 | Tier 2 - Elevated | Distribution Circuit | 1 | 23 | 2022-01-23 | 1609844 | Sus | N | UnknownCause¦Patrolfoundnothing¦¦
22-0013740 | Equipment Failure/Involved | Overhead | Connector or Splice (OH) | Broken | 2022 | Tier 3 - Extreme | Distribution Circuit | 1 | 24 | 2022-01-24 | 1611213 | Sus | N | EquipmentFailureInvolved¦Overhead¦ConnectororSplice(OH)¦Broken
22-0014577 | Unknown Cause | Patrol - found nothing |  |  | 2022 | Tier 2 - Elevated | Distribution Circuit | 1 | 26 | 2022-01-26 | 1612377 | Sus | N | UnknownCause¦Patrolfoundnothing¦¦
22-0024502 | Equipment Failure/Involved | Overhead | Connector or Splice (OH) | Broken | 2022 | Tier 3 - Extreme | Transformer only | 2 | 19 | 2022-02-19 | 1632493 | Sus | N | EquipmentFailureInvolved¦Overhead¦ConnectororSplice(OH)¦Broken
22-0028369 | 3rd Party | Dig in, 3rd party | Conductor, Underground | Broken | 2022 | Tier 3 - Extreme | Distribution Circuit | 3 | 1 | 2022-03-01 | 1640007 | Sus | N | 3rdParty¦Digin3rdparty¦ConductorUnderground¦Broken
22-0030597 | Equipment Failure/Involved | Overhead | Insulator | Broken | 2022 | Tier 3 - Extreme | Distribution Circuit | 3 | 10 | 2022-03-10 | 1646186 | Sus | N | EquipmentFailureInvolved¦Overhead¦Insulator¦Broken
22-0035918 | Animal | Other | Pole-Wood | Broken | 2022 | Tier 2 - Elevated | Transformer only | 3 | 19 | 2022-03-19 | 1651398 | Sus | N | Animal¦Other¦PoleWood¦Broken
22-0047615 | Unknown Cause | Patrol - found nothing |  |  | 2022 | Tier 3 - Extreme | Transformer only | 4 | 13 | 2022-04-13 | 1671835 | Sus | N | UnknownCause¦Patrolfoundnothing¦¦
22-0050785 | Unknown Cause | Patrol - found nothing |  |  | 2022 | Tier 2 - Elevated | Distribution Circuit | 4 | 18 | 2022-04-18 | 1675331 | Sus | N | UnknownCause¦Patrolfoundnothing¦¦
22-0066850 | Equipment Failure/Involved | Overhead | Connector or Splice (OH) | Broken, wire on ground | 2022 | Tier 2 - Elevated | Transformer only | 5 | 26 | 2022-05-26 | 1711389 | Sus | Y | EquipmentFailureInvolved¦Overhead¦ConnectororSplice(OH)¦Brokenwireonground
22-0066930 | Equipment Failure/Involved | Overhead | Cutout, fuse holder | Broken | 2022 | Tier 2 - Elevated | Transformer only | 5 | 26 | 2022-05-26 | 1711339 | Sus | Y | EquipmentFailureInvolved¦Overhead¦Cutoutfuseholder¦Broken
22-0067790 | Equipment Failure/Involved | Electrical Overload | Transformer (OH) | Failed/Faulted | 2022 | Tier 3 - Extreme | Transformer only | 5 | 28 | 2022-05-28 | 1713072 | Sus | Y | EquipmentFailureInvolved¦ElectricalOverload¦Transformer(OH)¦FailedFaulted
22-0070266 | Vegetation | Tree - branch fell on line | Conductor, Overhead | Normal | 2022 | Tier 3 - Extreme | Distribution Circuit | 6 | 4 | 2022-06-04 | 1719365 | Sus | Y | Vegetation¦Treebranchfellonline¦ConductorOverhead¦Normal
22-0076850 | Unknown Cause | Patrol - found nothing |  |  | 2022 | Tier 2 - Elevated | Distribution Circuit | 6 | 22 | 2022-06-22 | 1737842 | Sus | Y | UnknownCause¦Patrolfoundnothing¦¦
22-0078780 | Animal | Squirrel | Transformer (OH) | Burned/flashed | 2022 | Tier 2 - Elevated | Distribution Circuit | 6 | 26 | 2022-06-26 | 1742856 | Sus | Y | Animal¦Squirrel¦Transformer(OH)¦Burnedflashed
22-0079600 | Equipment Failure/Involved | Overhead | Customer Equipment | Normal | 2022 | Tier 2 - Elevated | Distribution Circuit | 6 | 28 | 2022-06-28 | 1744499 | Sus | Y | EquipmentFailureInvolved¦Overhead¦CustomerEquipment¦Normal
22-0082284 | Equipment Failure/Involved | Overhead | Transformer (OH) | Broken | 2022 | Tier 2 - Elevated | Transformer only | 7 | 6 | 2022-07-06 | 1749957 | Sus | Y | EquipmentFailureInvolved¦Overhead¦Transformer(OH)¦Broken
22-0087688 | Unknown Cause | Patrol - found nothing |  |  | 2022 | Tier 2 - Elevated | Distribution Circuit | 7 | 20 | 2022-07-20 | 1761371 | Sus | Y | UnknownCause¦Patrolfoundnothing¦¦
22-0094570 | Animal | Bird found | Conductor, Overhead | Normal | 2022 | Tier 3 - Extreme | Distribution Circuit | 8 | 6 | 2022-08-06 | 1774811 | Sus | Y | Animal¦Birdfound¦ConductorOverhead¦Normal
22-0103857 | Unknown Cause | Patrol - found nothing |  |  | 2022 | Tier 3 - Extreme | Distribution Circuit | 8 | 31 | 2022-08-31 | 1795398 | Sus | Y | UnknownCause¦Patrolfoundnothing¦¦
22-0107098 | Unknown Cause | Patrol - found nothing |  |  | 2022 | Tier 2 - Elevated | Distribution Circuit | 9 | 7 | 2022-09-07 | 1803848 | Sus | Y | UnknownCause¦Patrolfoundnothing¦¦
22-0108230 | Equipment Failure/Involved | Overhead | Transformer (OH) | Failed/Faulted | 2022 | Tier 2 - Elevated | Transformer only | 9 | 9 | 2022-09-09 | 1806608 | Sus | Y | EquipmentFailureInvolved¦Overhead¦Transformer(OH)¦FailedFaulted
22-0117205 | Equipment Failure/Involved | Overhead | Service conductor | Deteriorated | 2022 | Tier 3 - Extreme | Transformer only | 10 | 3 | 2022-10-03 | 1826759 | Sus | Y | EquipmentFailureInvolved¦Overhead¦Serviceconductor¦Deteriorated
22-0118903 | Equipment Failure/Involved | Underground | Transformer (UG) | Leaking | 2022 | Tier 2 - Elevated | Distribution Circuit | 10 | 6 | 2022-10-06 | 1831022 | Sus | Y | EquipmentFailureInvolved¦Underground¦Transformer(UG)¦Leaking
22-0121264 | Animal | Squirrel | Conductor, Overhead | Normal | 2022 | Tier 2 - Elevated | Distribution Circuit | 10 | 13 | 2022-10-13 | 1836709 | Sus | Y | Animal¦Squirrel¦ConductorOverhead¦Normal
22-0124134 | Vegetation | Tree - branch fell on line | Conductor, Overhead | Contaminated | 2022 | Tier 2 - Elevated | Distribution Circuit | 10 | 23 | 2022-10-23 | 1843817 | Sus | Y | Vegetation¦Treebranchfellonline¦ConductorOverhead¦Contaminated
22-0124875 | Animal | Squirrel | Fuse | Failed/Faulted | 2022 | Tier 2 - Elevated | Distribution Circuit | 10 | 26 | 2022-10-26 | 1845715 | Sus | Y | Animal¦Squirrel¦Fuse¦FailedFaulted
22-0127831 | Equipment Failure/Involved | Overhead | Pole-Wood | Broken | 2022 | Tier 2 - Elevated | Distribution Circuit | 11 | 4 | 2022-11-04 | 1853348 | Sus | Y | EquipmentFailureInvolved¦Overhead¦PoleWood¦Broken
22-0130405 | Equipment Failure/Involved | Overhead | Transformer (OH) | Failed/Faulted | 2022 | Tier 2 - Elevated | Transformer only | 11 | 11 | 2022-11-11 | 1860595 | Sus | Y | EquipmentFailureInvolved¦Overhead¦Transformer(OH)¦FailedFaulted
22-0131177 | Equipment Failure/Involved | Overhead | Pole-Wood | Broken | 2022 | Tier 3 - Extreme | Distribution Circuit | 11 | 15 | 2022-11-15 | 1863041 | Sus | Y | EquipmentFailureInvolved¦Overhead¦PoleWood¦Broken
22-0133287 | Vegetation | Tree - branch fell on line | Conductor, Overhead | Broken, wire on ground | 2022 | Tier 3 - Extreme | Distribution Circuit | 11 | 22 | 2022-11-22 | 1867419 | Sus | Y | Vegetation¦Treebranchfellonline¦ConductorOverhead¦Brokenwireonground
22-0134601 | Unknown Cause | Patrol - found nothing |  |  | 2022 | Tier 3 - Extreme | Distribution Circuit | 11 | 28 | 2022-11-28 | 1870655 | Sus | Y | UnknownCause¦Patrolfoundnothing¦¦
22-0135657 | Equipment Failure/Involved | Overhead | Conductor, Overhead | Together | 2022 | Tier 2 - Elevated | Distribution Circuit | 12 | 1 | 2022-12-01 | 1873100 | Sus | N | EquipmentFailureInvolved¦Overhead¦ConductorOverhead¦Together
22-0138255 | Environmental/External | Ice or snow | Transformer | Failed/Faulted | 2022 | Tier 2 - Elevated | Transformer only | 12 | 10 | 2022-12-10 | 1880805 | Sus | N | EnvironmentalExternal¦Iceorsnow¦Transformer¦FailedFaulted
22-0138311 | Unknown Cause | Patrol - not conducted |  |  | 2022 | Tier 2 - Elevated | Distribution Circuit | 12 | 10 | 2022-12-10 | 1880562 | Sus | N | UnknownCause¦Patrolnotconducted¦¦
22-0140680 | Equipment Failure/Involved | Underground | Conductor, Underground | Deteriorated | 2022 | Tier 2 - Elevated | Distribution Circuit | 12 | 19 | 2022-12-19 | 1893106 | Sus | N | EquipmentFailureInvolved¦Underground¦ConductorUnderground¦Deteriorated
22-0140758 | Animal | Squirrel | Conductor, Overhead | Normal | 2022 | Tier 2 - Elevated | Distribution Circuit | 12 | 20 | 2022-12-20 | 1894129 | Sus | N | Animal¦Squirrel¦ConductorOverhead¦Normal
22-0141634 | Vegetation | Tree - fell into line | Crossarm, Wood | Broken, wire on ground | 2022 | Tier 3 - Extreme | Distribution Circuit | 12 | 27 | 2022-12-27 | 1898905 | Sus | N | Vegetation¦Treefellintoline¦CrossarmWood¦Brokenwireonground
22-0141640 | Vegetation | Tree - fell into line | Conductor, Overhead | Normal | 2022 | Tier 2 - Elevated | Distribution Circuit | 12 | 27 | 2022-12-27 | 1899046 | Sus | N | Vegetation¦Treefellintoline¦ConductorOverhead¦Normal
22-0141690 | Vegetation | Tree - fell into line | Conductor, Overhead | Broken, wire on ground | 2022 | Tier 3 - Extreme | Distribution Circuit | 12 | 27 | 2022-12-27 | 1899270 | Sus | N | Vegetation¦Treefellintoline¦ConductorOverhead¦Brokenwireonground
15-0008396 | Equipment Failure/Involved | Other | Transformer | Malfunctioning | 2015 | Tier 3 - Extreme | Transformer only | 1 | 30 | 2015-01-30 | 1170174 | Sus | N | EquipmentFailureInvolved¦Other¦Transformer¦Malfunctioning
15-0011393 | Vegetation | Tree - branch fell on line | Conductor, Overhead | Broken, wire on ground | 2015 | Tier 3 - Extreme | Distribution Circuit | 2 | 7 | 2015-02-07 | 1181810 | Sus | N | Vegetation¦Treebranchfellonline¦ConductorOverhead¦Brokenwireonground
15-0016192 | Equipment Failure/Involved | Other | Transformer | Failed/Faulted | 2015 | Tier 2 - Elevated | Transformer only | 2 | 27 | 2015-02-27 | 1196733 | Sus | N | EquipmentFailureInvolved¦Other¦Transformer¦FailedFaulted
15-0032403 | Environmental/External | Lightning | Conductor, Overhead | Normal | 2015 | Tier 3 - Extreme | Distribution Circuit | 5 | 7 | 2015-05-07 | 1230324 | Sus | Y | EnvironmentalExternal¦Lightning¦ConductorOverhead¦Normal
15-0036148 | Animal | Squirrel | Pothead(Riser Termination) | Normal | 2015 | Tier 2 - Elevated | Distribution Circuit | 5 | 23 | 2015-05-23 | 1238763 | Sus | Y | Animal¦Squirrel¦Pothead(RiserTermination)¦Normal
15-0038945 | Equipment Failure/Involved | Overhead | Lightning Arrestor | Failed/Faulted | 2015 | Tier 2 - Elevated | Distribution Circuit | 6 | 5 | 2015-06-05 | 1244534 | Sus | Y | EquipmentFailureInvolved¦Overhead¦LightningArrestor¦FailedFaulted
15-0039357 | Equipment Failure/Involved | Overhead | Crossarm, Wood | Deteriorated | 2015 | Tier 2 - Elevated | Distribution Circuit | 6 | 8 | 2015-06-08 | 1245750 | Sus | Y | EquipmentFailureInvolved¦Overhead¦CrossarmWood¦Deteriorated
15-0048718 | Environmental/External | Lightning | Fuse | Failed/Faulted | 2015 | Tier 3 - Extreme | Distribution Circuit | 7 | 19 | 2015-07-19 | 1272543 | Sus | Y | EnvironmentalExternal¦Lightning¦Fuse¦FailedFaulted
15-0048813 | Environmental/External | Lightning | Fuse | Failed/Faulted | 2015 | Tier 2 - Elevated | Distribution Circuit | 7 | 19 | 2015-07-19 | 1271996 | Sus | Y | EnvironmentalExternal¦Lightning¦Fuse¦FailedFaulted
15-0049384 | Environmental/External | Lightning | Fuse | Failed/Faulted | 2015 | Tier 2 - Elevated | Distribution Circuit | 7 | 19 | 2015-07-19 | 1272020 | Sus | Y | EnvironmentalExternal¦Lightning¦Fuse¦FailedFaulted
15-0054148 | Unknown Cause | Patrol - found nothing |  |  | 2015 | Tier 2 - Elevated | Distribution Circuit | 8 | 10 | 2015-08-10 | 1285769 | Sus | Y | UnknownCause¦Patrolfoundnothing¦¦
15-0055614 | Vegetation | Tree - branch fell on line | Fuse | Normal | 2015 | Tier 3 - Extreme | Distribution Circuit | 8 | 17 | 2015-08-17 | 1290314 | Sus | Y | Vegetation¦Treebranchfellonline¦Fuse¦Normal
15-0058963 | Vegetation | Tree - grew into line | Conductor, Overhead | Normal | 2015 | Tier 2 - Elevated | Distribution Circuit | 9 | 2 | 2015-09-02 | 1299257 | Sus | Y | Vegetation¦Treegrewintoline¦ConductorOverhead¦Normal
15-0061046 | Unknown Cause | Patrol - found nothing |  |  | 2015 | Tier 3 - Extreme | Distribution Circuit | 9 | 12 | 2015-09-12 | 1304695 | Sus | Y | UnknownCause¦Patrolfoundnothing¦¦
15-0062987 | Environmental/External | Fire, Forest/Grass | Pole-Wood | Burned/flashed | 2015 | Tier 3 - Extreme | Distribution Circuit | 9 | 23 | 2015-09-23 | 1310997 | Sus | Y | EnvironmentalExternal¦FireForestGrass¦PoleWood¦Burnedflashed
15-0070036 | Equipment Failure/Involved | Overhead | Conductor, Overhead | Broken | 2015 | Tier 2 - Elevated | Distribution Circuit | 10 | 13 | 2015-10-13 | 1321233 | Sus | Y | EquipmentFailureInvolved¦Overhead¦ConductorOverhead¦Broken
15-0073711 | Equipment Failure/Involved | Overhead | Transformer (OH) | Leaking | 2015 | Tier 3 - Extreme | Transformer only | 10 | 27 | 2015-10-27 | 1330085 | Sus | Y | EquipmentFailureInvolved¦Overhead¦Transformer(OH)¦Leaking
15-0082681 | Equipment Failure/Involved | Overhead | Connector or Splice (OH) | Broken, wire on ground | 2015 | Tier 2 - Elevated | Distribution Circuit | 12 | 4 | 2015-12-04 | 1353603 | Sus | N | EquipmentFailureInvolved¦Overhead¦ConnectororSplice(OH)¦Brokenwireonground
15-0082901 | 3rd Party | Vehicle | Pole - Tower, steel | Broken | 2015 | Tier 3 - Extreme | Distribution Circuit | 12 | 4 | 2015-12-04 | 1354127 | Sus | N | 3rdParty¦Vehicle¦PoleTowersteel¦Broken
15-0084755 | Equipment Failure/Involved | Overhead | Connector or Splice (OH) | Deteriorated | 2015 | Tier 2 - Elevated | Transformer only | 12 | 13 | 2015-12-13 | 1361146 | Sus | N | EquipmentFailureInvolved¦Overhead¦ConnectororSplice(OH)¦Deteriorated
15-0084813 | Vegetation | Tree - branch fell on line | Conductor, Overhead | Normal | 2015 | Tier 3 - Extreme | Distribution Circuit | 12 | 13 | 2015-12-13 | 1361875 | Sus | N | Vegetation¦Treebranchfellonline¦ConductorOverhead¦Normal
15-0085061 | Vegetation | Tree - branch fell on line | Secondary | Together | 2015 | Tier 2 - Elevated | Transformer only | 12 | 13 | 2015-12-13 | 1362872 | Sus | N | Vegetation¦Treebranchfellonline¦Secondary¦Together
15-0086967 | Unknown Cause | Patrol - found nothing |  |  | 2015 | Tier 3 - Extreme | Distribution Circuit | 12 | 23 | 2015-12-23 | 1370260 | Sus | N | UnknownCause¦Patrolfoundnothing¦¦
15-0087290 | Vegetation | Tree - branch fell on line | Conductor, Overhead | Normal | 2015 | Tier 3 - Extreme | Distribution Circuit | 12 | 25 | 2015-12-25 | 1371728 | Sus | N | Vegetation¦Treebranchfellonline¦ConductorOverhead¦Normal
15-0087486 | Equipment Failure/Involved | Overhead | Conductor, Overhead | Broken, wire on ground | 2015 | Tier 2 - Elevated | Distribution Circuit | 12 | 27 | 2015-12-27 | 1372324 | Sus | N | EquipmentFailureInvolved¦Overhead¦ConductorOverhead¦Brokenwireonground
16-0004169 | Equipment Failure/Involved | Overhead | Conductor, Overhead | On Ground | 2016 | Tier 2 - Elevated | Distribution Circuit | 1 | 8 | 2016-01-08 | 1380563 | Sus | N | EquipmentFailureInvolved¦Overhead¦ConductorOverhead¦OnGround
16-0008444 | Vegetation | Tree - fell into line | Conductor, Overhead | Normal | 2016 | Tier 3 - Extreme | Distribution Circuit | 1 | 26 | 2016-01-26 | 1392583 | Sus | N | Vegetation¦Treefellintoline¦ConductorOverhead¦Normal
16-0009177 | Unknown Cause | Patrol - found nothing |  |  | 2016 | Tier 2 - Elevated | Distribution Circuit | 1 | 29 | 2016-01-29 | 1394085 | Sus | N | UnknownCause¦Patrolfoundnothing¦¦
16-0009292 | Company Initiated | Personnel, company | Other | Normal | 2016 | Tier 2 - Elevated | Distribution Circuit | 1 | 30 | 2016-01-30 | 1394522 | Sus | N | CompanyInitiated¦Personnelcompany¦Other¦Normal
16-0009312 | Equipment Failure/Involved | Electrical Overload | Transformer | Failed/Faulted | 2016 | Tier 2 - Elevated | Transformer only | 1 | 30 | 2016-01-30 | 1394591 | Sus | N | EquipmentFailureInvolved¦ElectricalOverload¦Transformer¦FailedFaulted
16-0009958 | Unknown Cause | Patrol - found nothing |  |  | 2016 | Tier 2 - Elevated | Distribution Circuit | 2 | 1 | 2016-02-01 | 1396793 | Sus | N | UnknownCause¦Patrolfoundnothing¦¦
16-0011168 | Vegetation | Tree - fell into line | Conductor, Overhead | Normal | 2016 | Tier 3 - Extreme | Distribution Circuit | 2 | 7 | 2016-02-07 | 1399821 | Sus | N | Vegetation¦Treefellintoline¦ConductorOverhead¦Normal
16-0012613 | Equipment Failure/Involved | Overhead | Cutout, fuse holder | Broken | 2016 | Tier 2 - Elevated | Transformer only | 2 | 15 | 2016-02-15 | 1403457 | Sus | N | EquipmentFailureInvolved¦Overhead¦Cutoutfuseholder¦Broken
16-0016044 | Unknown Cause | Patrol - not conducted |  |  | 2016 | Tier 2 - Elevated | Distribution Circuit | 2 | 27 | 2016-02-27 | 1413164 | Sus | N | UnknownCause¦Patrolnotconducted¦¦
16-0017809 | Equipment Failure/Involved | Overhead | Conductor, Overhead | Broken, wire on ground | 2016 | Tier 3 - Extreme | Distribution Circuit | 3 | 5 | 2016-03-05 | 1419060 | Sus | N | EquipmentFailureInvolved¦Overhead¦ConductorOverhead¦Brokenwireonground
16-0017809 | Equipment Failure/Involved | Overhead | Conductor, Overhead | Broken, wire on ground | 2016 | Tier 3 - Extreme | Distribution Circuit | 3 | 5 | 2016-03-05 | 1419060 | Sus | N | EquipmentFailureInvolved¦Overhead¦ConductorOverhead¦Brokenwireonground
16-0018118 | Vegetation | Tree - fell into line | Conductor, Overhead | On Ground | 2016 | Tier 2 - Elevated | Distribution Circuit | 3 | 5 | 2016-03-05 | 1420675 | Sus | N | Vegetation¦Treefellintoline¦ConductorOverhead¦OnGround
16-0018474 | Vegetation | Tree - fell into line | Conductor, Overhead | Broken, wire on ground | 2016 | Tier 2 - Elevated | Distribution Circuit | 3 | 5 | 2016-03-05 | 1421227 | Sus | N | Vegetation¦Treefellintoline¦ConductorOverhead¦Brokenwireonground
16-0018751 | Vegetation | Tree - fell into line | Conductor, Overhead | Broken, wire on ground | 2016 | Tier 3 - Extreme | Distribution Circuit | 3 | 7 | 2016-03-07 | 1423171 | Sus | N | Vegetation¦Treefellintoline¦ConductorOverhead¦Brokenwireonground
16-0020890 | Vegetation | Tree - fell into line | Conductor, Overhead | Broken, wire on ground | 2016 | Tier 3 - Extreme | Distribution Circuit | 3 | 13 | 2016-03-13 | 1429920 | Sus | N | Vegetation¦Treefellintoline¦ConductorOverhead¦Brokenwireonground
16-0020944 | Vegetation | Tree - branch fell on line | Conductor, Overhead | Normal | 2016 | Tier 3 - Extreme | Distribution Circuit | 3 | 13 | 2016-03-13 | 1430061 | Sus | N | Vegetation¦Treebranchfellonline¦ConductorOverhead¦Normal
16-0021752 | Unknown Cause | Patrol - found nothing |  |  | 2016 | Tier 2 - Elevated | Distribution Circuit | 3 | 15 | 2016-03-15 | 1432212 | Sus | N | UnknownCause¦Patrolfoundnothing¦¦
16-0024262 | Unknown Cause | Patrol - found nothing |  |  | 2016 | Tier 2 - Elevated | Distribution Circuit | 3 | 27 | 2016-03-27 | 1439466 | Sus | N | UnknownCause¦Patrolfoundnothing¦¦
16-0029041 | Vegetation | Tree - branch fell on line | Fuse | Failed/Faulted | 2016 | Tier 3 - Extreme | Distribution Circuit | 4 | 15 | 2016-04-15 | 1451634 | Sus | N | Vegetation¦Treebranchfellonline¦Fuse¦FailedFaulted
16-0031041 | Vegetation | Tree - branch fell on line | Conductor, Overhead | Normal | 2016 | Tier 3 - Extreme | Distribution Circuit | 4 | 24 | 2016-04-24 | 1457116 | Sus | N | Vegetation¦Treebranchfellonline¦ConductorOverhead¦Normal
16-0031184 | Vegetation | Tree - fell into line | Conductor, Overhead | Broken, wire on ground | 2016 | Tier 2 - Elevated | Distribution Circuit | 4 | 25 | 2016-04-25 | 1457820 | Sus | N | Vegetation¦Treefellintoline¦ConductorOverhead¦Brokenwireonground
16-0031926 | Unknown Cause | Patrol - found nothing |  |  | 2016 | Tier 2 - Elevated | Distribution Circuit | 4 | 27 | 2016-04-27 | 1459794 | Sus | N | UnknownCause¦Patrolfoundnothing¦¦
16-0035007 | Vegetation | Tree - fell into line | Conductor, Overhead | Broken, wire on ground | 2016 | Tier 2 - Elevated | Distribution Circuit | 5 | 10 | 2016-05-10 | 1467365 | Sus | Y | Vegetation¦Treefellintoline¦ConductorOverhead¦Brokenwireonground
16-0038098 | Equipment Failure/Involved | Overhead | Connector or Splice (OH) | Broken | 2016 | Tier 2 - Elevated | Transformer only | 5 | 24 | 2016-05-24 | 1475922 | Sus | Y | EquipmentFailureInvolved¦Overhead¦ConnectororSplice(OH)¦Broken
16-0038707 | Environmental/External | Lightning |  | Failed/Faulted | 2016 | Tier 3 - Extreme | Transformer only | 5 | 26 | 2016-05-26 | 1477476 | Sus | Y | EnvironmentalExternal¦Lightning¦¦FailedFaulted
16-0039452 | 3rd Party | Vehicle | Pole-Wood | Broken, wire on ground | 2016 | Tier 2 - Elevated | Distribution Circuit | 5 | 27 | 2016-05-27 | 1478287 | Sus | Y | 3rdParty¦Vehicle¦PoleWood¦Brokenwireonground
16-0045061 | Animal | Squirrel | Fuse | Failed/Faulted | 2016 | Tier 2 - Elevated | Distribution Circuit | 6 | 22 | 2016-06-22 | 1494060 | Sus | Y | Animal¦Squirrel¦Fuse¦FailedFaulted
16-0046771 | Unknown Cause | Patrol - found nothing |  |  | 2016 | Tier 3 - Extreme | Distribution Circuit | 6 | 30 | 2016-06-30 | 1498700 | Sus | Y | UnknownCause¦Patrolfoundnothing¦¦
16-0052110 | Vegetation | Tree - fell into line | Pole-Wood | Broken, wire on ground | 2016 | Tier 2 - Elevated | Distribution Circuit | 7 | 24 | 2016-07-24 | 1515101 | Sus | Y | Vegetation¦Treefellintoline¦PoleWood¦Brokenwireonground
16-0059674 | Equipment Failure/Involved | Overhead | Transformer | Failed/Faulted | 2016 | Tier 2 - Elevated | Transformer only | 8 | 24 | 2016-08-24 | 1531370 | Sus | Y | EquipmentFailureInvolved¦Overhead¦Transformer¦FailedFaulted
16-0067120 | Unknown Cause | Patrol - found nothing |  |  | 2016 | Tier 2 - Elevated | Distribution Circuit | 9 | 23 | 2016-09-23 | 1546839 | Sus | Y | UnknownCause¦Patrolfoundnothing¦¦
16-0070675 | Animal | Squirrel | Transformer (OH) | Normal | 2016 | Tier 2 - Elevated | Distribution Circuit | 10 | 9 | 2016-10-09 | 1555470 | Sus | Y | Animal¦Squirrel¦Transformer(OH)¦Normal
16-0071888 | Animal | Other | Recloser | Normal | 2016 | Tier 2 - Elevated | Distribution Circuit | 10 | 14 | 2016-10-14 | 1558319 | Sus | Y | Animal¦Other¦Recloser¦Normal
16-0073406 | Equipment Failure/Involved | Overhead | Transformer (OH) | Failed/Faulted | 2016 | Tier 2 - Elevated | Transformer only | 10 | 17 | 2016-10-17 | 1564682 | Sus | Y | EquipmentFailureInvolved¦Overhead¦Transformer(OH)¦FailedFaulted
16-0080089 | Vegetation | Tree - branch fell on line | Conductor, Overhead | Normal | 2016 | Tier 2 - Elevated | Distribution Circuit | 11 | 15 | 2016-11-15 | 1581889 | Sus | Y | Vegetation¦Treebranchfellonline¦ConductorOverhead¦Normal
16-0080743 | Unknown Cause | Patrol - found nothing |  |  | 2016 | Tier 2 - Elevated | Distribution Circuit | 11 | 18 | 2016-11-18 | 1583774 | Sus | Y | UnknownCause¦Patrolfoundnothing¦¦
16-0084557 | Equipment Failure/Involved | Overhead | Connector or Splice (OH) | Broken | 2016 | Tier 2 - Elevated | Distribution Circuit | 12 | 8 | 2016-12-08 | 1596816 | Sus | N | EquipmentFailureInvolved¦Overhead¦ConnectororSplice(OH)¦Broken
16-0086122 | 3rd Party | Vehicle |  | Normal | 2016 | Tier 2 - Elevated | Transformer only | 12 | 17 | 2016-12-17 | 1605283 | Sus | N | 3rdParty¦Vehicle¦¦Normal
16-0086969 | Animal | Other | Other | Failed/Faulted | 2016 | Tier 2 - Elevated | Substation - Distribution | 12 | 25 | 2016-12-25 | 1610612 | Sus | N | Animal¦Other¦Other¦FailedFaulted
17-0002739 | Vegetation | Tree - fell into line | Pole-Wood | Broken | 2017 | Tier 2 - Elevated | Distribution Circuit | 1 | 1 | 2017-01-01 | 1614432 | Sus | N | Vegetation¦Treefellintoline¦PoleWood¦Broken
17-0004768 | Vegetation | Tree - fell into line | Conductor, Overhead | Broken, wire on ground | 2017 | Tier 2 - Elevated | Distribution Circuit | 1 | 7 | 2017-01-07 | 1621452 | Sus | N | Vegetation¦Treefellintoline¦ConductorOverhead¦Brokenwireonground
17-0005593 | Vegetation | Tree - fell into line | Crossarm, Wood | Broken | 2017 | Tier 2 - Elevated | Distribution Circuit | 1 | 8 | 2017-01-08 | 1628626 | Sus | N | Vegetation¦Treefellintoline¦CrossarmWood¦Broken
17-0005889 | Vegetation | Tree - fell into line | Conductor, Overhead | Broken, wire on ground | 2017 | Tier 3 - Extreme | Distribution Circuit | 1 | 9 | 2017-01-09 | 1630063 | Sus | N | Vegetation¦Treefellintoline¦ConductorOverhead¦Brokenwireonground
17-0006611 | Vegetation | Tree - fell into line | Conductor, Overhead | Bent or Twisted | 2017 | Tier 2 - Elevated | Distribution Circuit | 1 | 10 | 2017-01-10 | 1633130 | Sus | N | Vegetation¦Treefellintoline¦ConductorOverhead¦BentorTwisted
17-0007641 | Unknown Cause | Patrol - found nothing |  |  | 2017 | Tier 2 - Elevated | Distribution Circuit | 1 | 10 | 2017-01-10 | 1639352 | Sus | N | UnknownCause¦Patrolfoundnothing¦¦
17-0008791 | Unknown Cause | Patrol - not conducted |  |  | 2017 | Tier 2 - Elevated | Distribution Circuit | 1 | 13 | 2017-01-13 | 1642448 | Sus | N | UnknownCause¦Patrolnotconducted¦¦
17-0009130 | Equipment Failure/Involved | Overhead | Conductor, Overhead | Broken, wire on ground | 2017 | Tier 3 - Extreme | Distribution Circuit | 1 | 14 | 2017-01-14 | 1643424 | Sus | N | EquipmentFailureInvolved¦Overhead¦ConductorOverhead¦Brokenwireonground
17-0010282 | Vegetation | Tree - branch fell on line | Fuse | Failed/Faulted | 2017 | Tier 2 - Elevated | Distribution Circuit | 1 | 18 | 2017-01-18 | 1648101 | Sus | N | Vegetation¦Treebranchfellonline¦Fuse¦FailedFaulted
17-0012685 | Vegetation | Tree - fell into line | Conductor, Overhead | Broken, wire on ground | 2017 | Tier 2 - Elevated | Distribution Circuit | 1 | 22 | 2017-01-22 | 1658478 | Sus | N | Vegetation¦Treefellintoline¦ConductorOverhead¦Brokenwireonground
17-0015694 | Vegetation | Tree - fell into line | Crossarm, Wood | Broken | 2017 | Tier 3 - Extreme | Distribution Circuit | 1 | 27 | 2017-01-27 | 1668432 | Sus | N | Vegetation¦Treefellintoline¦CrossarmWood¦Broken
17-0016911 | Vegetation | Tree - fell into line | Conductor, Overhead | Broken, wire on ground | 2017 | Tier 2 - Elevated | Distribution Circuit | 2 | 2 | 2017-02-02 | 1672930 | Sus | N | Vegetation¦Treefellintoline¦ConductorOverhead¦Brokenwireonground
17-0019335 | Equipment Failure/Involved | Overhead | Jumper | Broken | 2017 | Tier 2 - Elevated | Distribution Circuit | 2 | 9 | 2017-02-09 | 1682938 | Sus | N | EquipmentFailureInvolved¦Overhead¦Jumper¦Broken
17-0022614 | Vegetation | Tree - fell into line | Conductor, Overhead | Arcing | 2017 | Tier 2 - Elevated | Distribution Circuit | 2 | 17 | 2017-02-17 | 1697143 | Sus | N | Vegetation¦Treefellintoline¦ConductorOverhead¦Arcing
17-0023019 | Unknown Cause | Patrol - found nothing |  |  | 2017 | Tier 2 - Elevated | Distribution Circuit | 2 | 18 | 2017-02-18 | 1699199 | Sus | N | UnknownCause¦Patrolfoundnothing¦¦
17-0024874 | Vegetation | Tree - fell into line | Conductor, Overhead | Broken | 2017 | Tier 2 - Elevated | Distribution Circuit | 2 | 21 | 2017-02-21 | 1707382 | Sus | N | Vegetation¦Treefellintoline¦ConductorOverhead¦Broken
17-0025078 | Vegetation | Tree - fell into line | Conductor, Overhead | Broken, wire on ground | 2017 | Tier 3 - Extreme | Distribution Circuit | 2 | 20 | 2017-02-20 | 1705908 | Sus | N | Vegetation¦Treefellintoline¦ConductorOverhead¦Brokenwireonground
17-0025881 | Equipment Failure/Involved | Overhead | Transformer | Failed/Faulted | 2017 | Tier 2 - Elevated | Transformer only | 2 | 23 | 2017-02-23 | 1711550 | Sus | N | EquipmentFailureInvolved¦Overhead¦Transformer¦FailedFaulted
17-0029621 | Unknown Cause | Patrol - found nothing |  |  | 2017 | Tier 2 - Elevated | Distribution Circuit | 3 | 9 | 2017-03-09 | 1723117 | Sus | N | UnknownCause¦Patrolfoundnothing¦¦
17-0029817 | Unknown Cause | Patrol - found nothing |  |  | 2017 | Tier 2 - Elevated | Distribution Circuit | 3 | 9 | 2017-03-09 | 1723515 | Sus | N | UnknownCause¦Patrolfoundnothing¦¦
17-0033523 | Unknown Cause | Patrol - not conducted |  |  | 2017 | Tier 2 - Elevated | Distribution Circuit | 3 | 24 | 2017-03-24 | 1734732 | Sus | N | UnknownCause¦Patrolnotconducted¦¦
17-0034285 | Unknown Cause | Patrol - found nothing |  |  | 2017 | Tier 3 - Extreme | Distribution Circuit | 3 | 27 | 2017-03-27 | 1737029 | Sus | N | UnknownCause¦Patrolfoundnothing¦¦
17-0037269 | Vegetation | Tree - branch fell on line | Conductor, Overhead | Together | 2017 | Tier 2 - Elevated | Distribution Circuit | 4 | 6 | 2017-04-06 | 1745739 | Sus | N | Vegetation¦Treebranchfellonline¦ConductorOverhead¦Together
17-0037799 | Unknown Cause | Patrol - not conducted |  |  | 2017 | Tier 3 - Extreme | Distribution Circuit | 4 | 6 | 2017-04-06 | 1748005 | Sus | N | UnknownCause¦Patrolnotconducted¦¦
17-0037870 | Equipment Failure/Involved | Overhead | Pole-Wood | Broken | 2017 | Tier 2 - Elevated | Distribution Circuit | 4 | 6 | 2017-04-06 | 1748646 | Sus | N | EquipmentFailureInvolved¦Overhead¦PoleWood¦Broken
17-0038316 | Unknown Cause | Patrol - found nothing |  |  | 2017 | Tier 2 - Elevated | Distribution Circuit | 4 | 8 | 2017-04-08 | 1752816 | Sus | N | UnknownCause¦Patrolfoundnothing¦¦
17-0038393 | Equipment Failure/Involved | Fire, pole | Transformer (OH) | Failed/Faulted | 2017 | Tier 3 - Extreme | Distribution Circuit | 4 | 8 | 2017-04-08 | 1753237 | Sus | N | EquipmentFailureInvolved¦Firepole¦Transformer(OH)¦FailedFaulted
17-0039677 | Unknown Cause | Patrol - found nothing |  |  | 2017 | Tier 2 - Elevated | Distribution Circuit | 4 | 12 | 2017-04-12 | 1756417 | Sus | N | UnknownCause¦Patrolfoundnothing¦¦
17-0046865 | Unknown Cause | Patrol - found nothing |  |  | 2017 | Tier 2 - Elevated | Distribution Circuit | 5 | 10 | 2017-05-10 | 1779162 | Sus | Y | UnknownCause¦Patrolfoundnothing¦¦
17-0047871 | Unknown Cause | Patrol - found nothing |  |  | 2017 | Tier 2 - Elevated | Distribution Circuit | 5 | 15 | 2017-05-15 | 1782071 | Sus | Y | UnknownCause¦Patrolfoundnothing¦¦
17-0058339 | 3rd Party | Metallic Balloon | Conductor, Overhead | Normal | 2017 | Tier 3 - Extreme | Distribution Circuit | 6 | 24 | 2017-06-24 | 1817273 | Sus | Y | 3rdParty¦MetallicBalloon¦ConductorOverhead¦Normal
17-0060140 | Unknown Cause | Patrol - found nothing |  |  | 2017 | Tier 2 - Elevated | Distribution Circuit | 7 | 3 | 2017-07-03 | 1822603 | Sus | Y | UnknownCause¦Patrolfoundnothing¦¦
17-0061569 | Animal | Bird found | Conductor, Overhead | Normal | 2017 | Tier 2 - Elevated | Distribution Circuit | 7 | 9 | 2017-07-09 | 1827620 | Sus | Y | Animal¦Birdfound¦ConductorOverhead¦Normal
17-0068136 | 3rd Party | Vehicle | Pole-Wood | Broken | 2017 | Tier 2 - Elevated | Distribution Circuit | 8 | 4 | 2017-08-04 | 1846766 | Sus | Y | 3rdParty¦Vehicle¦PoleWood¦Broken
17-0068904 | Equipment Failure/Involved | Overhead | Crossarm, Wood | Broken | 2017 | Tier 3 - Extreme | Transformer only | 8 | 8 | 2017-08-08 | 1848848 | Sus | Y | EquipmentFailureInvolved¦Overhead¦CrossarmWood¦Broken
17-0071445 | Vegetation | Tree - fell into line | Conductor, Overhead | Burned/flashed | 2017 | Tier 2 - Elevated | Distribution Circuit | 8 | 19 | 2017-08-19 | 1855139 | Sus | Y | Vegetation¦Treefellintoline¦ConductorOverhead¦Burnedflashed
17-0074833 | Equipment Failure/Involved | Overhead | Cutout, fuse holder | Broken | 2017 | Tier 2 - Elevated | Distribution Circuit | 9 | 1 | 2017-09-01 | 1864873 | Sus | Y | EquipmentFailureInvolved¦Overhead¦Cutoutfuseholder¦Broken
17-0075172 | Equipment Failure/Involved | Overhead | Conductor, Overhead | Broken | 2017 | Tier 3 - Extreme | Distribution Circuit | 9 | 2 | 2017-09-02 | 1866314 | Sus | Y | EquipmentFailureInvolved¦Overhead¦ConductorOverhead¦Broken
17-0076068 | Vegetation | Tree - fell into line | Conductor, Overhead | Normal | 2017 | Tier 3 - Extreme | Distribution Circuit | 9 | 5 | 2017-09-05 | 1870681 | Sus | Y | Vegetation¦Treefellintoline¦ConductorOverhead¦Normal
17-0077619 | Vegetation | Tree - fell into line | Conductor, Overhead | Broken, wire on ground | 2017 | Tier 2 - Elevated | Distribution Circuit | 9 | 11 | 2017-09-11 | 1874784 | Sus | Y | Vegetation¦Treefellintoline¦ConductorOverhead¦Brokenwireonground
17-0078582 | Equipment Failure/Involved | Overhead | Transformer | Failed/Faulted | 2017 | Tier 3 - Extreme | Transformer only | 9 | 13 | 2017-09-13 | 1878167 | Sus | Y | EquipmentFailureInvolved¦Overhead¦Transformer¦FailedFaulted
17-0082790 | Unknown Cause | Patrol - found nothing |  |  | 2017 | Tier 2 - Elevated | Distribution Circuit | 9 | 29 | 2017-09-29 | 1887939 | Sus | Y | UnknownCause¦Patrolfoundnothing¦¦
17-0084401 | Animal | Squirrel | Fuse | Failed/Faulted | 2017 | Tier 3 - Extreme | Distribution Circuit | 10 | 5 | 2017-10-05 | 1891243 | Sus | Y | Animal¦Squirrel¦Fuse¦FailedFaulted
17-0087509 | Equipment Failure/Involved | Overhead | Pole-Wood | Broken | 2017 | Tier 2 - Elevated | Distribution Circuit | 10 | 9 | 2017-10-09 | 1901307 | Sus | Y | EquipmentFailureInvolved¦Overhead¦PoleWood¦Broken
17-0088043 | Environmental/External | Fire, Forest/Grass | Pole-Wood | Burned/flashed | 2017 | Tier 3 - Extreme | Distribution Circuit | 10 | 9 | 2017-10-09 | 1902721 | Sus | Y | EnvironmentalExternal¦FireForestGrass¦PoleWood¦Burnedflashed
17-0089148 | Equipment Failure/Involved | Overhead | Transformer | Failed/Faulted | 2017 | Tier 3 - Extreme | Transformer only | 10 | 20 | 2017-10-20 | 1905896 | Sus | Y | EquipmentFailureInvolved¦Overhead¦Transformer¦FailedFaulted
17-0089285 | Equipment Failure/Involved | Fire, pole | Transformer (OH) | Burned/flashed | 2017 | Tier 3 - Extreme | Transformer only | 10 | 20 | 2017-10-20 | 1906542 | Sus | Y | EquipmentFailureInvolved¦Firepole¦Transformer(OH)¦Burnedflashed
17-0089622 | Vegetation | Tree - branch fell on line | Fuse | Failed/Faulted | 2017 | Tier 3 - Extreme | Distribution Circuit | 10 | 23 | 2017-10-23 | 1907532 | Sus | Y | Vegetation¦Treebranchfellonline¦Fuse¦FailedFaulted
17-0090281 | Equipment Failure/Involved | Electrical Overload | Transformer (OH) | Broken | 2017 | Tier 2 - Elevated | Distribution Circuit | 10 | 25 | 2017-10-25 | 1909298 | Sus | Y | EquipmentFailureInvolved¦ElectricalOverload¦Transformer(OH)¦Broken
17-0090930 | Equipment Failure/Involved | Overhead | Transformer | Failed/Faulted | 2017 | Tier 2 - Elevated | Distribution Circuit | 10 | 27 | 2017-10-27 | 1911055 | Sus | Y | EquipmentFailureInvolved¦Overhead¦Transformer¦FailedFaulted
17-0092313 | Unknown Cause | Patrol - found nothing |  |  | 2017 | Tier 3 - Extreme | Distribution Circuit | 11 | 3 | 2017-11-03 | 1914865 | Sus | Y | UnknownCause¦Patrolfoundnothing¦¦
17-0097457 | Unknown Cause | Patrol - found nothing |  |  | 2017 | Tier 2 - Elevated | Distribution Circuit | 11 | 25 | 2017-11-25 | 1928885 | Sus | Y | UnknownCause¦Patrolfoundnothing¦¦
17-0097707 | Vegetation | Tree - fell into line | Conductor, Overhead | Broken, wire on ground | 2017 | Tier 2 - Elevated | Distribution Circuit | 11 | 27 | 2017-11-27 | 1929846 | Sus | Y | Vegetation¦Treefellintoline¦ConductorOverhead¦Brokenwireonground
17-0097729 | Unknown Cause | Patrol - found nothing |  |  | 2017 | Tier 2 - Elevated | Distribution Circuit | 11 | 27 | 2017-11-27 | 1929870 | Sus | Y | UnknownCause¦Patrolfoundnothing¦¦
17-0099851 | Unknown Cause | Patrol - not conducted |  |  | 2017 | Tier 3 - Extreme | Distribution Circuit | 12 | 4 | 2017-12-04 | 1936109 | Sus | N | UnknownCause¦Patrolnotconducted¦¦
17-0099928 | Equipment Failure/Involved | Overhead | Transformer (OH) | Failed/Faulted | 2017 | Tier 3 - Extreme | Distribution Circuit | 12 | 5 | 2017-12-05 | 1936279 | Sus | N | EquipmentFailureInvolved¦Overhead¦Transformer(OH)¦FailedFaulted
17-0102432 | 3rd Party | Tree - cutting, 3rd party | Conductor, Overhead | Normal | 2017 | Tier 2 - Elevated | Distribution Circuit | 12 | 18 | 2017-12-18 | 1946823 | Sus | N | 3rdParty¦Treecutting3rdparty¦ConductorOverhead¦Normal
18-0004113 | 3rd Party | Customer Equipment | Transformer (UG) | Failed/Faulted | 2018 | Tier 2 - Elevated | Distribution Circuit | 1 | 7 | 2018-01-07 | 3545 | Sus | N | 3rdParty¦CustomerEquipment¦Transformer(UG)¦FailedFaulted
18-0006721 | Equipment Failure/Involved | Overhead | Pole-Wood | Broken | 2018 | Tier 2 - Elevated | Transformer only | 1 | 17 | 2018-01-17 | 9581 | Sus | N | EquipmentFailureInvolved¦Overhead¦PoleWood¦Broken
18-0009625 | Vegetation | Tree - fell into line | Conductor, Overhead | Together | 2018 | Tier 3 - Extreme | Distribution Circuit | 1 | 28 | 2018-01-28 | 15352 | Sus | N | Vegetation¦Treefellintoline¦ConductorOverhead¦Together
18-0012073 | Vegetation | Tree - branch fell on line | Conductor, Overhead | Broken, wire on ground | 2018 | Tier 3 - Extreme | Distribution Circuit | 2 | 7 | 2018-02-07 | 20595 | Sus | N | Vegetation¦Treebranchfellonline¦ConductorOverhead¦Brokenwireonground
18-0013992 | 3rd Party | Vehicle | Pole-Wood | Broken | 2018 | Tier 2 - Elevated | Distribution Circuit | 2 | 13 | 2018-02-13 | 24280 | Sus | N | 3rdParty¦Vehicle¦PoleWood¦Broken
18-0015740 | Vegetation | Tree - branch fell on line | Conductor, Overhead | Normal | 2018 | Tier 2 - Elevated | Distribution Circuit | 2 | 20 | 2018-02-20 | 28023 | Sus | N | Vegetation¦Treebranchfellonline¦ConductorOverhead¦Normal
18-0018512 | Vegetation | Tree - fell into line | Conductor, Overhead | Broken, wire on ground | 2018 | Tier 3 - Extreme | Distribution Circuit | 3 | 1 | 2018-03-01 | 34628 | Sus | N | Vegetation¦Treefellintoline¦ConductorOverhead¦Brokenwireonground
18-0019550 | Vegetation | Tree - branch fell on line | Conductor, Overhead | Broken, wire on ground | 2018 | Tier 3 - Extreme | Distribution Circuit | 3 | 4 | 2018-03-04 | 37893 | Sus | N | Vegetation¦Treebranchfellonline¦ConductorOverhead¦Brokenwireonground
18-0021677 | Unknown Cause | Patrol - found nothing |  |  | 2018 | Tier 2 - Elevated | Distribution Circuit | 3 | 11 | 2018-03-11 | 41974 | Sus | N | UnknownCause¦Patrolfoundnothing¦¦
18-0025664 | Equipment Failure/Involved | Overhead | Transformer | Failed/Faulted | 2018 | Tier 2 - Elevated | Transformer only | 3 | 22 | 2018-03-22 | 50748 | Sus | N | EquipmentFailureInvolved¦Overhead¦Transformer¦FailedFaulted
18-0025714 | Unknown Cause | Patrol - not conducted |  |  | 2018 | Tier 3 - Extreme | Distribution Circuit | 3 | 22 | 2018-03-22 | 50875 | Sus | N | UnknownCause¦Patrolnotconducted¦¦
18-0025834 | Equipment Failure/Involved | Overhead | Conductor, Overhead | Broken, wire on ground | 2018 | Tier 3 - Extreme | Distribution Circuit | 3 | 22 | 2018-03-22 | 51373 | Sus | N | EquipmentFailureInvolved¦Overhead¦ConductorOverhead¦Brokenwireonground
18-0027873 | Equipment Failure/Involved | Overhead | Transformer | Failed/Faulted | 2018 | Tier 3 - Extreme | Transformer only | 3 | 29 | 2018-03-29 | 56266 | Sus | N | EquipmentFailureInvolved¦Overhead¦Transformer¦FailedFaulted
18-0032485 | Unknown Cause | Patrol - found nothing |  |  | 2018 | Tier 2 - Elevated | Distribution Circuit | 4 | 16 | 2018-04-16 | 67604 | Sus | N | UnknownCause¦Patrolfoundnothing¦¦
18-0041074 | Vegetation | Tree - fell into line | Conductor, Overhead | Broken, wire on ground | 2018 | Tier 3 - Extreme | Distribution Circuit | 5 | 14 | 2018-05-14 | 86214 | Sus | Y | Vegetation¦Treefellintoline¦ConductorOverhead¦Brokenwireonground
18-0042479 | Unknown Cause | Patrol - not conducted |  |  | 2018 | Tier 3 - Extreme | Distribution Circuit | 5 | 19 | 2018-05-19 | 89559 | Sus | Y | UnknownCause¦Patrolnotconducted¦¦
18-0053333 | Equipment Failure/Involved | Underground | Connector or Splice (UG) | Failed/Faulted | 2018 | Tier 2 - Elevated | Distribution Circuit | 6 | 21 | 2018-06-21 | 114818 | Sus | Y | EquipmentFailureInvolved¦Underground¦ConnectororSplice(UG)¦FailedFaulted
18-0059841 | Vegetation | Tree - branch fell on line | Conductor, Overhead | Normal | 2018 | Tier 2 - Elevated | Distribution Circuit | 7 | 14 | 2018-07-14 | 131647 | Sus | Y | Vegetation¦Treebranchfellonline¦ConductorOverhead¦Normal
18-0061139 | 3rd Party | Vehicle | Conductor, Overhead | Together | 2018 | Tier 2 - Elevated | Distribution Circuit | 7 | 18 | 2018-07-18 | 134798 | Sus | Y | 3rdParty¦Vehicle¦ConductorOverhead¦Together
18-0068293 | Company Initiated | Return Circuit Normal | Pole-Wood | Burned/flashed | 2018 | Tier 3 - Extreme | Distribution Circuit | 8 | 9 | 2018-08-09 | 152164 | Sus | Y | CompanyInitiated¦ReturnCircuitNormal¦PoleWood¦Burnedflashed
18-0068973 | Unknown Cause | Patrol - found nothing |  |  | 2018 | Tier 3 - Extreme | Distribution Circuit | 8 | 11 | 2018-08-11 | 153546 | Sus | Y | UnknownCause¦Patrolfoundnothing¦¦
18-0074693 | Company Initiated | Construction Activity/equip, company | Transformer (OH) | Normal | 2018 | Tier 3 - Extreme | Transformer only | 8 | 29 | 2018-08-29 | 164601 | Sus | Y | CompanyInitiated¦ConstructionActivityequipcompany¦Transformer(OH)¦Normal
18-0077637 | Vegetation | Tree - branch fell on line | Conductor, Overhead | Together | 2018 | Tier 2 - Elevated | Distribution Circuit | 9 | 7 | 2018-09-07 | 170042 | Sus | Y | Vegetation¦Treebranchfellonline¦ConductorOverhead¦Together
18-0081476 | Unknown Cause | Patrol - not conducted |  |  | 2018 | Tier 2 - Elevated | Distribution Circuit | 9 | 19 | 2018-09-19 | 177604 | Sus | Y | UnknownCause¦Patrolnotconducted¦¦
18-0082312 | Unknown Cause | Patrol - found nothing |  |  | 2018 | Tier 3 - Extreme | Distribution Circuit | 9 | 22 | 2018-09-22 | 179183 | Sus | Y | UnknownCause¦Patrolfoundnothing¦¦
18-0087877 | Unknown Cause | Patrol - not conducted |  |  | 2018 | Tier 2 - Elevated | Distribution Circuit | 10 | 7 | 2018-10-07 | 190065 | Sus | Y | UnknownCause¦Patrolnotconducted¦¦
18-0090289 | Unknown Cause | Patrol - found nothing |  |  | 2018 | Tier 2 - Elevated | Distribution Circuit | 10 | 14 | 2018-10-14 | 195011 | Sus | Y | UnknownCause¦Patrolfoundnothing¦¦
18-0091036 | Wildfire Mitigation | Public Safety Power Shut-off |  |  | 2018 | Tier 3 - Extreme | Distribution Circuit | 10 | 14 | 2018-10-14 | 196543 | Sus | Y | WildfireMitigation¦PublicSafetyPowerShutoff¦¦
18-0099153 | 3rd Party | Vehicle | Pole-Wood | Broken | 2018 | Tier 2 - Elevated | Distribution Circuit | 11 | 12 | 2018-11-12 | 213802 | Sus | Y | 3rdParty¦Vehicle¦PoleWood¦Broken
18-0100685 | Vegetation | Tree - branch fell on line | Recloser | Normal | 2018 | Tier 3 - Extreme | Distribution Circuit | 11 | 17 | 2018-11-17 | 217442 | Sus | Y | Vegetation¦Treebranchfellonline¦Recloser¦Normal
18-0101353 | Environmental/External | Fire, Forest/Grass | Pole-Wood | Burned/flashed | 2018 | Tier 3 - Extreme | Distribution Circuit | 11 | 8 | 2018-11-08 | 218827 | Sus | Y | EnvironmentalExternal¦FireForestGrass¦PoleWood¦Burnedflashed
18-0101812 | Environmental/External | Fire, Forest/Grass | Pole-Wood | Burned/flashed | 2018 | Tier 3 - Extreme | Distribution Circuit | 11 | 8 | 2018-11-08 | 220028 | Sus | Y | EnvironmentalExternal¦FireForestGrass¦PoleWood¦Burnedflashed
18-0102311 | Environmental/External | Lightning | Transformer | Failed/Faulted | 2018 | Tier 2 - Elevated | Transformer only | 11 | 22 | 2018-11-22 | 221930 | Sus | Y | EnvironmentalExternal¦Lightning¦Transformer¦FailedFaulted
18-0103703 | Environmental/External | Fire, Forest/Grass | Pole-Wood | Burned/flashed | 2018 | Tier 3 - Extreme | Distribution Circuit | 11 | 8 | 2018-11-08 | 225373 | Sus | Y | EnvironmentalExternal¦FireForestGrass¦PoleWood¦Burnedflashed
18-0103788 | Environmental/External | Fire, Forest/Grass | Pole-Wood | Burned/flashed | 2018 | Tier 3 - Extreme | Distribution Circuit | 11 | 8 | 2018-11-08 | 225573 | Sus | Y | EnvironmentalExternal¦FireForestGrass¦PoleWood¦Burnedflashed
18-0105289 | Equipment Failure/Involved | Overhead | Conductor, Overhead | Contaminated | 2018 | Tier 2 - Elevated | Distribution Circuit | 11 | 29 | 2018-11-29 | 228969 | Sus | Y | EquipmentFailureInvolved¦Overhead¦ConductorOverhead¦Contaminated
18-0106672 | Environmental/External | Fire, Forest/Grass | Service conductor | Broken | 2018 | Tier 3 - Extreme | Transformer only | 12 | 4 | 2018-12-04 | 233148 | Sus | N | EnvironmentalExternal¦FireForestGrass¦Serviceconductor¦Broken
18-0108813 | Animal | Squirrel | Transformer (OH) | Failed/Faulted | 2018 | Tier 2 - Elevated | Distribution Circuit | 12 | 12 | 2018-12-12 | 238667 | Sus | N | Animal¦Squirrel¦Transformer(OH)¦FailedFaulted
18-0109133 | Vegetation | Tree - fell into line | Conductor, Overhead | Broken, wire on ground | 2018 | Tier 3 - Extreme | Distribution Circuit | 12 | 14 | 2018-12-14 | 239885 | Sus | N | Vegetation¦Treefellintoline¦ConductorOverhead¦Brokenwireonground
18-0110245 | Animal | Bird found | Fuse | Failed/Faulted | 2018 | Tier 2 - Elevated | Distribution Circuit | 12 | 21 | 2018-12-21 | 245056 | Sus | N | Animal¦Birdfound¦Fuse¦FailedFaulted
18-0110610 | Vegetation | Tree - fell into line | Conductor, Overhead | Broken, wire on ground | 2018 | Tier 2 - Elevated | Distribution Circuit | 12 | 25 | 2018-12-25 | 246976 | Sus | N | Vegetation¦Treefellintoline¦ConductorOverhead¦Brokenwireonground
18-0111251 | Unknown Cause | Patrol - found nothing |  |  | 2018 | Tier 2 - Elevated | Distribution Circuit | 12 | 31 | 2018-12-31 | 250001 | Sus | N | UnknownCause¦Patrolfoundnothing¦¦
19-0005857 | Vegetation | Tree - bark fell into line | Conductor, Overhead | Burned/flashed | 2019 | Tier 2 - Elevated | Distribution Circuit | 1 | 7 | 2019-01-07 | 258984 | Sus | N | Vegetation¦Treebarkfellintoline¦ConductorOverhead¦Burnedflashed
19-0006365 | Unknown Cause | Patrol - found nothing |  |  | 2019 | Tier 3 - Extreme | Distribution Circuit | 1 | 8 | 2019-01-08 | 260564 | Sus | N | UnknownCause¦Patrolfoundnothing¦¦
19-0007089 | Vegetation | Tree - grew into line | Transformer | Broken, wire on object | 2019 | Tier 2 - Elevated | Transformer only | 1 | 9 | 2019-01-09 | 261619 | Sus | N | Vegetation¦Treegrewintoline¦Transformer¦Brokenwireonobject
19-0009365 | Unknown Cause | Patrol - found nothing |  |  | 2019 | Tier 2 - Elevated | Distribution Circuit | 1 | 15 | 2019-01-15 | 266207 | Sus | N | UnknownCause¦Patrolfoundnothing¦¦
19-0009817 | Vegetation | Tree - branch fell on line | Conductor, Overhead | Broken, wire on ground | 2019 | Tier 3 - Extreme | Distribution Circuit | 1 | 16 | 2019-01-16 | 267248 | Sus | N | Vegetation¦Treebranchfellonline¦ConductorOverhead¦Brokenwireonground
19-0010021 | Vegetation | Tree - fell into line | Conductor, Overhead | Broken, wire on ground | 2019 | Tier 2 - Elevated | Distribution Circuit | 1 | 16 | 2019-01-16 | 268983 | Sus | N | Vegetation¦Treefellintoline¦ConductorOverhead¦Brokenwireonground
19-0010485 | Unknown Cause | Patrol - not conducted |  |  | 2019 | Tier 2 - Elevated | Distribution Circuit | 1 | 16 | 2019-01-16 | 272229 | Sus | N | UnknownCause¦Patrolnotconducted¦¦
19-0010775 | Vegetation | Tree - fell into line | Pole-Wood | Broken | 2019 | Tier 2 - Elevated | Distribution Circuit | 1 | 16 | 2019-01-16 | 270759 | Sus | N | Vegetation¦Treefellintoline¦PoleWood¦Broken
19-0011343 | Environmental/External | Lightning | Transformer | Failed/Faulted | 2019 | Tier 2 - Elevated | Transformer only | 1 | 17 | 2019-01-17 | 274672 | Sus | N | EnvironmentalExternal¦Lightning¦Transformer¦FailedFaulted
19-0015328 | Animal | Bird found | Connector or Splice (OH) | Normal | 2019 | Tier 2 - Elevated | Distribution Circuit | 1 | 29 | 2019-01-29 | 283018 | Sus | N | Animal¦Birdfound¦ConnectororSplice(OH)¦Normal
19-0018410 | Vegetation | Tree - fell into line | Conductor, Overhead | Broken, wire on ground | 2019 | Tier 3 - Extreme | Distribution Circuit | 2 | 5 | 2019-02-05 | 291898 | Sus | N | Vegetation¦Treefellintoline¦ConductorOverhead¦Brokenwireonground
19-0018691 | Vegetation | Tree - branch fell on line | Conductor, Overhead | Normal | 2019 | Tier 3 - Extreme | Distribution Circuit | 2 | 5 | 2019-02-05 | 292385 | Sus | N | Vegetation¦Treebranchfellonline¦ConductorOverhead¦Normal
19-0018749 | Vegetation | Tree - fell into line | Conductor, Overhead | Broken, wire on ground | 2019 | Tier 3 - Extreme | Distribution Circuit | 2 | 5 | 2019-02-05 | 293663 | Sus | N | Vegetation¦Treefellintoline¦ConductorOverhead¦Brokenwireonground
19-0019371 | Unknown Cause | Patrol - found nothing |  |  | 2019 | Tier 3 - Extreme | Distribution Circuit | 2 | 5 | 2019-02-05 | 294792 | Sus | N | UnknownCause¦Patrolfoundnothing¦¦
19-0020767 | Vegetation | Tree - fell into line | Conductor, Overhead | Normal | 2019 | Tier 3 - Extreme | Distribution Circuit | 2 | 10 | 2019-02-10 | 298356 | Sus | N | Vegetation¦Treefellintoline¦ConductorOverhead¦Normal
19-0020843 | Vegetation | Tree - fell into line | Conductor, Overhead | Normal | 2019 | Tier 2 - Elevated | Distribution Circuit | 2 | 10 | 2019-02-10 | 299394 | Sus | N | Vegetation¦Treefellintoline¦ConductorOverhead¦Normal
19-0023874 | Vegetation | Tree - branch fell on line | Conductor, Overhead | Broken, wire on ground | 2019 | Tier 2 - Elevated | Distribution Circuit | 2 | 12 | 2019-02-12 | 311617 | Sus | N | Vegetation¦Treebranchfellonline¦ConductorOverhead¦Brokenwireonground
19-0025125 | Vegetation | Tree - fell into line | Conductor, Overhead | Together | 2019 | Tier 2 - Elevated | Distribution Circuit | 2 | 17 | 2019-02-17 | 315805 | Sus | N | Vegetation¦Treefellintoline¦ConductorOverhead¦Together
19-0025755 | Unknown Cause | Patrol - found nothing |  |  | 2019 | Tier 2 - Elevated | Distribution Circuit | 2 | 13 | 2019-02-13 | 318221 | Sus | N | UnknownCause¦Patrolfoundnothing¦¦
19-0026034 | Vegetation | Tree - fell into line | Conductor, Overhead | Normal | 2019 | Tier 2 - Elevated | Distribution Circuit | 2 | 19 | 2019-02-19 | 318693 | Sus | N | Vegetation¦Treefellintoline¦ConductorOverhead¦Normal
19-0028281 | Vegetation | Tree - branch fell on line | Fuse | Failed/Faulted | 2019 | Tier 2 - Elevated | Distribution Circuit | 2 | 26 | 2019-02-26 | 324134 | Sus | N | Vegetation¦Treebranchfellonline¦Fuse¦FailedFaulted
19-0028656 | Vegetation | Tree - fell into line | Conductor, Overhead | Broken, wire on ground | 2019 | Tier 2 - Elevated | Distribution Circuit | 2 | 27 | 2019-02-27 | 325967 | Sus | N | Vegetation¦Treefellintoline¦ConductorOverhead¦Brokenwireonground
19-0028656 | Vegetation | Tree - fell into line | Conductor, Overhead | Broken, wire on ground | 2019 | Tier 2 - Elevated | Distribution Circuit | 2 | 27 | 2019-02-27 | 325967 | Sus | N | Vegetation¦Treefellintoline¦ConductorOverhead¦Brokenwireonground
19-0030199 | Equipment Failure/Involved | Overhead | Pole-Wood | Failed/Faulted | 2019 | Tier 2 - Elevated | Distribution Circuit | 3 | 2 | 2019-03-02 | 329861 | Sus | N | EquipmentFailureInvolved¦Overhead¦PoleWood¦FailedFaulted
19-0034097 | Unknown Cause | Patrol - found nothing |  |  | 2019 | Tier 2 - Elevated | Distribution Circuit | 3 | 15 | 2019-03-15 | 339902 | Sus | N | UnknownCause¦Patrolfoundnothing¦¦
19-0034990 | Equipment Failure/Involved | Overhead | Transformer | Failed/Faulted | 2019 | Tier 2 - Elevated | Transformer only | 3 | 19 | 2019-03-19 | 342694 | Sus | N | EquipmentFailureInvolved¦Overhead¦Transformer¦FailedFaulted
19-0037810 | Environmental/External | Lightning | Conductor, Overhead | Normal | 2019 | Tier 2 - Elevated | Distribution Circuit | 3 | 28 | 2019-03-28 | 349193 | Sus | N | EnvironmentalExternal¦Lightning¦ConductorOverhead¦Normal
19-0041770 | Vegetation | Tree - branch fell on line | Conductor, Overhead | Broken, wire on ground | 2019 | Tier 2 - Elevated | Distribution Circuit | 4 | 11 | 2019-04-11 | 359077 | Sus | N | Vegetation¦Treebranchfellonline¦ConductorOverhead¦Brokenwireonground
19-0044657 | Environmental/External | Lightning | Fuse | Normal | 2019 | Tier 2 - Elevated | Distribution Circuit | 4 | 21 | 2019-04-21 | 364779 | Sus | N | EnvironmentalExternal¦Lightning¦Fuse¦Normal
19-0048119 | Equipment Failure/Involved | Overhead | Transformer | Burned/flashed | 2019 | Tier 2 - Elevated | Transformer only | 5 | 2 | 2019-05-02 | 372195 | Sus | Y | EquipmentFailureInvolved¦Overhead¦Transformer¦Burnedflashed
19-0049013 | Equipment Failure/Involved | Overhead | Jumper | Burned Open | 2019 | Tier 2 - Elevated | Distribution Circuit | 5 | 5 | 2019-05-05 | 374058 | Sus | Y | EquipmentFailureInvolved¦Overhead¦Jumper¦BurnedOpen
19-0050586 | Unknown Cause | Patrol - not conducted |  |  | 2019 | Tier 2 - Elevated | Distribution Circuit | 5 | 9 | 2019-05-09 | 377492 | Sus | Y | UnknownCause¦Patrolnotconducted¦¦
19-0052658 | Unknown Cause | Patrol - found nothing |  |  | 2019 | Tier 2 - Elevated | Distribution Circuit | 5 | 15 | 2019-05-15 | 381446 | Sus | Y | UnknownCause¦Patrolfoundnothing¦¦
19-0052674 | Unknown Cause | Patrol - found nothing |  |  | 2019 | Tier 3 - Extreme | Distribution Circuit | 5 | 16 | 2019-05-16 | 382231 | Sus | Y | UnknownCause¦Patrolfoundnothing¦¦
19-0052910 | Equipment Failure/Involved | Overhead | Pole-Wood | Broken | 2019 | Tier 2 - Elevated | Distribution Circuit | 5 | 16 | 2019-05-16 | 382902 | Sus | Y | EquipmentFailureInvolved¦Overhead¦PoleWood¦Broken
19-0055441 | Vegetation | Tree - cutting, PG&E contractor | Conductor, Overhead | Broken | 2019 | Tier 2 - Elevated | Distribution Circuit | 5 | 22 | 2019-05-22 | 387924 | Sus | Y | Vegetation¦TreecuttingPG&Econtractor¦ConductorOverhead¦Broken
19-0056991 | Equipment Failure/Involved | Overhead | Jumper | Broken | 2019 | Tier 3 - Extreme | Distribution Circuit | 5 | 24 | 2019-05-24 | 389815 | Sus | Y | EquipmentFailureInvolved¦Overhead¦Jumper¦Broken
19-0071213 | Equipment Failure/Involved | Overhead | Conductor, Overhead | Together | 2019 | Tier 2 - Elevated | Distribution Circuit | 6 | 23 | 2019-06-23 | 426762 | Sus | Y | EquipmentFailureInvolved¦Overhead¦ConductorOverhead¦Together
19-0085021 | Unknown Cause | Patrol - found nothing |  |  | 2019 | Tier 3 - Extreme | Distribution Circuit | 8 | 6 | 2019-08-06 | 487529 | Sus | Y | UnknownCause¦Patrolfoundnothing¦¦
19-0089123 | Vegetation | Tree - fell into line | Conductor, Overhead | Broken, wire on ground | 2019 | Tier 3 - Extreme | Distribution Circuit | 8 | 17 | 2019-08-17 | 521393 | Sus | Y | Vegetation¦Treefellintoline¦ConductorOverhead¦Brokenwireonground
19-0102482 | Equipment Failure/Involved | Overhead | Crossarm, Wood | Broken | 2019 | Tier 3 - Extreme | Distribution Circuit | 9 | 23 | 2019-09-23 | 606573 | Sus | Y | EquipmentFailureInvolved¦Overhead¦CrossarmWood¦Broken
19-0108590 | Animal | Bird found | Conductor, Overhead | Normal | 2019 | Tier 3 - Extreme | Distribution Circuit | 10 | 8 | 2019-10-08 | 647066 | Sus | Y | Animal¦Birdfound¦ConductorOverhead¦Normal
19-0109078 | Wildfire Mitigation | Public Safety Power Shut-off | Conductor, Overhead | Normal | 2019 | Tier 2 - Elevated | Distribution Circuit | 10 | 9 | 2019-10-09 | 649921 | Sus | Y | WildfireMitigation¦PublicSafetyPowerShutoff¦ConductorOverhead¦Normal
19-0109221 | Wildfire Mitigation | Public Safety Power Shut-off |  |  | 2019 | Tier 3 - Extreme | Distribution Circuit | 10 | 9 | 2019-10-09 | 650063 | Sus | Y | WildfireMitigation¦PublicSafetyPowerShutoff¦¦
19-0115472 | Equipment Failure/Involved | Overhead | Anchor or Guy | Broken | 2019 | Tier 2 - Elevated | Transformer only | 10 | 24 | 2019-10-24 | 679453 | Sus | Y | EquipmentFailureInvolved¦Overhead¦AnchororGuy¦Broken
19-0119548 | Equipment Failure/Involved | Overhead | Transformer (OH) | Broken | 2019 | Tier 2 - Elevated | Transformer only | 10 | 31 | 2019-10-31 | 696648 | Sus | Y | EquipmentFailureInvolved¦Overhead¦Transformer(OH)¦Broken
19-0120038 | Unknown Cause | Patrol - found nothing |  |  | 2019 | Tier 3 - Extreme | Distribution Circuit | 11 | 1 | 2019-11-01 | 697322 | Sus | Y | UnknownCause¦Patrolfoundnothing¦¦
19-0120570 | Vegetation | Tree - fell into line | Conductor, Overhead | Broken, wire on ground | 2019 | Tier 2 - Elevated | Distribution Circuit | 11 | 3 | 2019-11-03 | 698834 | Sus | Y | Vegetation¦Treefellintoline¦ConductorOverhead¦Brokenwireonground
19-0128534 | Unknown Cause | Patrol - not conducted |  |  | 2019 | Tier 2 - Elevated | Distribution Circuit | 11 | 25 | 2019-11-25 | 714414 | Sus | Y | UnknownCause¦Patrolnotconducted¦¦
19-0130205 | Vegetation | Tree - fell into line | Conductor, Overhead | Broken, wire on ground | 2019 | Tier 2 - Elevated | Distribution Circuit | 11 | 26 | 2019-11-26 | 717331 | Sus | Y | Vegetation¦Treefellintoline¦ConductorOverhead¦Brokenwireonground
19-0130243 | Vegetation | Tree - fell into line | Conductor, Overhead | Broken, wire on ground | 2019 | Tier 2 - Elevated | Distribution Circuit | 11 | 27 | 2019-11-27 | 721312 | Sus | Y | Vegetation¦Treefellintoline¦ConductorOverhead¦Brokenwireonground
19-0130407 | Vegetation | Tree - fell into line | Conductor, Overhead | Together | 2019 | Tier 3 - Extreme | Distribution Circuit | 11 | 27 | 2019-11-27 | 720646 | Sus | Y | Vegetation¦Treefellintoline¦ConductorOverhead¦Together
19-0131808 | Unknown Cause | Patrol - not conducted |  |  | 2019 | Tier 2 - Elevated | Distribution Circuit | 12 | 1 | 2019-12-01 | 725541 | Sus | N | UnknownCause¦Patrolnotconducted¦¦
19-0132157 | Vegetation | Tree - fell into line | Conductor, Overhead | Broken | 2019 | Tier 2 - Elevated | Distribution Circuit | 12 | 2 | 2019-12-02 | 726942 | Sus | N | Vegetation¦Treefellintoline¦ConductorOverhead¦Broken
19-0136646 | Unknown Cause | Patrol - found nothing |  |  | 2019 | Tier 2 - Elevated | Distribution Circuit | 12 | 15 | 2019-12-15 | 740241 | Sus | N | UnknownCause¦Patrolfoundnothing¦¦
19-0137551 | Vegetation | Tree - fell into line | Crossarm, Wood | Broken, wire on ground | 2019 | Tier 2 - Elevated | Distribution Circuit | 12 | 22 | 2019-12-22 | 748394 | Sus | N | Vegetation¦Treefellintoline¦CrossarmWood¦Brokenwireonground
20-0006113 | Equipment Failure/Involved | Overhead | Transformer | Failed/Faulted | 2020 | Tier 2 - Elevated | Distribution Circuit | 1 | 7 | 2020-01-07 | 756810 | Sus | N | EquipmentFailureInvolved¦Overhead¦Transformer¦FailedFaulted
20-0013053 | 3rd Party | Vehicle | Pole-Wood | Broken, wire on ground | 2020 | Tier 2 - Elevated | Distribution Circuit | 1 | 23 | 2020-01-23 | 769057 | Sus | N | 3rdParty¦Vehicle¦PoleWood¦Brokenwireonground
20-0013778 | Equipment Failure/Involved | Overhead | Fuse | Broken | 2020 | Tier 2 - Elevated | Transformer only | 1 | 26 | 2020-01-26 | 770397 | Sus | N | EquipmentFailureInvolved¦Overhead¦Fuse¦Broken
20-0019440 | Vegetation | Tree - branch fell on line | Conductor, Overhead | Broken, wire on ground | 2020 | Tier 3 - Extreme | Distribution Circuit | 2 | 9 | 2020-02-09 | 784924 | Sus | N | Vegetation¦Treebranchfellonline¦ConductorOverhead¦Brokenwireonground
20-0027433 | Vegetation | Tree - branch fell on line | Conductor, Overhead | Normal | 2020 | Tier 3 - Extreme | Distribution Circuit | 2 | 29 | 2020-02-29 | 820341 | Sus | N | Vegetation¦Treebranchfellonline¦ConductorOverhead¦Normal
20-0027851 | Vegetation | Tree - branch fell on line | Conductor, Overhead | Broken, wire on ground | 2020 | Tier 3 - Extreme | Distribution Circuit | 3 | 2 | 2020-03-02 | 822893 | Sus | N | Vegetation¦Treebranchfellonline¦ConductorOverhead¦Brokenwireonground
20-0032056 | Unknown Cause | Patrol - not conducted |  |  | 2020 | Tier 3 - Extreme | Distribution Circuit | 3 | 14 | 2020-03-14 | 851165 | Sus | N | UnknownCause¦Patrolnotconducted¦¦
20-0033933 | Vegetation | Tree - fell into line | Conductor, Overhead | Normal | 2020 | Tier 3 - Extreme | Distribution Circuit | 3 | 18 | 2020-03-18 | 858525 | Sus | N | Vegetation¦Treefellintoline¦ConductorOverhead¦Normal
20-0033940 | Vegetation | Tree - fell into line | Conductor, Overhead | Broken, wire on ground | 2020 | Tier 3 - Extreme | Distribution Circuit | 3 | 18 | 2020-03-18 | 858444 | Sus | N | Vegetation¦Treefellintoline¦ConductorOverhead¦Brokenwireonground
20-0034222 | Vegetation | Tree - branch fell on line | Fuse | Failed/Faulted | 2020 | Tier 3 - Extreme | Distribution Circuit | 3 | 16 | 2020-03-16 | 854514 | Sus | N | Vegetation¦Treebranchfellonline¦Fuse¦FailedFaulted
20-0034947 | Unknown Cause | Patrol - not conducted |  |  | 2020 | Tier 3 - Extreme | Distribution Circuit | 3 | 21 | 2020-03-21 | 860222 | Sus | N | UnknownCause¦Patrolnotconducted¦¦
20-0037876 | Unknown Cause | Patrol - found nothing |  |  | 2020 | Tier 2 - Elevated | Distribution Circuit | 4 | 2 | 2020-04-02 | 878137 | Sus | N | UnknownCause¦Patrolfoundnothing¦¦
20-0038073 | Unknown Cause | Patrol - found nothing |  |  | 2020 | Tier 2 - Elevated | Distribution Circuit | 4 | 2 | 2020-04-02 | 878595 | Sus | N | UnknownCause¦Patrolfoundnothing¦¦
20-0041634 | 3rd Party | Vehicle | Pole-Wood | Broken, wire on ground | 2020 | Tier 2 - Elevated | Distribution Circuit | 4 | 15 | 2020-04-15 | 895943 | Sus | N | 3rdParty¦Vehicle¦PoleWood¦Brokenwireonground
20-0042860 | Equipment Failure/Involved | Overhead | Crossarm, Wood | Broken | 2020 | Tier 2 - Elevated | Distribution Circuit | 4 | 20 | 2020-04-20 | 898047 | Sus | N | EquipmentFailureInvolved¦Overhead¦CrossarmWood¦Broken
20-0054250 | Unknown Cause | Patrol - found nothing |  |  | 2020 | Tier 3 - Extreme | Distribution Circuit | 5 | 26 | 2020-05-26 | 921765 | Sus | Y | UnknownCause¦Patrolfoundnothing¦¦
20-0055992 | Unknown Cause | Patrol - found nothing |  |  | 2020 | Tier 2 - Elevated | Distribution Circuit | 5 | 30 | 2020-05-30 | 926536 | Sus | Y | UnknownCause¦Patrolfoundnothing¦¦
20-0068450 | 3rd Party | Vehicle | Anchor or Guy | Broken | 2020 | Tier 2 - Elevated | Distribution Circuit | 7 | 5 | 2020-07-05 | 958130 | Sus | Y | 3rdParty¦Vehicle¦AnchororGuy¦Broken
20-0069417 | 3rd Party | Other | Pole-Wood | Deteriorated | 2020 | Tier 2 - Elevated | Distribution Circuit | 7 | 8 | 2020-07-08 | 959817 | Sus | Y | 3rdParty¦Other¦PoleWood¦Deteriorated
20-0070173 | 3rd Party | Tree - cutting, 3rd party | Conductor, Overhead | Broken, wire on ground | 2020 | Tier 2 - Elevated | Distribution Circuit | 7 | 9 | 2020-07-09 | 961013 | Sus | Y | 3rdParty¦Treecutting3rdparty¦ConductorOverhead¦Brokenwireonground
20-0073485 | Unknown Cause | Patrol - found nothing |  |  | 2020 | Tier 3 - Extreme | Distribution Circuit | 7 | 19 | 2020-07-19 | 967843 | Sus | Y | UnknownCause¦Patrolfoundnothing¦¦
20-0073844 | Equipment Failure/Involved | Overhead | Conductor, Overhead | Normal | 2020 | Tier 2 - Elevated | Distribution Circuit | 7 | 20 | 2020-07-20 | 968647 | Sus | Y | EquipmentFailureInvolved¦Overhead¦ConductorOverhead¦Normal
20-0082834 | Vegetation | Tree - branch fell on line | Conductor, Overhead | Normal | 2020 | Tier 2 - Elevated | Distribution Circuit | 8 | 12 | 2020-08-12 | 994595 | Sus | Y | Vegetation¦Treebranchfellonline¦ConductorOverhead¦Normal
20-0085152 | Unknown Cause | Patrol - found nothing |  |  | 2020 | Tier 2 - Elevated | Distribution Circuit | 8 | 16 | 2020-08-16 | 1012997 | Sus | Y | UnknownCause¦Patrolfoundnothing¦¦
20-0090226 | Environmental/External | Fire, Forest/Grass | Pole-Wood | Burned/flashed | 2020 | Tier 3 - Extreme | Distribution Circuit | 8 | 19 | 2020-08-19 | 1032485 | Sus | Y | EnvironmentalExternal¦FireForestGrass¦PoleWood¦Burnedflashed
20-0090720 | Unknown Cause | Patrol - found nothing |  |  | 2020 | Tier 3 - Extreme | Distribution Circuit | 8 | 27 | 2020-08-27 | 1034278 | Sus | Y | UnknownCause¦Patrolfoundnothing¦¦
20-0091900 | Environmental/External | Fire, Forest/Grass | Conductor, Overhead | Normal | 2020 | Tier 3 - Extreme | Distribution Circuit | 8 | 19 | 2020-08-19 | 1045033 | Sus | Y | EnvironmentalExternal¦FireForestGrass¦ConductorOverhead¦Normal
20-0092750 | Environmental/External | Fire, Forest/Grass | Conductor, Overhead | Broken, wire on ground | 2020 | Tier 3 - Extreme | Distribution Circuit | 8 | 19 | 2020-08-19 | 1050314 | Sus | Y | EnvironmentalExternal¦FireForestGrass¦ConductorOverhead¦Brokenwireonground
20-0098490 | Equipment Failure/Involved | Overhead | Conductor, Overhead | Deteriorated | 2020 | Tier 2 - Elevated | Distribution Circuit | 9 | 17 | 2020-09-17 | 1077893 | Sus | Y | EquipmentFailureInvolved¦Overhead¦ConductorOverhead¦Deteriorated
20-0100357 | Environmental/External | Fire, Forest/Grass | Conductor, Overhead | Burned/flashed | 2020 | Tier 2 - Elevated | Distribution Circuit | 9 | 7 | 2020-09-07 | 1088630 | Sus | Y | EnvironmentalExternal¦FireForestGrass¦ConductorOverhead¦Burnedflashed
20-0100534 | Environmental/External | Fire, Forest/Grass | Conductor, Overhead | Burned/flashed | 2020 | Tier 2 - Elevated | Distribution Circuit | 9 | 7 | 2020-09-07 | 1089133 | Sus | Y | EnvironmentalExternal¦FireForestGrass¦ConductorOverhead¦Burnedflashed
20-0101974 | Wildfire Mitigation | Public Safety Power Shut-off | Conductor, Overhead | Normal | 2020 | Tier 2 - Elevated | Distribution Circuit | 9 | 27 | 2020-09-27 | 1094869 | Sus | Y | WildfireMitigation¦PublicSafetyPowerShutoff¦ConductorOverhead¦Normal
20-0105578 | 3rd Party | Customer Equipment | Conductor, Underground | Normal | 2020 | Tier 3 - Extreme | Distribution Circuit | 10 | 6 | 2020-10-06 | 1111887 | Sus | Y | 3rdParty¦CustomerEquipment¦ConductorUnderground¦Normal
20-0106692 | Vegetation | Tree - fell into line | Secondary | Normal | 2020 | Tier 2 - Elevated | Transformer only | 10 | 8 | 2020-10-08 | 1113787 | Sus | Y | Vegetation¦Treefellintoline¦Secondary¦Normal
20-0107283 | 3rd Party | Vehicle | Pole-Wood | Broken | 2020 | Tier 3 - Extreme | Distribution Circuit | 10 | 10 | 2020-10-10 | 1115030 | Sus | Y | 3rdParty¦Vehicle¦PoleWood¦Broken
20-0108125 | Wildfire Mitigation | Public Safety Power Shut-off | Conductor, Overhead | Normal | 2020 | Tier 2 - Elevated | Distribution Circuit | 10 | 14 | 2020-10-14 | 1117842 | Sus | Y | WildfireMitigation¦PublicSafetyPowerShutoff¦ConductorOverhead¦Normal
20-0108615 | Wildfire Mitigation | Public Safety Power Shut-off | Conductor, Overhead | Broken, wire on ground | 2020 | Tier 3 - Extreme | Distribution Circuit | 10 | 14 | 2020-10-14 | 1118090 | Sus | Y | WildfireMitigation¦PublicSafetyPowerShutoff¦ConductorOverhead¦Brokenwireonground
20-0110785 | Wildfire Mitigation | Public Safety Power Shut-off | Circuit Breaker | Normal | 2020 | Tier 2 - Elevated | Distribution Circuit | 10 | 21 | 2020-10-21 | 1122612 | Sus | Y | WildfireMitigation¦PublicSafetyPowerShutoff¦CircuitBreaker¦Normal
20-0116897 | 3rd Party | Vehicle | Pole-Wood | Broken | 2020 | Tier 3 - Extreme | Distribution Circuit | 11 | 4 | 2020-11-04 | 1135685 | Sus | Y | 3rdParty¦Vehicle¦PoleWood¦Broken
20-0122150 | Vegetation | Tree - fell into line | Pole-Wood | Broken, wire on ground | 2020 | Tier 2 - Elevated | Distribution Circuit | 11 | 17 | 2020-11-17 | 1148001 | Sus | Y | Vegetation¦Treefellintoline¦PoleWood¦Brokenwireonground
20-0123905 | Unknown Cause | Patrol - found nothing |  |  | 2020 | Tier 3 - Extreme | Distribution Circuit | 11 | 22 | 2020-11-22 | 1152616 | Sus | Y | UnknownCause¦Patrolfoundnothing¦¦
20-0124116 | Unknown Cause | Patrol - found nothing |  |  | 2020 | Tier 2 - Elevated | Distribution Circuit | 11 | 23 | 2020-11-23 | 1153007 | Sus | Y | UnknownCause¦Patrolfoundnothing¦¦
20-0128968 | Equipment Failure/Involved | Overhead | Insulator | Broken | 2020 | Tier 3 - Extreme | Distribution Circuit | 12 | 8 | 2020-12-08 | 1172847 | Sus | N | EquipmentFailureInvolved¦Overhead¦Insulator¦Broken
20-0130260 | Vegetation | Tree - fell into line | Transformer (OH) | Leaking | 2020 | Tier 2 - Elevated | Transformer only | 12 | 14 | 2020-12-14 | 1183012 | Sus | N | Vegetation¦Treefellintoline¦Transformer(OH)¦Leaking
20-0131424 | Vegetation | Tree - branch fell on line | Conductor, Overhead | Normal | 2020 | Tier 2 - Elevated | Distribution Circuit | 12 | 21 | 2020-12-21 | 1196861 | Sus | N | Vegetation¦Treebranchfellonline¦ConductorOverhead¦Normal
21-0004910 | Vegetation | Tree - fell into line | Conductor, Overhead | Together | 2021 | Tier 2 - Elevated | Distribution Circuit | 1 | 4 | 2021-01-04 | 1204087 | Sus | N | Vegetation¦Treefellintoline¦ConductorOverhead¦Together
21-0005992 | Equipment Failure/Involved | Underground | Secondary | Burned Open | 2021 | Tier 2 - Elevated | Transformer only | 1 | 7 | 2021-01-07 | 1206020 | Sus | N | EquipmentFailureInvolved¦Underground¦Secondary¦BurnedOpen
21-0008778 | Unknown Cause | Patrol - found nothing |  |  | 2021 | Tier 2 - Elevated | Transformer only | 1 | 14 | 2021-01-14 | 1210473 | Sus | N | UnknownCause¦Patrolfoundnothing¦¦
21-0010081 | Unknown Cause | Patrol - found nothing |  |  | 2021 | Tier 2 - Elevated | Distribution Circuit | 1 | 19 | 2021-01-19 | 1214267 | Sus | N | UnknownCause¦Patrolfoundnothing¦¦
21-0010314 | Unknown Cause | Patrol - found nothing |  |  | 2021 | Tier 2 - Elevated | Distribution Circuit | 1 | 19 | 2021-01-19 | 1215031 | Sus | N | UnknownCause¦Patrolfoundnothing¦¦
21-0010548 | Vegetation | Tree - fell into line | Conductor, Overhead | Broken, wire on ground | 2021 | Tier 2 - Elevated | Distribution Circuit | 1 | 19 | 2021-01-19 | 1216235 | Sus | N | Vegetation¦Treefellintoline¦ConductorOverhead¦Brokenwireonground
21-0010548 | Vegetation | Tree - fell into line | Conductor, Overhead | Broken, wire on ground | 2021 | Tier 3 - Extreme | Distribution Circuit | 1 | 19 | 2021-01-19 | 1216235 | Sus | N | Vegetation¦Treefellintoline¦ConductorOverhead¦Brokenwireonground
21-0011067 | Vegetation | Tree - fell into line | Conductor, Overhead | Broken, wire on ground | 2021 | Tier 3 - Extreme | Distribution Circuit | 1 | 19 | 2021-01-19 | 1217826 | Sus | N | Vegetation¦Treefellintoline¦ConductorOverhead¦Brokenwireonground
21-0011308 | Company Initiated | Improper Construction | Fuse | Burned Open | 2021 | Tier 3 - Extreme | Distribution Circuit | 1 | 20 | 2021-01-20 | 1218379 | Sus | N | CompanyInitiated¦ImproperConstruction¦Fuse¦BurnedOpen
21-0012797 | Unknown Cause | Patrol - found nothing |  |  | 2021 | Tier 3 - Extreme | Distribution Circuit | 1 | 22 | 2021-01-22 | 1221091 | Sus | N | UnknownCause¦Patrolfoundnothing¦¦
21-0013707 | Vegetation | Tree - fell into line | Conductor, Overhead | Normal | 2021 | Tier 2 - Elevated | Distribution Circuit | 1 | 25 | 2021-01-25 | 1223077 | Sus | N | Vegetation¦Treefellintoline¦ConductorOverhead¦Normal
21-0015174 | Environmental/External | Ice or snow | Crossarm, Wood | Broken, wire on ground | 2021 | Tier 2 - Elevated | Distribution Circuit | 1 | 26 | 2021-01-26 | 1227912 | Sus | N | EnvironmentalExternal¦Iceorsnow¦CrossarmWood¦Brokenwireonground
21-0015810 | Unknown Cause | Patrol - found nothing |  |  | 2021 | Tier 3 - Extreme | Distribution Circuit | 1 | 27 | 2021-01-27 | 1232988 | Sus | N | UnknownCause¦Patrolfoundnothing¦¦
21-0016721 | Unknown Cause | Patrol - found nothing |  |  | 2021 | Tier 2 - Elevated | Distribution Circuit | 1 | 27 | 2021-01-27 | 1233633 | Sus | N | UnknownCause¦Patrolfoundnothing¦¦
21-0018326 | Unknown Cause | Patrol - not conducted |  |  | 2021 | Tier 2 - Elevated | Distribution Circuit | 1 | 29 | 2021-01-29 | 1241551 | Sus | N | UnknownCause¦Patrolnotconducted¦¦
21-0018521 | Vegetation | Tree - fell into line | Pole-Wood | Broken, wire on ground | 2021 | Tier 3 - Extreme | Distribution Circuit | 1 | 29 | 2021-01-29 | 1242130 | Sus | N | Vegetation¦Treefellintoline¦PoleWood¦Brokenwireonground
21-0019524 | Vegetation | Tree - fell into line | Conductor, Overhead | Broken, wire on ground | 2021 | Tier 3 - Extreme | Distribution Circuit | 1 | 30 | 2021-01-30 | 1243572 | Sus | N | Vegetation¦Treefellintoline¦ConductorOverhead¦Brokenwireonground
21-0020016 | Equipment Failure/Involved | Overhead | Transformer (OH) | Failed/Faulted | 2021 | Tier 2 - Elevated | Transformer only | 1 | 31 | 2021-01-31 | 1243866 | Sus | N | EquipmentFailureInvolved¦Overhead¦Transformer(OH)¦FailedFaulted
21-0020176 | Equipment Failure/Involved | Overhead | Transformer | Broken | 2021 | Tier 2 - Elevated | Transformer only | 1 | 31 | 2021-01-31 | 1244225 | Sus | N | EquipmentFailureInvolved¦Overhead¦Transformer¦Broken
21-0029315 | Vegetation | Tree - fell into line | Conductor, Overhead | Broken, wire on ground | 2021 | Tier 3 - Extreme | Distribution Circuit | 2 | 24 | 2021-02-24 | 1261578 | Sus | N | Vegetation¦Treefellintoline¦ConductorOverhead¦Brokenwireonground
21-0033077 | Unknown Cause | Patrol - found nothing |  |  | 2021 | Tier 2 - Elevated | Distribution Circuit | 3 | 6 | 2021-03-06 | 1272228 | Sus | N | UnknownCause¦Patrolfoundnothing¦¦
21-0035608 | Equipment Failure/Involved | Overhead |  | Burned Open | 2021 | Tier 2 - Elevated | Transformer only | 3 | 11 | 2021-03-11 | 1279452 | Sus | N | EquipmentFailureInvolved¦Overhead¦¦BurnedOpen
21-0042473 | Vegetation | Tree - fell into line | Conductor, Overhead | Broken, wire on ground | 2021 | Tier 2 - Elevated | Transmission line | 3 | 30 | 2021-03-30 | 1302957 | Sus | N | Vegetation¦Treefellintoline¦ConductorOverhead¦Brokenwireonground
21-0044193 | Vegetation | Tree - fell into line | Conductor, Overhead | Normal | 2021 | Tier 3 - Extreme | Distribution Circuit | 4 | 2 | 2021-04-02 | 1305837 | Sus | N | Vegetation¦Treefellintoline¦ConductorOverhead¦Normal
21-0045153 | Unknown Cause | Patrol - found nothing |  |  | 2021 | Tier 2 - Elevated | Distribution Circuit | 4 | 6 | 2021-04-06 | 1307482 | Sus | N | UnknownCause¦Patrolfoundnothing¦¦
21-0046248 | Equipment Failure/Involved | Fire, pole | Pole-Wood | Burned/flashed | 2021 | Tier 3 - Extreme | Distribution Circuit | 4 | 8 | 2021-04-08 | 1310712 | Sus | N | EquipmentFailureInvolved¦Firepole¦PoleWood¦Burnedflashed
21-0052966 | Equipment Failure/Involved | Overhead | Transformer (OH) | Broken | 2021 | Tier 3 - Extreme | Distribution Circuit | 4 | 25 | 2021-04-25 | 1333766 | Sus | N | EquipmentFailureInvolved¦Overhead¦Transformer(OH)¦Broken
21-0056451 | Unknown Cause | Patrol - found nothing |  |  | 2021 | Tier 2 - Elevated | Distribution Circuit | 5 | 4 | 2021-05-04 | 1340323 | Sus | Y | UnknownCause¦Patrolfoundnothing¦¦
21-0064143 | Unknown Cause | Patrol - found nothing |  |  | 2021 | Tier 2 - Elevated | Distribution Circuit | 5 | 20 | 2021-05-20 | 1355060 | Sus | Y | UnknownCause¦Patrolfoundnothing¦¦
21-0068662 | Equipment Failure/Involved | Electrical Overload | Transformer (OH) | Deteriorated | 2021 | Tier 3 - Extreme | Distribution Circuit | 6 | 2 | 2021-06-02 | 1363631 | Sus | Y | EquipmentFailureInvolved¦ElectricalOverload¦Transformer(OH)¦Deteriorated
21-0080106 | Equipment Failure/Involved | Overhead | Pole-Wood | Broken | 2021 | Tier 2 - Elevated | Distribution Circuit | 6 | 26 | 2021-06-26 | 1385591 | Sus | Y | EquipmentFailureInvolved¦Overhead¦PoleWood¦Broken
21-0083310 | Animal | Bird found | Fuse | Normal | 2021 | Tier 2 - Elevated | Distribution Circuit | 7 | 1 | 2021-07-01 | 1389831 | Sus | Y | Animal¦Birdfound¦Fuse¦Normal
21-0085617 | Equipment Failure/Involved | Overhead | Fuse | Normal | 2021 | Tier 2 - Elevated | Transformer only | 7 | 6 | 2021-07-06 | 1393095 | Sus | Y | EquipmentFailureInvolved¦Overhead¦Fuse¦Normal
21-0090468 | Unknown Cause | Patrol - not conducted |  |  | 2021 | Tier 2 - Elevated | Distribution Circuit | 7 | 15 | 2021-07-15 | 1405667 | Sus | Y | UnknownCause¦Patrolnotconducted¦¦
21-0091844 | Equipment Failure/Involved | Overhead | Pole-Wood | Broken | 2021 | Tier 2 - Elevated | Transformer only | 7 | 19 | 2021-07-19 | 1408043 | Sus | Y | EquipmentFailureInvolved¦Overhead¦PoleWood¦Broken
21-0095423 | Vegetation | Tree - fell into line | Conductor, Overhead | Broken, wire on ground | 2021 | Tier 3 - Extreme | Distribution Circuit | 7 | 27 | 2021-07-27 | 1415623 | Sus | Y | Vegetation¦Treefellintoline¦ConductorOverhead¦Brokenwireonground
21-0099401 | Equipment Failure/Involved | Overhead | Transformer (OH) | Leaking | 2021 | Tier 2 - Elevated | Distribution Circuit | 8 | 3 | 2021-08-03 | 1432103 | Sus | Y | EquipmentFailureInvolved¦Overhead¦Transformer(OH)¦Leaking
21-0101023 | 3rd Party | Vehicle | Pole-Wood | Broken, wire on ground | 2021 | Tier 2 - Elevated | Distribution Circuit | 8 | 6 | 2021-08-06 | 1435802 | Sus | Y | 3rdParty¦Vehicle¦PoleWood¦Brokenwireonground
21-0101585 | Equipment Failure/Involved | Underground | Conductor, Underground | Burned/flashed | 2021 | Tier 2 - Elevated | Distribution Circuit | 8 | 7 | 2021-08-07 | 1436856 | Sus | Y | EquipmentFailureInvolved¦Underground¦ConductorUnderground¦Burnedflashed
21-0104741 | Unknown Cause | Patrol - found nothing |  |  | 2021 | Tier 2 - Elevated | Distribution Circuit | 8 | 15 | 2021-08-15 | 1443092 | Sus | Y | UnknownCause¦Patrolfoundnothing¦¦
21-0106180 | Unknown Cause | Patrol - found nothing |  |  | 2021 | Tier 3 - Extreme | Distribution Circuit | 8 | 18 | 2021-08-18 | 1446444 | Sus | Y | UnknownCause¦Patrolfoundnothing¦¦
21-0110796 | Vegetation | Tree - fell into line | Conductor, Overhead | Together | 2021 | Tier 2 - Elevated | Distribution Circuit | 8 | 29 | 2021-08-29 | 1457648 | Sus | Y | Vegetation¦Treefellintoline¦ConductorOverhead¦Together
21-0119413 | Wildfire Mitigation | Public Safety Power Shut-off | Conductor, Overhead | Normal | 2021 | Tier 2 - Elevated | Distribution Circuit | 9 | 20 | 2021-09-20 | 1475863 | Sus | Y | WildfireMitigation¦PublicSafetyPowerShutoff¦ConductorOverhead¦Normal
21-0119456 | Equipment Failure/Involved | Overhead | Crossarm, Wood | Deteriorated | 2021 | Tier 2 - Elevated | Distribution Circuit | 9 | 18 | 2021-09-18 | 1474999 | Sus | Y | EquipmentFailureInvolved¦Overhead¦CrossarmWood¦Deteriorated
21-0120306 | Equipment Failure/Involved | Overhead | Secondary | Broken | 2021 | Tier 3 - Extreme | Transformer only | 9 | 21 | 2021-09-21 | 1476969 | Sus | Y | EquipmentFailureInvolved¦Overhead¦Secondary¦Broken
21-0125211 | Animal | Squirrel | Cutout, fuse holder | Normal | 2021 | Tier 3 - Extreme | Distribution Circuit | 10 | 2 | 2021-10-02 | 1485597 | Sus | Y | Animal¦Squirrel¦Cutoutfuseholder¦Normal
21-0128512 | Equipment Failure/Involved | Overhead | Pole-Wood | Deteriorated | 2021 | Tier 2 - Elevated | Distribution Circuit | 10 | 10 | 2021-10-10 | 1491767 | Sus | Y | EquipmentFailureInvolved¦Overhead¦PoleWood¦Deteriorated
21-0129497 | Unknown Cause | Patrol - found nothing |  |  | 2021 | Tier 3 - Extreme | Distribution Circuit | 10 | 11 | 2021-10-11 | 1495168 | Sus | Y | UnknownCause¦Patrolfoundnothing¦¦
21-0133653 | Equipment Failure/Involved | Overhead | Transformer | Normal | 2021 | Tier 3 - Extreme | Transformer only | 10 | 20 | 2021-10-20 | 1502701 | Sus | Y | EquipmentFailureInvolved¦Overhead¦Transformer¦Normal
21-0137474 | Vegetation | Tree - fell into line | Conductor, Overhead | Normal | 2021 | Tier 3 - Extreme | Distribution Circuit | 10 | 24 | 2021-10-24 | 1513844 | Sus | Y | Vegetation¦Treefellintoline¦ConductorOverhead¦Normal
21-0138512 | Equipment Failure/Involved | Overhead | Transformer (OH) | Failed/Faulted | 2021 | Tier 3 - Extreme | Transformer only | 10 | 26 | 2021-10-26 | 1522402 | Sus | Y | EquipmentFailureInvolved¦Overhead¦Transformer(OH)¦FailedFaulted
21-0144669 | Animal | Squirrel | Cutout, fuse holder | Normal | 2021 | Tier 2 - Elevated | Distribution Circuit | 11 | 11 | 2021-11-11 | 1540261 | Sus | Y | Animal¦Squirrel¦Cutoutfuseholder¦Normal
21-0144860 | Unknown Cause | Patrol - not conducted |  |  | 2021 | Tier 2 - Elevated | Distribution Circuit | 11 | 12 | 2021-11-12 | 1540726 | Sus | Y | UnknownCause¦Patrolnotconducted¦¦
21-0157610 | Vegetation | Tree - bark fell into line | Conductor, Overhead | Broken, wire on ground | 2021 | Tier 2 - Elevated | Distribution Circuit | 12 | 13 | 2021-12-13 | 1568538 | Sus | N | Vegetation¦Treebarkfellintoline¦ConductorOverhead¦Brokenwireonground
21-0159030 | Unknown Cause | Patrol - not conducted |  |  | 2021 | Tier 2 - Elevated | Transformer only | 12 | 16 | 2021-12-16 | 1575291 | Sus | N | UnknownCause¦Patrolnotconducted¦¦
21-0160740 | Unknown Cause | Patrol - found nothing |  |  | 2021 | Tier 2 - Elevated | Distribution Circuit | 12 | 26 | 2021-12-26 | 1582341 | Sus | N | UnknownCause¦Patrolfoundnothing¦¦
21-0161668 | Unknown Cause | Patrol - found nothing |  |  | 2021 | Tier 2 - Elevated | Distribution Circuit | 12 | 29 | 2021-12-29 | 1588864 | Sus | N | UnknownCause¦Patrolfoundnothing¦¦
21-0161926 | Vegetation | Tree - fell into line | Conductor, Overhead | Normal | 2021 | Tier 3 - Extreme | Distribution Circuit | 12 | 30 | 2021-12-30 | 1590307 | Sus | N | Vegetation¦Treefellintoline¦ConductorOverhead¦Normal
21-0161972 | Vegetation | Tree - branch fell on line | Service conductor | Broken, wire on ground | 2021 | Tier 2 - Elevated | Transformer only | 12 | 30 | 2021-12-30 | 1590025 | Sus | N | Vegetation¦Treebranchfellonline¦Serviceconductor¦Brokenwireonground
22-0005076 | Vegetation | Tree - fell into line | Conductor, Overhead | Together | 2021 | Tier 3 - Extreme | Distribution Circuit | 12 | 27 | 2021-12-27 | 1584478 | Sus | N | Vegetation¦Treefellintoline¦ConductorOverhead¦Together
22-0010175 | Unknown Cause | Patrol - found nothing |  |  | 2022 | Tier 2 - Elevated | Distribution Circuit | 1 | 14 | 2022-01-14 | 1602507 | Sus | N | UnknownCause¦Patrolfoundnothing¦¦
22-0010989 | Equipment Failure/Involved | Overhead | Conductor, Overhead | Annealed | 2022 | Tier 2 - Elevated | Distribution Circuit | 1 | 19 | 2022-01-19 | 1604827 | Sus | N | EquipmentFailureInvolved¦Overhead¦ConductorOverhead¦Annealed
22-0032644 | Unknown Cause | Patrol - found nothing |  |  | 2022 | Tier 2 - Elevated | Distribution Circuit | 3 | 11 | 2022-03-11 | 1646541 | Sus | N | UnknownCause¦Patrolfoundnothing¦¦
22-0033115 | Equipment Failure/Involved | Overhead | Cutout, fuse holder | Burned/flashed | 2022 | Tier 3 - Extreme | Distribution Circuit | 3 | 11 | 2022-03-11 | 1647153 | Sus | N | EquipmentFailureInvolved¦Overhead¦Cutoutfuseholder¦Burnedflashed
22-0039088 | Unknown Cause | Patrol - found nothing |  |  | 2022 | Tier 2 - Elevated | Transformer only | 3 | 27 | 2022-03-27 | 1657022 | Sus | N | UnknownCause¦Patrolfoundnothing¦¦
22-0048025 | Vegetation | Tree - fell into line | Pole-Wood | Broken, wire on ground | 2022 | Tier 2 - Elevated | Distribution Circuit | 4 | 14 | 2022-04-14 | 1672222 | Sus | N | Vegetation¦Treefellintoline¦PoleWood¦Brokenwireonground
22-0068763 | Company Initiated | Construction Activity/equip, company | Conductor, Overhead | Together | 2022 | Tier 2 - Elevated | Distribution Circuit | 6 | 1 | 2022-06-01 | 1715602 | Sus | Y | CompanyInitiated¦ConstructionActivityequipcompany¦ConductorOverhead¦Together
22-0072099 | Unknown Cause | Patrol - found nothing |  |  | 2022 | Tier 2 - Elevated | Distribution Circuit | 6 | 9 | 2022-06-09 | 1724537 | Sus | Y | UnknownCause¦Patrolfoundnothing¦¦
22-0073210 | 3rd Party | Vehicle | Pole-Wood | Broken | 2022 | Tier 3 - Extreme | Distribution Circuit | 6 | 11 | 2022-06-11 | 1728478 | Sus | Y | 3rdParty¦Vehicle¦PoleWood¦Broken
22-0073444 | Vegetation | Tree - branch fell on line | Service conductor | Broken | 2022 | Tier 3 - Extreme | Transformer only | 6 | 12 | 2022-06-12 | 1729522 | Sus | Y | Vegetation¦Treebranchfellonline¦Serviceconductor¦Broken
22-0075931 | Equipment Failure/Involved | Underground | Connector or Splice (UG) | Burned/flashed | 2022 | Tier 2 - Elevated | Distribution Circuit | 6 | 18 | 2022-06-18 | 1734828 | Sus | Y | EquipmentFailureInvolved¦Underground¦ConnectororSplice(UG)¦Burnedflashed
22-0076628 | Equipment Failure/Involved | Underground | Conductor, Underground | Broken | 2022 | Tier 3 - Extreme | Distribution Circuit | 6 | 21 | 2022-06-21 | 1736713 | Sus | Y | EquipmentFailureInvolved¦Underground¦ConductorUnderground¦Broken
22-0077141 | Equipment Failure/Involved | Overhead | Insulator | Broken | 2022 | Tier 3 - Extreme | Distribution Circuit | 6 | 22 | 2022-06-22 | 1739015 | Sus | Y | EquipmentFailureInvolved¦Overhead¦Insulator¦Broken
22-0083538 | Vegetation | Tree - fell into line | Conductor, Overhead | Broken, wire on ground | 2022 | Tier 2 - Elevated | Distribution Circuit | 7 | 9 | 2022-07-09 | 1752185 | Sus | Y | Vegetation¦Treefellintoline¦ConductorOverhead¦Brokenwireonground
22-0084135 | Equipment Failure/Involved | Overhead | Connector or Splice (OH) | Arcing | 2022 | Tier 2 - Elevated | Distribution Circuit | 7 | 11 | 2022-07-11 | 1753942 | Sus | Y | EquipmentFailureInvolved¦Overhead¦ConnectororSplice(OH)¦Arcing
22-0085620 | Equipment Failure/Involved | Overhead | Fuse | Failed/Faulted | 2022 | Tier 3 - Extreme | Distribution Circuit | 7 | 14 | 2022-07-14 | 1756697 | Sus | Y | EquipmentFailureInvolved¦Overhead¦Fuse¦FailedFaulted
22-0088457 | Equipment Failure/Involved | Overhead | Pole - Tower, steel | Broken | 2022 | Tier 3 - Extreme | Transformer only | 7 | 21 | 2022-07-21 | 1762727 | Sus | Y | EquipmentFailureInvolved¦Overhead¦PoleTowersteel¦Broken
22-0094619 | Equipment Failure/Involved | Overhead | Pothead(Riser Termination) | Broken | 2022 | Tier 2 - Elevated | Distribution Circuit | 8 | 6 | 2022-08-06 | 1774991 | Sus | Y | EquipmentFailureInvolved¦Overhead¦Pothead(RiserTermination)¦Broken
22-0096441 | Equipment Failure/Involved | Overhead | Crossarm, Wood | Broken | 2022 | Tier 2 - Elevated | Distribution Circuit | 8 | 11 | 2022-08-11 | 1778773 | Sus | Y | EquipmentFailureInvolved¦Overhead¦CrossarmWood¦Broken
22-0098674 | Equipment Failure/Involved | Substation | Generator | Malfunctioning | 2022 | Tier 2 - Elevated | Distribution Circuit | 8 | 17 | 2022-08-17 | 1783613 | Sus | Y | EquipmentFailureInvolved¦Substation¦Generator¦Malfunctioning
22-0101094 | Unknown Cause | Patrol - found nothing |  |  | 2022 | Tier 2 - Elevated | Distribution Circuit | 8 | 23 | 2022-08-23 | 1788142 | Sus | Y | UnknownCause¦Patrolfoundnothing¦¦
22-0102604 | Animal | Bird found | Conductor, Overhead | Normal | 2022 | Tier 2 - Elevated | Distribution Circuit | 8 | 26 | 2022-08-26 | 1792556 | Sus | Y | Animal¦Birdfound¦ConductorOverhead¦Normal
22-0105316 | Vegetation | Other ground vegetation | Conductor, Overhead | Normal | 2022 | Tier 3 - Extreme | Distribution Circuit | 9 | 2 | 2022-09-02 | 1797757 | Sus | Y | Vegetation¦Othergroundvegetation¦ConductorOverhead¦Normal
22-0107132 | Vegetation | Tree - fell into line | Conductor, Overhead | Broken, wire on ground | 2022 | Tier 3 - Extreme | Distribution Circuit | 9 | 7 | 2022-09-07 | 1803969 | Sus | Y | Vegetation¦Treefellintoline¦ConductorOverhead¦Brokenwireonground
22-0111933 | Equipment Failure/Involved | Overhead | Crossarm, Steel | Broken | 2022 | Tier 2 - Elevated | Distribution Circuit | 9 | 19 | 2022-09-19 | 1815942 | Sus | Y | EquipmentFailureInvolved¦Overhead¦CrossarmSteel¦Broken
22-0121928 | Equipment Failure/Involved | Overhead | Connector or Splice (OH) | Burned/flashed | 2022 | Tier 2 - Elevated | Transformer only | 10 | 16 | 2022-10-16 | 1838491 | Sus | Y | EquipmentFailureInvolved¦Overhead¦ConnectororSplice(OH)¦Burnedflashed
22-0121932 | Equipment Failure/Involved | Overhead | Conductor, Overhead | Burned/flashed | 2022 | Tier 2 - Elevated | Distribution Circuit | 10 | 16 | 2022-10-16 | 1838515 | Sus | Y | EquipmentFailureInvolved¦Overhead¦ConductorOverhead¦Burnedflashed
22-0125906 | Unknown Cause | Patrol - found nothing |  |  | 2022 | Tier 2 - Elevated | Distribution Circuit | 10 | 29 | 2022-10-29 | 1848244 | Sus | Y | UnknownCause¦Patrolfoundnothing¦¦
22-0126005 | Unknown Cause | Patrol - found nothing |  |  | 2022 | Tier 3 - Extreme | Distribution Circuit | 10 | 30 | 2022-10-30 | 1848614 | Sus | Y | UnknownCause¦Patrolfoundnothing¦¦
22-0126604 | Environmental/External | Lightning | Transformer (OH) | Failed/Faulted | 2022 | Tier 3 - Extreme | Distribution Circuit | 11 | 1 | 2022-11-01 | 1850356 | Sus | Y | EnvironmentalExternal¦Lightning¦Transformer(OH)¦FailedFaulted
22-0129783 | Equipment Failure/Involved | Overhead | Pole-Wood | Broken, wire on ground | 2022 | Tier 3 - Extreme | Distribution Circuit | 11 | 8 | 2022-11-08 | 1858345 | Sus | Y | EquipmentFailureInvolved¦Overhead¦PoleWood¦Brokenwireonground
22-0139013 | Unknown Cause | Patrol - found nothing |  |  | 2022 | Tier 2 - Elevated | Distribution Circuit | 12 | 11 | 2022-12-11 | 1885758 | Sus | N | UnknownCause¦Patrolfoundnothing¦¦
22-0139034 | Environmental/External | Ice or snow | Conductor, Overhead | Normal | 2022 | Tier 2 - Elevated | Distribution Circuit | 12 | 11 | 2022-12-11 | 1886212 | Sus | N | EnvironmentalExternal¦Iceorsnow¦ConductorOverhead¦Normal
22-0140526 | Vegetation | Tree - fell into line | Conductor, Overhead | Broken, wire on ground | 2022 | Tier 3 - Extreme | Distribution Circuit | 12 | 17 | 2022-12-17 | 1891936 | Sus | N | Vegetation¦Treefellintoline¦ConductorOverhead¦Brokenwireonground
22-0141752 | Equipment Failure/Involved | Overhead | Transformer | Arcing | 2022 | Tier 2 - Elevated | Transformer only | 12 | 27 | 2022-12-27 | 1899374 | Sus | N | EquipmentFailureInvolved¦Overhead¦Transformer¦Arcing
22-0141962 | Unknown Cause | Patrol - not conducted |  |  | 2022 | Tier 2 - Elevated | Distribution Circuit | 12 | 27 | 2022-12-27 | 1898878 | Sus | N | UnknownCause¦Patrolnotconducted¦¦
22-0141983 | 3rd Party | Vehicle | Anchor or Guy | Broken | 2022 | Tier 3 - Extreme | Distribution Circuit | 12 | 28 | 2022-12-28 | 1900761 | Sus | N | 3rdParty¦Vehicle¦AnchororGuy¦Broken
22-0142344 | Equipment Failure/Involved | Fire, pole | Conductor, Overhead | Normal | 2022 | Tier 2 - Elevated | Distribution Circuit | 12 | 30 | 2022-12-30 | 1902775 | Sus | N | EquipmentFailureInvolved¦Firepole¦ConductorOverhead¦Normal
15-0006980 | Vegetation | Tree - fell into line | Conductor, Overhead | Normal | 2015 | Tier 3 - Extreme | Distribution Circuit | 1 | 25 | 2015-01-25 | 1168283 | Sus | N | Vegetation¦Treefellintoline¦ConductorOverhead¦Normal
15-0010504 | Vegetation | Tree - fell into line | Conductor, Overhead | Broken, wire on ground | 2015 | Tier 2 - Elevated | Distribution Circuit | 2 | 6 | 2015-02-06 | 1176624 | Sus | N | Vegetation¦Treefellintoline¦ConductorOverhead¦Brokenwireonground
15-0010519 | Unknown Cause | Patrol - found nothing |  |  | 2015 | Tier 3 - Extreme | Distribution Circuit | 2 | 6 | 2015-02-06 | 1176820 | Sus | N | UnknownCause¦Patrolfoundnothing¦¦
15-0010779 | Vegetation | Tree - fell into line | Conductor, Overhead | Broken, wire on ground | 2015 | Tier 3 - Extreme | Distribution Circuit | 2 | 6 | 2015-02-06 | 1177691 | Sus | N | Vegetation¦Treefellintoline¦ConductorOverhead¦Brokenwireonground
15-0011056 | Vegetation | Tree - fell into line | Conductor, Overhead | Broken, wire on ground | 2015 | Tier 2 - Elevated | Distribution Circuit | 2 | 7 | 2015-02-07 | 1180209 | Sus | N | Vegetation¦Treefellintoline¦ConductorOverhead¦Brokenwireonground
15-0011732 | Equipment Failure/Involved | Other | Pole-Wood | Broken | 2015 | Tier 2 - Elevated | Distribution Circuit | 2 | 8 | 2015-02-08 | 1183474 | Sus | N | EquipmentFailureInvolved¦Other¦PoleWood¦Broken
15-0018575 | 3rd Party | Vehicle | Anchor or Guy | Broken | 2015 | Tier 2 - Elevated | Distribution Circuit | 3 | 10 | 2015-03-10 | 1201553 | Sus | N | 3rdParty¦Vehicle¦AnchororGuy¦Broken
15-0024661 | Vegetation | Tree - fell into line | Conductor, Overhead | On Ground | 2015 | Tier 3 - Extreme | Distribution Circuit | 4 | 7 | 2015-04-07 | 1214467 | Sus | N | Vegetation¦Treefellintoline¦ConductorOverhead¦OnGround
15-0029174 | Equipment Failure/Involved | Other | Transformer | Failed/Faulted | 2015 | Tier 2 - Elevated | Transformer only | 4 | 24 | 2015-04-24 | 1224080 | Sus | N | EquipmentFailureInvolved¦Other¦Transformer¦FailedFaulted
15-0029497 | Unknown Cause | Patrol - found nothing |  |  | 2015 | Tier 3 - Extreme | Distribution Circuit | 4 | 25 | 2015-04-25 | 1224797 | Sus | N | UnknownCause¦Patrolfoundnothing¦¦
15-0032413 | Environmental/External | Lightning |  | Failed/Faulted | 2015 | Tier 3 - Extreme | Transformer only | 5 | 7 | 2015-05-07 | 1230549 | Sus | Y | EnvironmentalExternal¦Lightning¦¦FailedFaulted
15-0032470 | Environmental/External | Lightning | Conductor, Overhead | Normal | 2015 | Tier 3 - Extreme | Distribution Circuit | 5 | 7 | 2015-05-07 | 1230541 | Sus | Y | EnvironmentalExternal¦Lightning¦ConductorOverhead¦Normal
15-0034730 | Equipment Failure/Involved | Overhead | Transformer | Failed/Faulted | 2015 | Tier 2 - Elevated | Transformer only | 5 | 17 | 2015-05-17 | 1235835 | Sus | Y | EquipmentFailureInvolved¦Overhead¦Transformer¦FailedFaulted
15-0034973 | Equipment Failure/Involved | Overhead | Transformer | Failed/Faulted | 2015 | Tier 2 - Elevated | Transformer only | 5 | 18 | 2015-05-18 | 1236348 | Sus | Y | EquipmentFailureInvolved¦Overhead¦Transformer¦FailedFaulted
15-0040881 | Equipment Failure/Involved | Overhead | Other | Failed/Faulted | 2015 | Tier 2 - Elevated | Transformer only | 6 | 13 | 2015-06-13 | 1250516 | Sus | Y | EquipmentFailureInvolved¦Overhead¦Other¦FailedFaulted
15-0051706 | Equipment Failure/Involved | Substation | Bushing | Deteriorated | 2015 | Tier 3 - Extreme | Generation | 7 | 30 | 2015-07-30 | 1280542 | Sus | Y | EquipmentFailureInvolved¦Substation¦Bushing¦Deteriorated
15-0053983 | Equipment Failure/Involved | Overhead | Crossarm, Wood | Broken | 2015 | Tier 3 - Extreme | Distribution Circuit | 8 | 10 | 2015-08-10 | 1285739 | Sus | Y | EquipmentFailureInvolved¦Overhead¦CrossarmWood¦Broken
15-0058204 | Unknown Cause | Patrol - not conducted |  |  | 2015 | Tier 2 - Elevated | Distribution Circuit | 8 | 29 | 2015-08-29 | 1296867 | Sus | Y | UnknownCause¦Patrolnotconducted¦¦
15-0060963 | Unknown Cause | Patrol - found nothing |  |  | 2015 | Tier 2 - Elevated | Distribution Circuit | 9 | 12 | 2015-09-12 | 1304349 | Sus | Y | UnknownCause¦Patrolfoundnothing¦¦
15-0061356 | Equipment Failure/Involved | Overhead | Crossarm, Wood | Burned/flashed | 2015 | Tier 2 - Elevated | Distribution Circuit | 9 | 14 | 2015-09-14 | 1305802 | Sus | Y | EquipmentFailureInvolved¦Overhead¦CrossarmWood¦Burnedflashed
15-0061807 | 3rd Party | Customer Equipment | Other | Malfunctioning | 2015 | Tier 2 - Elevated | Distribution Circuit | 9 | 16 | 2015-09-16 | 1307233 | Sus | Y | 3rdParty¦CustomerEquipment¦Other¦Malfunctioning
15-0066679 | Unknown Cause | Patrol - found nothing |  |  | 2015 | Tier 3 - Extreme | Distribution Circuit | 9 | 30 | 2015-09-30 | 1314179 | Sus | Y | UnknownCause¦Patrolfoundnothing¦¦
15-0071250 | Environmental/External | Lightning | Transformer (OH) | Failed/Faulted | 2015 | Tier 2 - Elevated | Distribution Circuit | 10 | 17 | 2015-10-17 | 1324061 | Sus | Y | EnvironmentalExternal¦Lightning¦Transformer(OH)¦FailedFaulted
15-0071316 | Environmental/External | Lightning | Fuse | Failed/Faulted | 2015 | Tier 2 - Elevated | Distribution Circuit | 10 | 17 | 2015-10-17 | 1324118 | Sus | Y | EnvironmentalExternal¦Lightning¦Fuse¦FailedFaulted
15-0074651 | 3rd Party | Customer Equipment | Metering Equipment | Burned/flashed | 2015 | Tier 2 - Elevated | Distribution Circuit | 11 | 2 | 2015-11-02 | 1332805 | Sus | Y | 3rdParty¦CustomerEquipment¦MeteringEquipment¦Burnedflashed
15-0082598 | Vegetation | Tree - branch fell on line | Conductor, Overhead | Normal | 2015 | Tier 2 - Elevated | Distribution Circuit | 12 | 3 | 2015-12-03 | 1353011 | Sus | N | Vegetation¦Treebranchfellonline¦ConductorOverhead¦Normal
15-0083814 | Unknown Cause | Patrol - found nothing |  |  | 2015 | Tier 3 - Extreme | Distribution Circuit | 12 | 10 | 2015-12-10 | 1357065 | Sus | N | UnknownCause¦Patrolfoundnothing¦¦
15-0084558 | Vegetation | Tree - fell into line | Pole-Wood | Broken, wire on ground | 2015 | Tier 2 - Elevated | Distribution Circuit | 12 | 13 | 2015-12-13 | 1360231 | Sus | N | Vegetation¦Treefellintoline¦PoleWood¦Brokenwireonground
15-0087223 | Vegetation | Tree - fell into line | Conductor, Overhead | Broken, wire on ground | 2015 | Tier 3 - Extreme | Distribution Circuit | 12 | 24 | 2015-12-24 | 1371413 | Sus | N | Vegetation¦Treefellintoline¦ConductorOverhead¦Brokenwireonground
16-0005464 | Vegetation | Tree - fell into line | Pole-Wood | Broken | 2016 | Tier 2 - Elevated | Distribution Circuit | 1 | 14 | 2016-01-14 | 1384099 | Sus | N | Vegetation¦Treefellintoline¦PoleWood¦Broken
16-0005962 | Vegetation | Tree - fell into line | Conductor, Overhead | Broken | 2016 | Tier 3 - Extreme | Transformer only | 1 | 17 | 2016-01-17 | 1385763 | Sus | N | Vegetation¦Treefellintoline¦ConductorOverhead¦Broken
16-0017745 | Unknown Cause | Patrol - not conducted |  |  | 2016 | Tier 2 - Elevated | Distribution Circuit | 3 | 5 | 2016-03-05 | 1418023 | Sus | N | UnknownCause¦Patrolnotconducted¦¦
16-0018684 | Vegetation | Tree - branch fell on line | Conductor, Overhead | Broken, wire on ground | 2016 | Tier 2 - Elevated | Distribution Circuit | 3 | 7 | 2016-03-07 | 1423143 | Sus | N | Vegetation¦Treebranchfellonline¦ConductorOverhead¦Brokenwireonground
16-0020273 | Equipment Failure/Involved | Underground | Conductor, Underground | Broken | 2016 | Tier 2 - Elevated | Distribution Circuit | 3 | 11 | 2016-03-11 | 1427191 | Sus | N | EquipmentFailureInvolved¦Underground¦ConductorUnderground¦Broken
16-0020459 | Unknown Cause | Patrol - found nothing |  | Failed/Faulted | 2016 | Tier 3 - Extreme | Distribution Circuit | 3 | 11 | 2016-03-11 | 1427749 | Sus | N | UnknownCause¦Patrolfoundnothing¦¦FailedFaulted
16-0020777 | Unknown Cause | Patrol - found nothing |  |  | 2016 | Tier 3 - Extreme | Distribution Circuit | 3 | 12 | 2016-03-12 | 1429386 | Sus | N | UnknownCause¦Patrolfoundnothing¦¦
16-0024953 | Animal | Squirrel | Cutout, fuse holder | Failed/Faulted | 2016 | Tier 2 - Elevated | Distribution Circuit | 3 | 30 | 2016-03-30 | 1441459 | Sus | N | Animal¦Squirrel¦Cutoutfuseholder¦FailedFaulted
16-0025758 | Unknown Cause | Patrol - found nothing |  |  | 2016 | Tier 2 - Elevated | Distribution Circuit | 4 | 3 | 2016-04-03 | 1443486 | Sus | N | UnknownCause¦Patrolfoundnothing¦¦
16-0031839 | Animal | Squirrel | Transformer (OH) | Normal | 2016 | Tier 3 - Extreme | Distribution Circuit | 4 | 27 | 2016-04-27 | 1459802 | Sus | N | Animal¦Squirrel¦Transformer(OH)¦Normal
16-0037514 | Unknown Cause | Patrol - found nothing |  |  | 2016 | Tier 3 - Extreme | Distribution Circuit | 5 | 20 | 2016-05-20 | 1473861 | Sus | Y | UnknownCause¦Patrolfoundnothing¦¦
16-0038360 | Equipment Failure/Involved | Overhead | Transformer | Failed/Faulted | 2016 | Tier 2 - Elevated | Transformer only | 5 | 25 | 2016-05-25 | 1476337 | Sus | Y | EquipmentFailureInvolved¦Overhead¦Transformer¦FailedFaulted
16-0044712 | Vegetation | Tree - fell into line | Conductor, Overhead | Normal | 2016 | Tier 2 - Elevated | Distribution Circuit | 6 | 21 | 2016-06-21 | 1493146 | Sus | Y | Vegetation¦Treefellintoline¦ConductorOverhead¦Normal
16-0045846 | Vegetation | Tree - fell into line | Conductor, Overhead | Broken, wire on ground | 2016 | Tier 2 - Elevated | Distribution Circuit | 6 | 26 | 2016-06-26 | 1496075 | Sus | Y | Vegetation¦Treefellintoline¦ConductorOverhead¦Brokenwireonground
16-0051672 | 3rd Party | Vehicle | Pole-Wood | Broken, wire on ground | 2016 | Tier 2 - Elevated | Distribution Circuit | 7 | 21 | 2016-07-21 | 1513860 | Sus | Y | 3rdParty¦Vehicle¦PoleWood¦Brokenwireonground
16-0052029 | Environmental/External | Fire, Forest/Grass | Conductor, Overhead | Normal | 2016 | Tier 3 - Extreme | Transmission line | 7 | 23 | 2016-07-23 | 1514879 | Sus | Y | EnvironmentalExternal¦FireForestGrass¦ConductorOverhead¦Normal
16-0052745 | Unknown Cause | Patrol - found nothing |  |  | 2016 | Tier 2 - Elevated | Distribution Circuit | 7 | 26 | 2016-07-26 | 1516505 | Sus | Y | UnknownCause¦Patrolfoundnothing¦¦
16-0053849 | Equipment Failure/Involved | Overhead | Transformer | Failed/Faulted | 2016 | Tier 2 - Elevated | Transformer only | 7 | 30 | 2016-07-30 | 1519015 | Sus | Y | EquipmentFailureInvolved¦Overhead¦Transformer¦FailedFaulted
16-0059883 | Unknown Cause | Patrol - found nothing |  |  | 2016 | Tier 2 - Elevated | Distribution Circuit | 8 | 25 | 2016-08-25 | 1531829 | Sus | Y | UnknownCause¦Patrolfoundnothing¦¦
16-0061710 | Animal | Squirrel | Conductor, Overhead | Normal | 2016 | Tier 3 - Extreme | Distribution Circuit | 9 | 1 | 2016-09-01 | 1535428 | Sus | Y | Animal¦Squirrel¦ConductorOverhead¦Normal
16-0066526 | Equipment Failure/Involved | Overhead | Pole-Wood | Broken | 2016 | Tier 2 - Elevated | Distribution Circuit | 9 | 22 | 2016-09-22 | 1545987 | Sus | Y | EquipmentFailureInvolved¦Overhead¦PoleWood¦Broken
16-0066762 | Equipment Failure/Involved | Underground | Conductor, Underground | Burned/flashed | 2016 | Tier 2 - Elevated | Distribution Circuit | 9 | 22 | 2016-09-22 | 1546249 | Sus | Y | EquipmentFailureInvolved¦Underground¦ConductorUnderground¦Burnedflashed
16-0069531 | Vegetation | Tree - fell into line | Crossarm, Wood | Broken | 2016 | Tier 3 - Extreme | Transformer only | 10 | 4 | 2016-10-04 | 1552496 | Sus | Y | Vegetation¦Treefellintoline¦CrossarmWood¦Broken
16-0076387 | 3rd Party | Vehicle | Pole-Wood | Broken | 2016 | Tier 2 - Elevated | Distribution Circuit | 10 | 28 | 2016-10-28 | 1571875 | Sus | Y | 3rdParty¦Vehicle¦PoleWood¦Broken
16-0076387 | 3rd Party | Vehicle | Pole-Wood | Broken | 2016 | Tier 2 - Elevated | Distribution Circuit | 10 | 28 | 2016-10-28 | 1571875 | Sus | Y | 3rdParty¦Vehicle¦PoleWood¦Broken
16-0076751 | Equipment Failure/Involved | Overhead | Conductor, Overhead | Broken, wire on ground | 2016 | Tier 2 - Elevated | Distribution Circuit | 10 | 30 | 2016-10-30 | 1572980 | Sus | Y | EquipmentFailureInvolved¦Overhead¦ConductorOverhead¦Brokenwireonground
16-0078478 | Company Initiated | Construction Activity/equip, company | Recloser | Normal | 2016 | Tier 2 - Elevated | Distribution Circuit | 11 | 7 | 2016-11-07 | 1577857 | Sus | Y | CompanyInitiated¦ConstructionActivityequipcompany¦Recloser¦Normal
16-0079356 | Equipment Failure/Involved | Electrical Overload | Transformer | Failed/Faulted | 2016 | Tier 3 - Extreme | Transformer only | 11 | 11 | 2016-11-11 | 1579677 | Sus | Y | EquipmentFailureInvolved¦ElectricalOverload¦Transformer¦FailedFaulted
16-0081248 | Vegetation | Tree - fell into line | Transformer | Broken, wire on ground | 2016 | Tier 3 - Extreme | Transformer only | 11 | 20 | 2016-11-20 | 1585520 | Sus | Y | Vegetation¦Treefellintoline¦Transformer¦Brokenwireonground
16-0081423 | Equipment Failure/Involved | Overhead | Generator | Normal | 2016 | Tier 2 - Elevated | Distribution Circuit | 11 | 21 | 2016-11-21 | 1586490 | Sus | Y | EquipmentFailureInvolved¦Overhead¦Generator¦Normal
16-0082021 | Equipment Failure/Involved | Underground | Transformer | Broken | 2016 | Tier 3 - Extreme | Transformer only | 11 | 23 | 2016-11-23 | 1587927 | Sus | Y | EquipmentFailureInvolved¦Underground¦Transformer¦Broken
16-0082435 | Vegetation | Tree - branch fell on line | Conductor, Overhead | Broken, wire on ground | 2016 | Tier 3 - Extreme | Distribution Circuit | 11 | 27 | 2016-11-27 | 1589843 | Sus | Y | Vegetation¦Treebranchfellonline¦ConductorOverhead¦Brokenwireonground
16-0082986 | Vegetation | Tree - fell into line | Secondary | Normal | 2016 | Tier 2 - Elevated | Transformer only | 11 | 29 | 2016-11-29 | 1591546 | Sus | Y | Vegetation¦Treefellintoline¦Secondary¦Normal
17-0003220 | Unknown Cause | Patrol - not conducted |  |  | 2017 | Tier 2 - Elevated | Distribution Circuit | 1 | 3 | 2017-01-03 | 1616440 | Sus | N | UnknownCause¦Patrolnotconducted¦¦
17-0003571 | Unknown Cause | Patrol - found nothing |  |  | 2017 | Tier 2 - Elevated | Distribution Circuit | 1 | 4 | 2017-01-04 | 1618009 | Sus | N | UnknownCause¦Patrolfoundnothing¦¦
17-0005274 | Environmental/External | Flood/Erosion | Pole-Wood | Broken, wire on ground | 2017 | Tier 3 - Extreme | Distribution Circuit | 1 | 8 | 2017-01-08 | 1624565 | Sus | N | EnvironmentalExternal¦FloodErosion¦PoleWood¦Brokenwireonground
17-0005329 | Vegetation | Tree - branch fell on line | Conductor, Overhead | Broken, wire on ground | 2017 | Tier 2 - Elevated | Distribution Circuit | 1 | 8 | 2017-01-08 | 1626875 | Sus | N | Vegetation¦Treebranchfellonline¦ConductorOverhead¦Brokenwireonground
17-0005682 | Unknown Cause | Patrol - found nothing |  |  | 2017 | Tier 2 - Elevated | Distribution Circuit | 1 | 8 | 2017-01-08 | 1628066 | Sus | N | UnknownCause¦Patrolfoundnothing¦¦
17-0005848 | Equipment Failure/Involved | Overhead | Connector or Splice (OH) | Burned/flashed | 2017 | Tier 2 - Elevated | Transformer only | 1 | 8 | 2017-01-08 | 1627156 | Sus | N | EquipmentFailureInvolved¦Overhead¦ConnectororSplice(OH)¦Burnedflashed
17-0005955 | Unknown Cause | Patrol - found nothing |  |  | 2017 | Tier 3 - Extreme | Distribution Circuit | 1 | 8 | 2017-01-08 | 1629233 | Sus | N | UnknownCause¦Patrolfoundnothing¦¦
17-0006196 | Vegetation | Tree - fell into line | Conductor, Overhead | Broken, wire on ground | 2017 | Tier 2 - Elevated | Distribution Circuit | 1 | 8 | 2017-01-08 | 1626975 | Sus | N | Vegetation¦Treefellintoline¦ConductorOverhead¦Brokenwireonground
17-0009401 | Unknown Cause | Patrol - found nothing |  |  | 2017 | Tier 2 - Elevated | Distribution Circuit | 1 | 16 | 2017-01-16 | 1644607 | Sus | N | UnknownCause¦Patrolfoundnothing¦¦
17-0011112 | Vegetation | Tree - fell into line | Conductor, Overhead | Broken, wire on ground | 2017 | Tier 2 - Elevated | Distribution Circuit | 1 | 19 | 2017-01-19 | 1651846 | Sus | N | Vegetation¦Treefellintoline¦ConductorOverhead¦Brokenwireonground
17-0012925 | Vegetation | Tree - fell into line | Conductor, Overhead | Broken, wire on ground | 2017 | Tier 3 - Extreme | Distribution Circuit | 1 | 22 | 2017-01-22 | 1659777 | Sus | N | Vegetation¦Treefellintoline¦ConductorOverhead¦Brokenwireonground
17-0013264 | Vegetation | Tree - fell into line | Conductor, Overhead | On Ground | 2017 | Tier 3 - Extreme | Distribution Circuit | 1 | 21 | 2017-01-21 | 1657181 | Sus | N | Vegetation¦Treefellintoline¦ConductorOverhead¦OnGround
17-0013756 | Equipment Failure/Involved | Overhead | Conductor, Overhead | Broken, wire on ground | 2017 | Tier 2 - Elevated | Distribution Circuit | 1 | 23 | 2017-01-23 | 1663376 | Sus | N | EquipmentFailureInvolved¦Overhead¦ConductorOverhead¦Brokenwireonground
17-0015872 | Unknown Cause | Patrol - not conducted |  |  | 2017 | Tier 2 - Elevated | Distribution Circuit | 1 | 28 | 2017-01-28 | 1669730 | Sus | N | UnknownCause¦Patrolnotconducted¦¦
17-0016003 | Unknown Cause | Patrol - found nothing |  |  | 2017 | Tier 3 - Extreme | Distribution Circuit | 1 | 30 | 2017-01-30 | 1670268 | Sus | N | UnknownCause¦Patrolfoundnothing¦¦
17-0018861 | Unknown Cause | Patrol - found nothing |  |  | 2017 | Tier 2 - Elevated | Distribution Circuit | 2 | 8 | 2017-02-08 | 1681267 | Sus | N | UnknownCause¦Patrolfoundnothing¦¦
17-0021571 | Vegetation | Tree - fell into line | Conductor, Overhead | Normal | 2017 | Tier 2 - Elevated | Distribution Circuit | 2 | 16 | 2017-02-16 | 1690225 | Sus | N | Vegetation¦Treefellintoline¦ConductorOverhead¦Normal
17-0021789 | Vegetation | Tree - fell into line | Conductor, Overhead | Broken, wire on ground | 2017 | Tier 2 - Elevated | Distribution Circuit | 2 | 17 | 2017-02-17 | 1690928 | Sus | N | Vegetation¦Treefellintoline¦ConductorOverhead¦Brokenwireonground
17-0022383 | Vegetation | Tree - branch fell on line | Conductor, Overhead | Normal | 2017 | Tier 3 - Extreme | Distribution Circuit | 2 | 17 | 2017-02-17 | 1696693 | Sus | N | Vegetation¦Treebranchfellonline¦ConductorOverhead¦Normal
17-0023176 | Unknown Cause | Patrol - found nothing |  |  | 2017 | Tier 3 - Extreme | Distribution Circuit | 2 | 18 | 2017-02-18 | 1699384 | Sus | N | UnknownCause¦Patrolfoundnothing¦¦
17-0024859 | Vegetation | Tree - fell into line | Service conductor | Broken, wire on ground | 2017 | Tier 3 - Extreme | Transformer only | 2 | 20 | 2017-02-20 | 1706254 | Sus | N | Vegetation¦Treefellintoline¦Serviceconductor¦Brokenwireonground
17-0028253 | Vegetation | Tree - fell into line | Transformer (OH) | Failed/Faulted | 2017 | Tier 2 - Elevated | Distribution Circuit | 3 | 3 | 2017-03-03 | 1718972 | Sus | N | Vegetation¦Treefellintoline¦Transformer(OH)¦FailedFaulted
17-0032498 | Unknown Cause | Patrol - not conducted |  |  | 2017 | Tier 2 - Elevated | Distribution Circuit | 3 | 21 | 2017-03-21 | 1732229 | Sus | N | UnknownCause¦Patrolnotconducted¦¦
17-0035977 | Vegetation | Tree - fell into line | Conductor, Overhead | Broken | 2017 | Tier 3 - Extreme | Transformer only | 4 | 3 | 2017-04-03 | 1742635 | Sus | N | Vegetation¦Treefellintoline¦ConductorOverhead¦Broken
17-0036905 | Vegetation | Tree - fell into line | Conductor, Overhead | Broken, wire on ground | 2017 | Tier 2 - Elevated | Distribution Circuit | 4 | 6 | 2017-04-06 | 1745167 | Sus | N | Vegetation¦Treefellintoline¦ConductorOverhead¦Brokenwireonground
17-0037624 | Vegetation | Tree - fell into line | Pole-Wood | Broken, wire on ground | 2017 | Tier 2 - Elevated | Distribution Circuit | 4 | 7 | 2017-04-07 | 1749547 | Sus | N | Vegetation¦Treefellintoline¦PoleWood¦Brokenwireonground
17-0038388 | Unknown Cause | Patrol - found nothing |  |  | 2017 | Tier 3 - Extreme | Distribution Circuit | 4 | 8 | 2017-04-08 | 1753187 | Sus | N | UnknownCause¦Patrolfoundnothing¦¦
17-0051171 | Vegetation | Tree - fell into line | Conductor, Overhead | On Ground | 2017 | Tier 3 - Extreme | Distribution Circuit | 5 | 27 | 2017-05-27 | 1791974 | Sus | Y | Vegetation¦Treefellintoline¦ConductorOverhead¦OnGround
17-0053934 | Unknown Cause | Patrol - found nothing |  |  | 2017 | Tier 3 - Extreme | Transformer only | 6 | 9 | 2017-06-09 | 1800245 | Sus | Y | UnknownCause¦Patrolfoundnothing¦¦
17-0056265 | Equipment Failure/Involved | Electrical Overload | Transformer | Failed/Faulted | 2017 | Tier 2 - Elevated | Transformer only | 6 | 18 | 2017-06-18 | 1808802 | Sus | Y | EquipmentFailureInvolved¦ElectricalOverload¦Transformer¦FailedFaulted
17-0060042 | Animal | Squirrel | Conductor, Overhead | Normal | 2017 | Tier 2 - Elevated | Distribution Circuit | 7 | 2 | 2017-07-02 | 1822260 | Sus | Y | Animal¦Squirrel¦ConductorOverhead¦Normal
17-0060713 | Vegetation | Tree - fell into line | Conductor, Overhead | Broken, wire on ground | 2017 | Tier 2 - Elevated | Distribution Circuit | 7 | 5 | 2017-07-05 | 1824172 | Sus | Y | Vegetation¦Treefellintoline¦ConductorOverhead¦Brokenwireonground
17-0060900 | Unknown Cause | Patrol - found nothing |  |  | 2017 | Tier 3 - Extreme | Distribution Circuit | 7 | 6 | 2017-07-06 | 1824540 | Sus | Y | UnknownCause¦Patrolfoundnothing¦¦
17-0065191 | Vegetation | Tree - fell into line | Conductor, Overhead | Broken, wire on ground | 2017 | Tier 2 - Elevated | Distribution Circuit | 7 | 25 | 2017-07-25 | 1839173 | Sus | Y | Vegetation¦Treefellintoline¦ConductorOverhead¦Brokenwireonground
17-0065461 | Unknown Cause | Patrol - found nothing |  |  | 2017 | Tier 3 - Extreme | Distribution Circuit | 7 | 25 | 2017-07-25 | 1839793 | Sus | Y | UnknownCause¦Patrolfoundnothing¦¦
17-0065638 | Unknown Cause | Patrol - found nothing |  |  | 2017 | Tier 3 - Extreme | Distribution Circuit | 7 | 26 | 2017-07-26 | 1840129 | Sus | Y | UnknownCause¦Patrolfoundnothing¦¦
17-0066577 | Equipment Failure/Involved | Underground | Conductor, Underground | Burned/flashed | 2017 | Tier 2 - Elevated | Distribution Circuit | 7 | 30 | 2017-07-30 | 1842732 | Sus | Y | EquipmentFailureInvolved¦Underground¦ConductorUnderground¦Burnedflashed
17-0066733 | Unknown Cause | Patrol - found nothing |  |  | 2017 | Tier 2 - Elevated | Distribution Circuit | 7 | 31 | 2017-07-31 | 1843016 | Sus | Y | UnknownCause¦Patrolfoundnothing¦¦
17-0067134 | Equipment Failure/Involved | Overhead | Cutout, fuse holder | Broken | 2017 | Tier 2 - Elevated | Distribution Circuit | 8 | 1 | 2017-08-01 | 1843949 | Sus | Y | EquipmentFailureInvolved¦Overhead¦Cutoutfuseholder¦Broken
17-0067584 | Equipment Failure/Involved | Overhead | Transformer | Deteriorated | 2017 | Tier 2 - Elevated | Transformer only | 8 | 3 | 2017-08-03 | 1845211 | Sus | Y | EquipmentFailureInvolved¦Overhead¦Transformer¦Deteriorated
17-0071406 | Unknown Cause | Patrol - found nothing |  |  | 2017 | Tier 3 - Extreme | Distribution Circuit | 8 | 18 | 2017-08-18 | 1854848 | Sus | Y | UnknownCause¦Patrolfoundnothing¦¦
17-0075142 | Vegetation | Tree - branch fell on line | Conductor, Overhead | Broken, wire on ground | 2017 | Tier 3 - Extreme | Distribution Circuit | 9 | 2 | 2017-09-02 | 1866124 | Sus | Y | Vegetation¦Treebranchfellonline¦ConductorOverhead¦Brokenwireonground
17-0075566 | Environmental/External | Fire, Forest/Grass | Conductor, Overhead | Burned/flashed | 2017 | Tier 2 - Elevated | Distribution Circuit | 9 | 3 | 2017-09-03 | 1868188 | Sus | Y | EnvironmentalExternal¦FireForestGrass¦ConductorOverhead¦Burnedflashed
17-0076786 | Environmental/External | Lightning | Transformer | Failed/Faulted | 2017 | Tier 2 - Elevated | Transformer only | 9 | 7 | 2017-09-07 | 1872560 | Sus | Y | EnvironmentalExternal¦Lightning¦Transformer¦FailedFaulted
17-0078011 | Equipment Failure/Involved | Overhead | Transformer (OH) | Broken | 2017 | Tier 2 - Elevated | Distribution Circuit | 9 | 11 | 2017-09-11 | 1875505 | Sus | Y | EquipmentFailureInvolved¦Overhead¦Transformer(OH)¦Broken
17-0079789 | Vegetation | Tree - branch fell on line | Conductor, Overhead | Broken, wire on ground | 2017 | Tier 3 - Extreme | Distribution Circuit | 9 | 18 | 2017-09-18 | 1881109 | Sus | Y | Vegetation¦Treebranchfellonline¦ConductorOverhead¦Brokenwireonground
17-0079909 | Unknown Cause | Patrol - found nothing |  |  | 2017 | Tier 2 - Elevated | Distribution Circuit | 9 | 19 | 2017-09-19 | 1881515 | Sus | Y | UnknownCause¦Patrolfoundnothing¦¦
17-0083404 | Unknown Cause | Patrol - found nothing |  |  | 2017 | Tier 2 - Elevated | Distribution Circuit | 10 | 2 | 2017-10-02 | 1889341 | Sus | Y | UnknownCause¦Patrolfoundnothing¦¦
17-0084892 | Vegetation | Tree - fell into line | Conductor, Overhead | Normal | 2017 | Tier 2 - Elevated | Distribution Circuit | 10 | 7 | 2017-10-07 | 1892315 | Sus | Y | Vegetation¦Treefellintoline¦ConductorOverhead¦Normal
17-0085756 | Vegetation | Tree - fell into line | Conductor, Overhead | Normal | 2017 | Tier 3 - Extreme | Distribution Circuit | 10 | 8 | 2017-10-08 | 1894148 | Sus | Y | Vegetation¦Treefellintoline¦ConductorOverhead¦Normal
17-0088849 | Unknown Cause | Patrol - found nothing |  |  | 2017 | Tier 3 - Extreme | Distribution Circuit | 10 | 19 | 2017-10-19 | 1904677 | Sus | Y | UnknownCause¦Patrolfoundnothing¦¦
17-0090440 | Unknown Cause | Patrol - found nothing |  |  | 2017 | Tier 2 - Elevated | Distribution Circuit | 10 | 25 | 2017-10-25 | 1909662 | Sus | Y | UnknownCause¦Patrolfoundnothing¦¦
17-0094363 | Animal | Other | Conductor, Underground | Deteriorated | 2017 | Tier 2 - Elevated | Distribution Circuit | 11 | 10 | 2017-11-10 | 1920377 | Sus | Y | Animal¦Other¦ConductorUnderground¦Deteriorated
17-0095179 | Unknown Cause | Patrol - found nothing |  |  | 2017 | Tier 2 - Elevated | Distribution Circuit | 11 | 15 | 2017-11-15 | 1922906 | Sus | Y | UnknownCause¦Patrolfoundnothing¦¦
17-0097591 | Equipment Failure/Involved | Overhead | Transformer | Broken | 2017 | Tier 3 - Extreme | Transformer only | 11 | 26 | 2017-11-26 | 1929227 | Sus | Y | EquipmentFailureInvolved¦Overhead¦Transformer¦Broken
17-0101351 | Unknown Cause | Patrol - found nothing |  |  | 2017 | Tier 2 - Elevated | Distribution Circuit | 12 | 12 | 2017-12-12 | 1941305 | Sus | N | UnknownCause¦Patrolfoundnothing¦¦
17-0101529 | Equipment Failure/Involved | Overhead | Insulator | Normal | 2017 | Tier 2 - Elevated | Distribution Circuit | 12 | 13 | 2017-12-13 | 1942313 | Sus | N | EquipmentFailureInvolved¦Overhead¦Insulator¦Normal
17-0103395 | Unknown Cause | Patrol - found nothing |  |  | 2017 | Tier 2 - Elevated | Distribution Circuit | 12 | 27 | 2017-12-27 | 1951711 | Sus | N | UnknownCause¦Patrolfoundnothing¦¦
18-0006061 | Environmental/External | Lightning | Pole-Wood | Broken, wire on ground | 2018 | Tier 2 - Elevated | Distribution Circuit | 1 | 14 | 2018-01-14 | 8049 | Sus | N | EnvironmentalExternal¦Lightning¦PoleWood¦Brokenwireonground
18-0010130 | Animal | Bird found | Transformer (OH) | Broken | 2018 | Tier 2 - Elevated | Distribution Circuit | 1 | 30 | 2018-01-30 | 16249 | Sus | N | Animal¦Birdfound¦Transformer(OH)¦Broken
18-0015287 | 3rd Party | Customer Equipment | Fuse | Failed/Faulted | 2018 | Tier 3 - Extreme | Distribution Circuit | 2 | 18 | 2018-02-18 | 26846 | Sus | N | 3rdParty¦CustomerEquipment¦Fuse¦FailedFaulted
18-0019075 | Equipment Failure/Involved | Overhead | Crossarm, Wood | Broken, wire on ground | 2018 | Tier 2 - Elevated | Transformer only | 3 | 2 | 2018-03-02 | 36160 | Sus | N | EquipmentFailureInvolved¦Overhead¦CrossarmWood¦Brokenwireonground
18-0019283 | Vegetation | Tree - fell into line | Conductor, Overhead | Normal | 2018 | Tier 3 - Extreme | Distribution Circuit | 3 | 2 | 2018-03-02 | 36797 | Sus | N | Vegetation¦Treefellintoline¦ConductorOverhead¦Normal
18-0023194 | Equipment Failure/Involved | Overhead | Crossarm, Wood | Broken | 2018 | Tier 2 - Elevated | Distribution Circuit | 3 | 15 | 2018-03-15 | 45058 | Sus | N | EquipmentFailureInvolved¦Overhead¦CrossarmWood¦Broken
18-0023514 | Vegetation | Tree - branch fell on line | Conductor, Overhead | Normal | 2018 | Tier 3 - Extreme | Distribution Circuit | 3 | 16 | 2018-03-16 | 46069 | Sus | N | Vegetation¦Treebranchfellonline¦ConductorOverhead¦Normal
18-0023558 | Vegetation | Tree - fell into line | Crossarm, Wood | Broken | 2018 | Tier 3 - Extreme | Distribution Circuit | 3 | 16 | 2018-03-16 | 45907 | Sus | N | Vegetation¦Treefellintoline¦CrossarmWood¦Broken
18-0023559 | Vegetation | Tree - fell into line | Conductor, Overhead | Broken, wire on ground | 2018 | Tier 3 - Extreme | Distribution Circuit | 3 | 16 | 2018-03-16 | 46156 | Sus | N | Vegetation¦Treefellintoline¦ConductorOverhead¦Brokenwireonground
18-0025358 | Vegetation | Tree - branch fell on line | Conductor, Overhead | Normal | 2018 | Tier 2 - Elevated | Distribution Circuit | 3 | 22 | 2018-03-22 | 50360 | Sus | N | Vegetation¦Treebranchfellonline¦ConductorOverhead¦Normal
18-0026602 | Unknown Cause | Patrol - found nothing |  |  | 2018 | Tier 2 - Elevated | Distribution Circuit | 3 | 26 | 2018-03-26 | 53291 | Sus | N | UnknownCause¦Patrolfoundnothing¦¦
18-0030056 | Unknown Cause | Patrol - found nothing |  |  | 2018 | Tier 2 - Elevated | Distribution Circuit | 4 | 6 | 2018-04-06 | 61029 | Sus | N | UnknownCause¦Patrolfoundnothing¦¦
18-0032363 | Equipment Failure/Involved | Overhead | Pole-Wood | Broken | 2018 | Tier 3 - Extreme | Distribution Circuit | 4 | 15 | 2018-04-15 | 67115 | Sus | N | EquipmentFailureInvolved¦Overhead¦PoleWood¦Broken
18-0032626 | Environmental/External | Lightning | Conductor, Overhead | Broken, wire on ground | 2018 | Tier 2 - Elevated | Distribution Circuit | 4 | 16 | 2018-04-16 | 67901 | Sus | N | EnvironmentalExternal¦Lightning¦ConductorOverhead¦Brokenwireonground
18-0038337 | Unknown Cause | Patrol - found nothing |  |  | 2018 | Tier 3 - Extreme | Distribution Circuit | 5 | 4 | 2018-05-04 | 79529 | Sus | Y | UnknownCause¦Patrolfoundnothing¦¦
18-0043329 | Equipment Failure/Involved | Overhead | Transformer (OH) | Broken | 2018 | Tier 3 - Extreme | Transformer only | 5 | 22 | 2018-05-22 | 91841 | Sus | Y | EquipmentFailureInvolved¦Overhead¦Transformer(OH)¦Broken
18-0044528 | Environmental/External | Lightning | Transformer | Failed/Faulted | 2018 | Tier 2 - Elevated | Transformer only | 5 | 25 | 2018-05-25 | 93911 | Sus | Y | EnvironmentalExternal¦Lightning¦Transformer¦FailedFaulted
18-0059385 | Equipment Failure/Involved | Underground | Transformer (UG) | Leaking | 2018 | Tier 3 - Extreme | Distribution Circuit | 7 | 12 | 2018-07-12 | 130260 | Sus | Y | EquipmentFailureInvolved¦Underground¦Transformer(UG)¦Leaking
18-0059476 | Equipment Failure/Involved | Overhead | Transformer (OH) | Leaking | 2018 | Tier 2 - Elevated | Transformer only | 7 | 13 | 2018-07-13 | 130563 | Sus | Y | EquipmentFailureInvolved¦Overhead¦Transformer(OH)¦Leaking
18-0067641 | Vegetation | Tree - fell into line | Conductor, Overhead | Broken, wire on ground | 2018 | Tier 3 - Extreme | Distribution Circuit | 8 | 7 | 2018-08-07 | 150919 | Sus | Y | Vegetation¦Treefellintoline¦ConductorOverhead¦Brokenwireonground
18-0068301 | Unknown Cause | Patrol - found nothing |  |  | 2018 | Tier 2 - Elevated | Distribution Circuit | 8 | 9 | 2018-08-09 | 151982 | Sus | Y | UnknownCause¦Patrolfoundnothing¦¦
18-0073621 | Unknown Cause | Patrol - found nothing |  |  | 2018 | Tier 2 - Elevated | Distribution Circuit | 8 | 26 | 2018-08-26 | 162757 | Sus | Y | UnknownCause¦Patrolfoundnothing¦¦
18-0073889 | Unknown Cause | Patrol - found nothing |  |  | 2018 | Tier 2 - Elevated | Distribution Circuit | 8 | 27 | 2018-08-27 | 162880 | Sus | Y | UnknownCause¦Patrolfoundnothing¦¦
18-0076919 | Vegetation | Tree - branch fell on line | Conductor, Overhead | Normal | 2018 | Tier 2 - Elevated | Distribution Circuit | 9 | 5 | 2018-09-05 | 168807 | Sus | Y | Vegetation¦Treebranchfellonline¦ConductorOverhead¦Normal
18-0077792 | Equipment Failure/Involved | Overhead | Transformer | Failed/Faulted | 2018 | Tier 3 - Extreme | Transformer only | 9 | 8 | 2018-09-08 | 170710 | Sus | Y | EquipmentFailureInvolved¦Overhead¦Transformer¦FailedFaulted
18-0082101 | Equipment Failure/Involved | Overhead | Transformer (OH) | Broken | 2018 | Tier 2 - Elevated | Distribution Circuit | 9 | 21 | 2018-09-21 | 178831 | Sus | Y | EquipmentFailureInvolved¦Overhead¦Transformer(OH)¦Broken
18-0088071 | Unknown Cause | Patrol - found nothing |  |  | 2018 | Tier 3 - Extreme | Distribution Circuit | 10 | 8 | 2018-10-08 | 190564 | Sus | Y | UnknownCause¦Patrolfoundnothing¦¦
18-0090281 | Unknown Cause | Patrol - found nothing |  |  | 2018 | Tier 2 - Elevated | Transmission line | 10 | 14 | 2018-10-14 | 194945 | Sus | Y | UnknownCause¦Patrolfoundnothing¦¦
18-0091500 | 3rd Party | Customer Equipment | Other | Burned/flashed | 2018 | Tier 2 - Elevated | Distribution Circuit | 10 | 17 | 2018-10-17 | 197503 | Sus | Y | 3rdParty¦CustomerEquipment¦Other¦Burnedflashed
18-0096316 | Equipment Failure/Involved | Overhead | Transformer | Failed/Faulted | 2018 | Tier 3 - Extreme | Transformer only | 11 | 1 | 2018-11-01 | 207021 | Sus | Y | EquipmentFailureInvolved¦Overhead¦Transformer¦FailedFaulted
18-0099492 | 3rd Party | Other | Service conductor | Burned/flashed | 2018 | Tier 3 - Extreme | Transformer only | 11 | 13 | 2018-11-13 | 214696 | Sus | Y | 3rdParty¦Other¦Serviceconductor¦Burnedflashed
18-0101022 | Environmental/External | Fire, Forest/Grass | Pole-Wood | Burned/flashed | 2018 | Tier 3 - Extreme | Distribution Circuit | 11 | 8 | 2018-11-08 | 218260 | Sus | Y | EnvironmentalExternal¦FireForestGrass¦PoleWood¦Burnedflashed
18-0101510 | Equipment Failure/Involved | Overhead | Transformer (OH) | Broken, wire on ground | 2018 | Tier 2 - Elevated | Distribution Circuit | 11 | 20 | 2018-11-20 | 219184 | Sus | Y | EquipmentFailureInvolved¦Overhead¦Transformer(OH)¦Brokenwireonground
18-0102286 | Environmental/External | Lightning | Transformer | Failed/Faulted | 2018 | Tier 2 - Elevated | Transformer only | 11 | 22 | 2018-11-22 | 221878 | Sus | Y | EnvironmentalExternal¦Lightning¦Transformer¦FailedFaulted
18-0104884 | Vegetation | Tree - fell into line | Conductor, Overhead | Broken, wire on ground | 2018 | Tier 3 - Extreme | Distribution Circuit | 11 | 29 | 2018-11-29 | 227935 | Sus | Y | Vegetation¦Treefellintoline¦ConductorOverhead¦Brokenwireonground
18-0105315 | Vegetation | Tree - branch fell on line | Conductor, Overhead | Broken | 2018 | Tier 3 - Extreme | Distribution Circuit | 11 | 29 | 2018-11-29 | 228390 | Sus | Y | Vegetation¦Treebranchfellonline¦ConductorOverhead¦Broken
18-0108418 | Unknown Cause | Patrol - found nothing |  |  | 2018 | Tier 2 - Elevated | Distribution Circuit | 12 | 11 | 2018-12-11 | 237609 | Sus | N | UnknownCause¦Patrolfoundnothing¦¦
18-0109446 | Equipment Failure/Involved | Overhead | Jumper | Broken | 2018 | Tier 2 - Elevated | Distribution Circuit | 12 | 16 | 2018-12-16 | 241309 | Sus | N | EquipmentFailureInvolved¦Overhead¦Jumper¦Broken
18-0110709 | Equipment Failure/Involved | Overhead | Other | Failed/Faulted | 2018 | Tier 2 - Elevated | Distribution Circuit | 12 | 26 | 2018-12-26 | 247307 | Sus | N | EquipmentFailureInvolved¦Overhead¦Other¦FailedFaulted
19-0006769 | Vegetation | Tree - fell into line | Conductor, Overhead | Together | 2019 | Tier 3 - Extreme | Distribution Circuit | 1 | 9 | 2019-01-09 | 261536 | Sus | N | Vegetation¦Treefellintoline¦ConductorOverhead¦Together
19-0006788 | Animal | Squirrel |  | Failed/Faulted | 2019 | Tier 2 - Elevated | Transformer only | 1 | 9 | 2019-01-09 | 261498 | Sus | N | Animal¦Squirrel¦¦FailedFaulted
19-0010753 | Equipment Failure/Involved | Overhead | Pole-Wood | Broken | 2019 | Tier 3 - Extreme | Distribution Circuit | 1 | 17 | 2019-01-17 | 272108 | Sus | N | EquipmentFailureInvolved¦Overhead¦PoleWood¦Broken
19-0011358 | Vegetation | Tree - fell into line | Conductor, Overhead | Normal | 2019 | Tier 2 - Elevated | Distribution Circuit | 1 | 17 | 2019-01-17 | 273928 | Sus | N | Vegetation¦Treefellintoline¦ConductorOverhead¦Normal
19-0011473 | Equipment Failure/Involved | Overhead | Cutout, fuse holder | Broken | 2019 | Tier 3 - Extreme | Distribution Circuit | 1 | 17 | 2019-01-17 | 272583 | Sus | N | EquipmentFailureInvolved¦Overhead¦Cutoutfuseholder¦Broken
19-0011476 | Unknown Cause | Patrol - found nothing |  |  | 2019 | Tier 2 - Elevated | Distribution Circuit | 1 | 17 | 2019-01-17 | 274970 | Sus | N | UnknownCause¦Patrolfoundnothing¦¦
19-0011487 | Vegetation | Tree - fell into line | Conductor, Overhead | Broken, wire on ground | 2019 | Tier 3 - Extreme | Distribution Circuit | 1 | 17 | 2019-01-17 | 275085 | Sus | N | Vegetation¦Treefellintoline¦ConductorOverhead¦Brokenwireonground
19-0011808 | Vegetation | Tree - fell into line | Conductor, Overhead | Broken, wire on ground | 2019 | Tier 3 - Extreme | Distribution Circuit | 1 | 17 | 2019-01-17 | 272918 | Sus | N | Vegetation¦Treefellintoline¦ConductorOverhead¦Brokenwireonground
19-0012071 | Equipment Failure/Involved | Underground | Transformer (UG) | Failed/Faulted | 2019 | Tier 3 - Extreme | Distribution Circuit | 1 | 18 | 2019-01-18 | 276391 | Sus | N | EquipmentFailureInvolved¦Underground¦Transformer(UG)¦FailedFaulted
19-0012558 | Vegetation | Tree - fell into line | Pole-Wood | Broken, wire on ground | 2019 | Tier 2 - Elevated | Distribution Circuit | 1 | 20 | 2019-01-20 | 277219 | Sus | N | Vegetation¦Treefellintoline¦PoleWood¦Brokenwireonground
19-0012784 | Unknown Cause | Patrol - found nothing |  |  | 2019 | Tier 2 - Elevated | Distribution Circuit | 1 | 20 | 2019-01-20 | 277798 | Sus | N | UnknownCause¦Patrolfoundnothing¦¦
19-0018443 | Vegetation | Tree - fell into line | Pole-Wood | Broken, wire on ground | 2019 | Tier 2 - Elevated | Distribution Circuit | 2 | 5 | 2019-02-05 | 291635 | Sus | N | Vegetation¦Treefellintoline¦PoleWood¦Brokenwireonground
19-0018528 | Vegetation | Tree - fell into line | Conductor, Overhead | Broken, wire on ground | 2019 | Tier 3 - Extreme | Distribution Circuit | 2 | 5 | 2019-02-05 | 291830 | Sus | N | Vegetation¦Treefellintoline¦ConductorOverhead¦Brokenwireonground
19-0018664 | Vegetation | Tree - fell into line | Conductor, Overhead | Normal | 2019 | Tier 2 - Elevated | Distribution Circuit | 2 | 5 | 2019-02-05 | 292040 | Sus | N | Vegetation¦Treefellintoline¦ConductorOverhead¦Normal
19-0018707 | Vegetation | Tree - fell into line | Pole-Wood | Broken, wire on ground | 2019 | Tier 2 - Elevated | Distribution Circuit | 2 | 5 | 2019-02-05 | 293048 | Sus | N | Vegetation¦Treefellintoline¦PoleWood¦Brokenwireonground
19-0019708 | Vegetation | Tree - branch fell on line | Conductor, Overhead | Normal | 2019 | Tier 3 - Extreme | Distribution Circuit | 2 | 4 | 2019-02-04 | 295498 | Sus | N | Vegetation¦Treebranchfellonline¦ConductorOverhead¦Normal
19-0020416 | Unknown Cause | Patrol - found nothing |  |  | 2019 | Tier 2 - Elevated | Distribution Circuit | 2 | 9 | 2019-02-09 | 297408 | Sus | N | UnknownCause¦Patrolfoundnothing¦¦
19-0020815 | Vegetation | Tree - fell into line | Conductor, Overhead | Broken, wire on ground | 2019 | Tier 2 - Elevated | Distribution Circuit | 2 | 10 | 2019-02-10 | 299287 | Sus | N | Vegetation¦Treefellintoline¦ConductorOverhead¦Brokenwireonground
19-0021424 | Equipment Failure/Involved | Overhead | Insulator | Broken | 2019 | Tier 3 - Extreme | Distribution Circuit | 2 | 12 | 2019-02-12 | 300650 | Sus | N | EquipmentFailureInvolved¦Overhead¦Insulator¦Broken
19-0021551 | Unknown Cause | Patrol - found nothing |  |  | 2019 | Tier 2 - Elevated | Distribution Circuit | 2 | 12 | 2019-02-12 | 300871 | Sus | N | UnknownCause¦Patrolfoundnothing¦¦
19-0021717 | Vegetation | Tree - fell into line | Conductor, Overhead | Broken, wire on object | 2019 | Tier 3 - Extreme | Distribution Circuit | 2 | 12 | 2019-02-12 | 301790 | Sus | N | Vegetation¦Treefellintoline¦ConductorOverhead¦Brokenwireonobject
19-0022470 | Equipment Failure/Involved | Overhead | Connector or Splice (OH) | Broken, wire on ground | 2019 | Tier 2 - Elevated | Distribution Circuit | 2 | 13 | 2019-02-13 | 305024 | Sus | N | EquipmentFailureInvolved¦Overhead¦ConnectororSplice(OH)¦Brokenwireonground
19-0024070 | Vegetation | Tree - fell into line | Pole-Wood | Broken, wire on ground | 2019 | Tier 3 - Extreme | Distribution Circuit | 2 | 12 | 2019-02-12 | 312203 | Sus | N | Vegetation¦Treefellintoline¦PoleWood¦Brokenwireonground
19-0024184 | Vegetation | Tree - fell into line | Conductor, Overhead | Broken, wire on ground | 2019 | Tier 2 - Elevated | Distribution Circuit | 2 | 13 | 2019-02-13 | 312611 | Sus | N | Vegetation¦Treefellintoline¦ConductorOverhead¦Brokenwireonground
19-0024265 | Unknown Cause | Patrol - found nothing |  |  | 2019 | Tier 3 - Extreme | Distribution Circuit | 2 | 15 | 2019-02-15 | 312713 | Sus | N | UnknownCause¦Patrolfoundnothing¦¦
19-0024483 | Vegetation | Tree - fell into line | Pole-Wood | Broken, wire on ground | 2019 | Tier 2 - Elevated | Distribution Circuit | 2 | 12 | 2019-02-12 | 313880 | Sus | N | Vegetation¦Treefellintoline¦PoleWood¦Brokenwireonground
19-0024749 | Vegetation | Tree - fell into line | Service conductor | Deteriorated | 2019 | Tier 2 - Elevated | Distribution Circuit | 2 | 13 | 2019-02-13 | 315027 | Sus | N | Vegetation¦Treefellintoline¦Serviceconductor¦Deteriorated
19-0025184 | Vegetation | Tree - fell into line | Conductor, Overhead | Normal | 2019 | Tier 2 - Elevated | Distribution Circuit | 2 | 17 | 2019-02-17 | 315958 | Sus | N | Vegetation¦Treefellintoline¦ConductorOverhead¦Normal
19-0026057 | Equipment Failure/Involved | Overhead | Fuse | Failed/Faulted | 2019 | Tier 2 - Elevated | Distribution Circuit | 2 | 19 | 2019-02-19 | 318635 | Sus | N | EquipmentFailureInvolved¦Overhead¦Fuse¦FailedFaulted
19-0026614 | Vegetation | Tree - fell into line | Conductor, Overhead | Broken | 2019 | Tier 2 - Elevated | Distribution Circuit | 2 | 12 | 2019-02-12 | 320058 | Sus | N | Vegetation¦Treefellintoline¦ConductorOverhead¦Broken
19-0027102 | Vegetation | Tree - fell into line | Conductor, Overhead | Normal | 2019 | Tier 3 - Extreme | Distribution Circuit | 2 | 21 | 2019-02-21 | 320994 | Sus | N | Vegetation¦Treefellintoline¦ConductorOverhead¦Normal
19-0028545 | Unknown Cause | Patrol - found nothing |  |  | 2019 | Tier 2 - Elevated | Distribution Circuit | 2 | 26 | 2019-02-26 | 325089 | Sus | N | UnknownCause¦Patrolfoundnothing¦¦
19-0028546 | Unknown Cause | Patrol - found nothing |  |  | 2019 | Tier 2 - Elevated | Distribution Circuit | 2 | 26 | 2019-02-26 | 325015 | Sus | N | UnknownCause¦Patrolfoundnothing¦¦
19-0032166 | Equipment Failure/Involved | Overhead | Insulator | Broken | 2019 | Tier 2 - Elevated | Distribution Circuit | 3 | 8 | 2019-03-08 | 334680 | Sus | N | EquipmentFailureInvolved¦Overhead¦Insulator¦Broken
19-0032383 | Vegetation | Tree - fell into line | Conductor, Overhead | Broken, wire on ground | 2019 | Tier 3 - Extreme | Distribution Circuit | 3 | 10 | 2019-03-10 | 335354 | Sus | N | Vegetation¦Treefellintoline¦ConductorOverhead¦Brokenwireonground
19-0035803 | 3rd Party | Vehicle | Service conductor | Broken | 2019 | Tier 3 - Extreme | Transformer only | 3 | 21 | 2019-03-21 | 344827 | Sus | N | 3rdParty¦Vehicle¦Serviceconductor¦Broken
19-0037041 | Unknown Cause | Patrol - found nothing |  |  | 2019 | Tier 2 - Elevated | Distribution Circuit | 3 | 26 | 2019-03-26 | 347634 | Sus | N | UnknownCause¦Patrolfoundnothing¦¦
19-0037662 | Environmental/External | Lightning | Crossarm, Wood | Broken | 2019 | Tier 3 - Extreme | Distribution Circuit | 3 | 27 | 2019-03-27 | 348873 | Sus | N | EnvironmentalExternal¦Lightning¦CrossarmWood¦Broken
19-0037710 | Environmental/External | Lightning | Conductor, Overhead | Normal | 2019 | Tier 2 - Elevated | Distribution Circuit | 3 | 27 | 2019-03-27 | 348602 | Sus | N | EnvironmentalExternal¦Lightning¦ConductorOverhead¦Normal
19-0042267 | Unknown Cause | Patrol - found nothing |  |  | 2019 | Tier 2 - Elevated | Distribution Circuit | 4 | 14 | 2019-04-14 | 360408 | Sus | N | UnknownCause¦Patrolfoundnothing¦¦
19-0045779 | Equipment Failure/Involved | Overhead | Conductor, Overhead | Deteriorated | 2019 | Tier 2 - Elevated | Distribution Circuit | 4 | 24 | 2019-04-24 | 367437 | Sus | N | EquipmentFailureInvolved¦Overhead¦ConductorOverhead¦Deteriorated
19-0046874 | Vegetation | Tree - fell into line | Crossarm, Wood | Broken, wire on ground | 2019 | Tier 2 - Elevated | Distribution Circuit | 4 | 28 | 2019-04-28 | 369691 | Sus | N | Vegetation¦Treefellintoline¦CrossarmWood¦Brokenwireonground
19-0046921 | Environmental/External | Lightning | Transformer (OH) | Failed/Faulted | 2019 | Tier 3 - Extreme | Distribution Circuit | 4 | 29 | 2019-04-29 | 369791 | Sus | N | EnvironmentalExternal¦Lightning¦Transformer(OH)¦FailedFaulted
19-0051156 | Animal | Bird found | Fuse | Failed/Faulted | 2019 | Tier 2 - Elevated | Distribution Circuit | 5 | 12 | 2019-05-12 | 378937 | Sus | Y | Animal¦Birdfound¦Fuse¦FailedFaulted
19-0053296 | Equipment Failure/Involved | Overhead | Transformer | Failed/Faulted | 2019 | Tier 2 - Elevated | Transformer only | 5 | 17 | 2019-05-17 | 383377 | Sus | Y | EquipmentFailureInvolved¦Overhead¦Transformer¦FailedFaulted
19-0054003 | Unknown Cause | Patrol - found nothing |  |  | 2019 | Tier 2 - Elevated | Distribution Circuit | 5 | 19 | 2019-05-19 | 384985 | Sus | Y | UnknownCause¦Patrolfoundnothing¦¦
19-0064078 | Equipment Failure/Involved | Overhead | Conductor, Overhead | Normal | 2019 | Tier 2 - Elevated | Distribution Circuit | 6 | 7 | 2019-06-07 | 400301 | Sus | Y | EquipmentFailureInvolved¦Overhead¦ConductorOverhead¦Normal
19-0069535 | Vegetation | Tree - fell into line | Conductor, Overhead | Normal | 2019 | Tier 2 - Elevated | Distribution Circuit | 6 | 19 | 2019-06-19 | 420784 | Sus | Y | Vegetation¦Treefellintoline¦ConductorOverhead¦Normal
19-0072983 | 3rd Party | Vehicle | Pole-Wood | Broken | 2019 | Tier 2 - Elevated | Distribution Circuit | 6 | 28 | 2019-06-28 | 433737 | Sus | Y | 3rdParty¦Vehicle¦PoleWood¦Broken
19-0073243 | Vegetation | Tree - fell into line | Pole-Wood | Broken, wire on ground | 2019 | Tier 3 - Extreme | Distribution Circuit | 6 | 28 | 2019-06-28 | 434773 | Sus | Y | Vegetation¦Treefellintoline¦PoleWood¦Brokenwireonground
19-0073243 | Vegetation | Tree - fell into line | Pole-Wood | Broken, wire on ground | 2019 | Tier 3 - Extreme | Distribution Circuit | 6 | 28 | 2019-06-28 | 434773 | Sus | Y | Vegetation¦Treefellintoline¦PoleWood¦Brokenwireonground
19-0078592 | Equipment Failure/Involved | Overhead | Transformer | Failed/Faulted | 2019 | Tier 3 - Extreme | Transformer only | 7 | 17 | 2019-07-17 | 456873 | Sus | Y | EquipmentFailureInvolved¦Overhead¦Transformer¦FailedFaulted
19-0079506 | Vegetation | Tree - branch fell on line | Conductor, Overhead | Normal | 2019 | Tier 3 - Extreme | Distribution Circuit | 7 | 20 | 2019-07-20 | 464820 | Sus | Y | Vegetation¦Treebranchfellonline¦ConductorOverhead¦Normal
19-0087582 | 3rd Party | Metallic Balloon | Conductor, Overhead | Normal | 2019 | Tier 2 - Elevated | Distribution Circuit | 8 | 13 | 2019-08-13 | 507800 | Sus | Y | 3rdParty¦MetallicBalloon¦ConductorOverhead¦Normal
19-0092130 | 3rd Party | Vehicle | Conductor, Overhead | Normal | 2019 | Tier 2 - Elevated | Distribution Circuit | 8 | 26 | 2019-08-26 | 539294 | Sus | Y | 3rdParty¦Vehicle¦ConductorOverhead¦Normal
19-0093207 | Unknown Cause | Patrol - found nothing |  |  | 2019 | Tier 2 - Elevated | Distribution Circuit | 8 | 28 | 2019-08-28 | 545638 | Sus | Y | UnknownCause¦Patrolfoundnothing¦¦
19-0095448 | Vegetation | Tree - fell into line | Conductor, Overhead | Broken, wire on ground | 2019 | Tier 2 - Elevated | Distribution Circuit | 9 | 4 | 2019-09-04 | 553946 | Sus | Y | Vegetation¦Treefellintoline¦ConductorOverhead¦Brokenwireonground
19-0097771 | Animal | Squirrel | Transformer (OH) | Normal | 2019 | Tier 3 - Extreme | Distribution Circuit | 9 | 11 | 2019-09-11 | 571315 | Sus | Y | Animal¦Squirrel¦Transformer(OH)¦Normal
19-0099159 | 3rd Party | Dig in, 3rd party | Customer Equipment | Broken | 2019 | Tier 2 - Elevated | Distribution Circuit | 9 | 14 | 2019-09-14 | 582134 | Sus | Y | 3rdParty¦Digin3rdparty¦CustomerEquipment¦Broken
19-0100949 | Unknown Cause | Patrol - not conducted |  |  | 2019 | Tier 2 - Elevated | Distribution Circuit | 9 | 18 | 2019-09-18 | 592307 | Sus | Y | UnknownCause¦Patrolnotconducted¦¦
19-0102126 | Equipment Failure/Involved | Overhead | Transformer | Failed/Faulted | 2019 | Tier 2 - Elevated | Transformer only | 9 | 21 | 2019-09-21 | 600293 | Sus | Y | EquipmentFailureInvolved¦Overhead¦Transformer¦FailedFaulted
19-0113853 | 3rd Party | Vehicle | Pole-Wood | Broken | 2019 | Tier 2 - Elevated | Distribution Circuit | 10 | 20 | 2019-10-20 | 674944 | Sus | Y | 3rdParty¦Vehicle¦PoleWood¦Broken
19-0116778 | Wildfire Mitigation | Public Safety Power Shut-off | Fuse | Normal | 2019 | Tier 2 - Elevated | Distribution Circuit | 10 | 26 | 2019-10-26 | 685639 | Sus | Y | WildfireMitigation¦PublicSafetyPowerShutoff¦Fuse¦Normal
19-0119147 | Vegetation | Tree - branch fell on line | Conductor, Overhead | Normal | 2019 | Tier 3 - Extreme | Distribution Circuit | 10 | 30 | 2019-10-30 | 696163 | Sus | Y | Vegetation¦Treebranchfellonline¦ConductorOverhead¦Normal
19-0125203 | Animal | Squirrel | Fuse | Failed/Faulted | 2019 | Tier 2 - Elevated | Distribution Circuit | 11 | 15 | 2019-11-15 | 707651 | Sus | Y | Animal¦Squirrel¦Fuse¦FailedFaulted
19-0130004 | Unknown Cause | Patrol - found nothing |  |  | 2019 | Tier 2 - Elevated | Distribution Circuit | 11 | 26 | 2019-11-26 | 718070 | Sus | Y | UnknownCause¦Patrolfoundnothing¦¦
19-0130496 | Unknown Cause | Patrol - found nothing |  |  | 2019 | Tier 3 - Extreme | Distribution Circuit | 11 | 27 | 2019-11-27 | 721726 | Sus | Y | UnknownCause¦Patrolfoundnothing¦¦
19-0130799 | Vegetation | Tree - fell into line | Conductor, Overhead | Broken | 2019 | Tier 2 - Elevated | Distribution Circuit | 11 | 28 | 2019-11-28 | 722604 | Sus | Y | Vegetation¦Treefellintoline¦ConductorOverhead¦Broken
19-0132452 | Vegetation | Tree - branch fell on line | Conductor, Overhead | Normal | 2019 | Tier 2 - Elevated | Distribution Circuit | 12 | 2 | 2019-12-02 | 727377 | Sus | N | Vegetation¦Treebranchfellonline¦ConductorOverhead¦Normal
19-0135452 | Unknown Cause | Patrol - found nothing |  |  | 2019 | Tier 2 - Elevated | Distribution Circuit | 12 | 9 | 2019-12-09 | 734986 | Sus | N | UnknownCause¦Patrolfoundnothing¦¦
19-0135867 | Unknown Cause | Patrol - found nothing |  |  | 2019 | Tier 2 - Elevated | Distribution Circuit | 12 | 11 | 2019-12-11 | 736103 | Sus | N | UnknownCause¦Patrolfoundnothing¦¦
19-0136063 | 3rd Party | Dig in, 3rd party | Secondary | Broken | 2019 | Tier 2 - Elevated | Transformer only | 12 | 11 | 2019-12-11 | 736791 | Sus | N | 3rdParty¦Digin3rdparty¦Secondary¦Broken
19-0136200 | Animal | Squirrel | Fuse | Failed/Faulted | 2019 | Tier 2 - Elevated | Distribution Circuit | 12 | 12 | 2019-12-12 | 737339 | Sus | N | Animal¦Squirrel¦Fuse¦FailedFaulted
19-0136527 | Vegetation | Tree - fell into line | Conductor, Overhead | Broken, wire on ground | 2019 | Tier 3 - Extreme | Distribution Circuit | 12 | 14 | 2019-12-14 | 738854 | Sus | N | Vegetation¦Treefellintoline¦ConductorOverhead¦Brokenwireonground
19-0136719 | Unknown Cause | Patrol - found nothing |  |  | 2019 | Tier 3 - Extreme | Distribution Circuit | 12 | 16 | 2019-12-16 | 740523 | Sus | N | UnknownCause¦Patrolfoundnothing¦¦
19-0136860 | Unknown Cause | Patrol - not conducted |  |  | 2019 | Tier 3 - Extreme | Distribution Circuit | 12 | 16 | 2019-12-16 | 743806 | Sus | N | UnknownCause¦Patrolnotconducted¦¦
19-0136953 | Vegetation | Tree - fell into line | Transformer (OH) | Broken | 2019 | Tier 2 - Elevated | Transformer only | 12 | 17 | 2019-12-17 | 744459 | Sus | N | Vegetation¦Treefellintoline¦Transformer(OH)¦Broken
20-0008990 | Equipment Failure/Involved | Overhead | Crossarm, Wood | Broken | 2020 | Tier 3 - Extreme | Distribution Circuit | 1 | 15 | 2020-01-15 | 761432 | Sus | N | EquipmentFailureInvolved¦Overhead¦CrossarmWood¦Broken
20-0019789 | Equipment Failure/Involved | Overhead | Pole-Wood | Broken | 2020 | Tier 2 - Elevated | Transformer only | 2 | 10 | 2020-02-10 | 787158 | Sus | N | EquipmentFailureInvolved¦Overhead¦PoleWood¦Broken
20-0019929 | Vegetation | Tree - branch fell on line |  |  | 2020 | Tier 3 - Extreme | Distribution Circuit | 2 | 9 | 2020-02-09 | 784717 | Sus | N | Vegetation¦Treebranchfellonline¦¦
20-0023827 | Unknown Cause | Patrol - found nothing |  |  | 2020 | Tier 2 - Elevated | Distribution Circuit | 2 | 19 | 2020-02-19 | 796422 | Sus | N | UnknownCause¦Patrolfoundnothing¦¦
20-0030210 | Equipment Failure/Involved | Overhead | Crossarm, Wood | Broken | 2020 | Tier 2 - Elevated | Transformer only | 3 | 9 | 2020-03-09 | 841234 | Sus | N | EquipmentFailureInvolved¦Overhead¦CrossarmWood¦Broken
20-0030461 | Equipment Failure/Involved | Overhead | Pole-Wood | Broken | 2020 | Tier 3 - Extreme | Distribution Circuit | 3 | 10 | 2020-03-10 | 842633 | Sus | N | EquipmentFailureInvolved¦Overhead¦PoleWood¦Broken
20-0032346 | Vegetation | Tree - fell into line | Fuse | Failed/Faulted | 2020 | Tier 3 - Extreme | Distribution Circuit | 3 | 15 | 2020-03-15 | 852359 | Sus | N | Vegetation¦Treefellintoline¦Fuse¦FailedFaulted
20-0032659 | Vegetation | Tree - fell into line | Conductor, Overhead | Broken, wire on ground | 2020 | Tier 2 - Elevated | Distribution Circuit | 3 | 16 | 2020-03-16 | 854176 | Sus | N | Vegetation¦Treefellintoline¦ConductorOverhead¦Brokenwireonground
20-0032745 | Equipment Failure/Involved | Overhead | Conductor, Overhead | Broken, wire on ground | 2020 | Tier 3 - Extreme | Distribution Circuit | 3 | 16 | 2020-03-16 | 854005 | Sus | N | EquipmentFailureInvolved¦Overhead¦ConductorOverhead¦Brokenwireonground
20-0032949 | Vegetation | Tree - fell into line | Crossarm, Wood | Broken, wire on ground | 2020 | Tier 2 - Elevated | Distribution Circuit | 3 | 15 | 2020-03-15 | 855408 | Sus | N | Vegetation¦Treefellintoline¦CrossarmWood¦Brokenwireonground
20-0033422 | Vegetation | Tree - fell into line | Insulator | Broken | 2020 | Tier 3 - Extreme | Distribution Circuit | 3 | 16 | 2020-03-16 | 853773 | Sus | N | Vegetation¦Treefellintoline¦Insulator¦Broken
20-0033458 | Unknown Cause | Patrol - found nothing |  |  | 2020 | Tier 2 - Elevated | Distribution Circuit | 3 | 16 | 2020-03-16 | 853893 | Sus | N | UnknownCause¦Patrolfoundnothing¦¦
20-0033683 | Vegetation | Tree - fell into line | Conductor, Overhead | Broken, wire on ground | 2020 | Tier 3 - Extreme | Distribution Circuit | 3 | 15 | 2020-03-15 | 857662 | Sus | N | Vegetation¦Treefellintoline¦ConductorOverhead¦Brokenwireonground
20-0034658 | Vegetation | Tree - branch fell on line | Conductor, Overhead | Normal | 2020 | Tier 3 - Extreme | Distribution Circuit | 3 | 20 | 2020-03-20 | 859652 | Sus | N | Vegetation¦Treebranchfellonline¦ConductorOverhead¦Normal
20-0034958 | Vegetation | Tree - fell into line | Conductor, Overhead | Together | 2020 | Tier 2 - Elevated | Distribution Circuit | 3 | 21 | 2020-03-21 | 860773 | Sus | N | Vegetation¦Treefellintoline¦ConductorOverhead¦Together
20-0036528 | Equipment Failure/Involved | Overhead | Crossarm, Wood | Broken | 2020 | Tier 3 - Extreme | Distribution Circuit | 3 | 26 | 2020-03-26 | 867794 | Sus | N | EquipmentFailureInvolved¦Overhead¦CrossarmWood¦Broken
20-0038473 | Unknown Cause | Patrol - found nothing |  |  | 2020 | Tier 2 - Elevated | Distribution Circuit | 4 | 4 | 2020-04-04 | 882559 | Sus | N | UnknownCause¦Patrolfoundnothing¦¦
20-0038478 | Vegetation | Tree - fell into line | Conductor, Overhead | Normal | 2020 | Tier 2 - Elevated | Distribution Circuit | 4 | 5 | 2020-04-05 | 882596 | Sus | N | Vegetation¦Treefellintoline¦ConductorOverhead¦Normal
20-0038478 | Vegetation | Tree - fell into line | Conductor, Overhead | Normal | 2020 | Tier 2 - Elevated | Distribution Circuit | 4 | 5 | 2020-04-05 | 882596 | Sus | N | Vegetation¦Treefellintoline¦ConductorOverhead¦Normal
20-0046056 | Vegetation | Tree - branch fell on line | Conductor, Overhead | Normal | 2020 | Tier 3 - Extreme | Distribution Circuit | 4 | 30 | 2020-04-30 | 904761 | Sus | N | Vegetation¦Treebranchfellonline¦ConductorOverhead¦Normal
20-0047563 | Vegetation | Tree - fell into line | Conductor, Overhead | Broken, wire on ground | 2020 | Tier 2 - Elevated | Distribution Circuit | 5 | 5 | 2020-05-05 | 907569 | Sus | Y | Vegetation¦Treefellintoline¦ConductorOverhead¦Brokenwireonground
20-0048070 | Vegetation | Tree - branch fell on line | Conductor, Overhead | Normal | 2020 | Tier 2 - Elevated | Distribution Circuit | 5 | 7 | 2020-05-07 | 908624 | Sus | Y | Vegetation¦Treebranchfellonline¦ConductorOverhead¦Normal
20-0050887 | Equipment Failure/Involved | Overhead | Transformer (OH) | Leaking | 2020 | Tier 2 - Elevated | Transformer only | 5 | 16 | 2020-05-16 | 914841 | Sus | Y | EquipmentFailureInvolved¦Overhead¦Transformer(OH)¦Leaking
20-0052134 | Environmental/External | Lightning | Transformer (OH) | Failed/Faulted | 2020 | Tier 2 - Elevated | Distribution Circuit | 5 | 20 | 2020-05-20 | 918017 | Sus | Y | EnvironmentalExternal¦Lightning¦Transformer(OH)¦FailedFaulted
20-0058637 | Equipment Failure/Involved | Overhead | Transformer | Failed/Faulted | 2020 | Tier 2 - Elevated | Distribution Circuit | 6 | 7 | 2020-06-07 | 933522 | Sus | Y | EquipmentFailureInvolved¦Overhead¦Transformer¦FailedFaulted
20-0060933 | Equipment Failure/Involved | Underground | Conductor, Underground | Broken | 2020 | Tier 2 - Elevated | Distribution Circuit | 6 | 13 | 2020-06-13 | 938593 | Sus | Y | EquipmentFailureInvolved¦Underground¦ConductorUnderground¦Broken
20-0067616 | Equipment Failure/Involved | Overhead | Transformer | Failed/Faulted | 2020 | Tier 2 - Elevated | Transformer only | 7 | 2 | 2020-07-02 | 956533 | Sus | Y | EquipmentFailureInvolved¦Overhead¦Transformer¦FailedFaulted
20-0069106 | Vegetation | Tree - branch fell on line | Conductor, Overhead | Normal | 2020 | Tier 2 - Elevated | Distribution Circuit | 7 | 7 | 2020-07-07 | 959338 | Sus | Y | Vegetation¦Treebranchfellonline¦ConductorOverhead¦Normal
20-0085676 | Equipment Failure/Involved | Overhead | Conductor, Overhead | Together | 2020 | Tier 3 - Extreme | Transformer only | 8 | 17 | 2020-08-17 | 1015967 | Sus | Y | EquipmentFailureInvolved¦Overhead¦ConductorOverhead¦Together
20-0087856 | Equipment Failure/Involved | Overhead | Pole-Wood | Broken | 2020 | Tier 2 - Elevated | Distribution Circuit | 8 | 20 | 2020-08-20 | 1024676 | Sus | Y | EquipmentFailureInvolved¦Overhead¦PoleWood¦Broken
20-0090222 | Environmental/External | Fire, Forest/Grass | Pole-Wood | Burned/flashed | 2020 | Tier 3 - Extreme | Distribution Circuit | 8 | 19 | 2020-08-19 | 1032481 | Sus | Y | EnvironmentalExternal¦FireForestGrass¦PoleWood¦Burnedflashed
20-0091922 | Environmental/External | Fire, Forest/Grass | Conductor, Overhead | Normal | 2020 | Tier 3 - Extreme | Distribution Circuit | 8 | 19 | 2020-08-19 | 1045053 | Sus | Y | EnvironmentalExternal¦FireForestGrass¦ConductorOverhead¦Normal
20-0093863 | 3rd Party | Tree - cutting, 3rd party | Connector or Splice (OH) | Broken | 2020 | Tier 3 - Extreme | Distribution Circuit | 9 | 6 | 2020-09-06 | 1056839 | Sus | Y | 3rdParty¦Treecutting3rdparty¦ConnectororSplice(OH)¦Broken
20-0096092 | Environmental/External | Fire, Forest/Grass | Customer Equipment | Burned/flashed | 2020 | Tier 3 - Extreme | Transformer only | 8 | 19 | 2020-08-19 | 1063618 | Sus | Y | EnvironmentalExternal¦FireForestGrass¦CustomerEquipment¦Burnedflashed
20-0096213 | Environmental/External | Fire, Forest/Grass | Customer Equipment | Burned/flashed | 2020 | Tier 3 - Extreme | Transformer only | 9 | 10 | 2020-09-10 | 1063987 | Sus | Y | EnvironmentalExternal¦FireForestGrass¦CustomerEquipment¦Burnedflashed
20-0096216 | Environmental/External | Fire, Forest/Grass | Customer Equipment | Burned/flashed | 2020 | Tier 3 - Extreme | Transformer only | 9 | 10 | 2020-09-10 | 1063990 | Sus | Y | EnvironmentalExternal¦FireForestGrass¦CustomerEquipment¦Burnedflashed
20-0100386 | Environmental/External | Fire, Forest/Grass | Conductor, Overhead | Burned/flashed | 2020 | Tier 2 - Elevated | Distribution Circuit | 9 | 7 | 2020-09-07 | 1088654 | Sus | Y | EnvironmentalExternal¦FireForestGrass¦ConductorOverhead¦Burnedflashed
20-0106310 | Vegetation | Tree - fell into line | Conductor, Overhead | Broken, wire on ground | 2020 | Tier 2 - Elevated | Distribution Circuit | 10 | 7 | 2020-10-07 | 1113107 | Sus | Y | Vegetation¦Treefellintoline¦ConductorOverhead¦Brokenwireonground
20-0112948 | Wildfire Mitigation | Public Safety Power Shut-off | Fuse | Normal | 2020 | Tier 2 - Elevated | Distribution Circuit | 10 | 25 | 2020-10-25 | 1127159 | Sus | Y | WildfireMitigation¦PublicSafetyPowerShutoff¦Fuse¦Normal
20-0114537 | Unknown Cause | Patrol - found nothing |  |  | 2020 | Tier 3 - Extreme | Transformer only | 10 | 28 | 2020-10-28 | 1130891 | Sus | Y | UnknownCause¦Patrolfoundnothing¦¦
20-0116072 | 3rd Party | Vehicle | Secondary | Broken, wire on ground | 2020 | Tier 2 - Elevated | Distribution Circuit | 11 | 2 | 2020-11-02 | 1134368 | Sus | Y | 3rdParty¦Vehicle¦Secondary¦Brokenwireonground
20-0116742 | Unknown Cause | Patrol - found nothing |  |  | 2020 | Tier 3 - Extreme | Distribution Circuit | 11 | 3 | 2020-11-03 | 1135411 | Sus | Y | UnknownCause¦Patrolfoundnothing¦¦
20-0118372 | Vegetation | Tree - branch fell on line | Conductor, Overhead | Normal | 2020 | Tier 3 - Extreme | Distribution Circuit | 11 | 8 | 2020-11-08 | 1139042 | Sus | Y | Vegetation¦Treebranchfellonline¦ConductorOverhead¦Normal
20-0118439 | Unknown Cause | Patrol - found nothing |  |  | 2020 | Tier 2 - Elevated | Distribution Circuit | 11 | 8 | 2020-11-08 | 1139356 | Sus | Y | UnknownCause¦Patrolfoundnothing¦¦
20-0119980 | Animal | Bird found | Conductor, Overhead | Normal | 2020 | Tier 2 - Elevated | Distribution Circuit | 11 | 12 | 2020-11-12 | 1142256 | Sus | Y | Animal¦Birdfound¦ConductorOverhead¦Normal
20-0120720 | Vegetation | Tree - bark fell into line | Conductor, Overhead | Normal | 2020 | Tier 3 - Extreme | Distribution Circuit | 11 | 13 | 2020-11-13 | 1143672 | Sus | Y | Vegetation¦Treebarkfellintoline¦ConductorOverhead¦Normal
20-0125015 | Equipment Failure/Involved | Overhead | Stepdown | Failed/Faulted | 2020 | Tier 2 - Elevated | Distribution Circuit | 11 | 25 | 2020-11-25 | 1154421 | Sus | Y | EquipmentFailureInvolved¦Overhead¦Stepdown¦FailedFaulted
20-0125397 | Animal | Squirrel | Fuse | Failed/Faulted | 2020 | Tier 2 - Elevated | Distribution Circuit | 11 | 26 | 2020-11-26 | 1154804 | Sus | Y | Animal¦Squirrel¦Fuse¦FailedFaulted
20-0125557 | Unknown Cause | Patrol - found nothing |  |  | 2020 | Tier 2 - Elevated | Distribution Circuit | 11 | 28 | 2020-11-28 | 1155429 | Sus | Y | UnknownCause¦Patrolfoundnothing¦¦
20-0128358 | Equipment Failure/Involved | Overhead | Pole-Wood | Broken | 2020 | Tier 2 - Elevated | Distribution Circuit | 12 | 7 | 2020-12-07 | 1167253 | Sus | N | EquipmentFailureInvolved¦Overhead¦PoleWood¦Broken
20-0131724 | 3rd Party | Vehicle | Pole-Wood | Broken | 2020 | Tier 2 - Elevated | Distribution Circuit | 12 | 24 | 2020-12-24 | 1198388 | Sus | N | 3rdParty¦Vehicle¦PoleWood¦Broken
21-0004909 | Vegetation | Tree - fell into line | Secondary | Broken, wire on ground | 2021 | Tier 2 - Elevated | Transformer only | 1 | 4 | 2021-01-04 | 1204122 | Sus | N | Vegetation¦Treefellintoline¦Secondary¦Brokenwireonground
21-0009061 | Company Initiated | Construction Activity/equip, company | Fuse | Normal | 2021 | Tier 3 - Extreme | Distribution Circuit | 1 | 15 | 2021-01-15 | 1211014 | Sus | N | CompanyInitiated¦ConstructionActivityequipcompany¦Fuse¦Normal
21-0012414 | Equipment Failure/Involved | Overhead | Pole-Wood | Broken | 2021 | Tier 3 - Extreme | Distribution Circuit | 1 | 20 | 2021-01-20 | 1218916 | Sus | N | EquipmentFailureInvolved¦Overhead¦PoleWood¦Broken
21-0012690 | Vegetation | Tree - branch fell on line | Transformer (OH) | Broken | 2021 | Tier 3 - Extreme | Transformer only | 1 | 22 | 2021-01-22 | 1220809 | Sus | N | Vegetation¦Treebranchfellonline¦Transformer(OH)¦Broken
21-0015106 | Equipment Failure/Involved | Overhead | Secondary | Arcing | 2021 | Tier 2 - Elevated | Distribution Circuit | 1 | 26 | 2021-01-26 | 1228260 | Sus | N | EquipmentFailureInvolved¦Overhead¦Secondary¦Arcing
21-0019207 | 3rd Party | Vehicle | Anchor or Guy | Broken | 2021 | Tier 2 - Elevated | Distribution Circuit | 1 | 29 | 2021-01-29 | 1242732 | Sus | N | 3rdParty¦Vehicle¦AnchororGuy¦Broken
21-0020055 | Equipment Failure/Involved | Underground | Conductor, Underground | Deteriorated | 2021 | Tier 2 - Elevated | Distribution Circuit | 1 | 31 | 2021-01-31 | 1244078 | Sus | N | EquipmentFailureInvolved¦Underground¦ConductorUnderground¦Deteriorated
21-0021466 | Vegetation | Tree - branch fell on line | Jumper | Broken | 2021 | Tier 3 - Extreme | Distribution Circuit | 2 | 3 | 2021-02-03 | 1246752 | Sus | N | Vegetation¦Treebranchfellonline¦Jumper¦Broken
21-0022652 | 3rd Party | Vehicle | Pole-Wood | Broken | 2021 | Tier 3 - Extreme | Distribution Circuit | 2 | 6 | 2021-02-06 | 1249520 | Sus | N | 3rdParty¦Vehicle¦PoleWood¦Broken
21-0022724 | Unknown Cause | Patrol - found nothing |  |  | 2021 | Tier 2 - Elevated | Distribution Circuit | 2 | 6 | 2021-02-06 | 1249811 | Sus | N | UnknownCause¦Patrolfoundnothing¦¦
21-0025391 | Company Initiated | Operating error | Fuse | Failed/Faulted | 2021 | Tier 2 - Elevated | Distribution Circuit | 2 | 13 | 2021-02-13 | 1254612 | Sus | N | CompanyInitiated¦Operatingerror¦Fuse¦FailedFaulted
21-0029828 | Unknown Cause | Patrol - found nothing |  |  | 2021 | Tier 2 - Elevated | Distribution Circuit | 2 | 26 | 2021-02-26 | 1262684 | Sus | N | UnknownCause¦Patrolfoundnothing¦¦
21-0030218 | Vegetation | Tree - branch fell on line | Conductor, Overhead | Normal | 2021 | Tier 2 - Elevated | Distribution Circuit | 2 | 26 | 2021-02-26 | 1263415 | Sus | N | Vegetation¦Treebranchfellonline¦ConductorOverhead¦Normal
21-0038086 | Unknown Cause | Patrol - found nothing |  |  | 2021 | Tier 3 - Extreme | Distribution Circuit | 3 | 18 | 2021-03-18 | 1287762 | Sus | N | UnknownCause¦Patrolfoundnothing¦¦
21-0040161 | Equipment Failure/Involved | Overhead | Crossarm, Wood | Broken | 2021 | Tier 3 - Extreme | Distribution Circuit | 3 | 23 | 2021-03-23 | 1294833 | Sus | N | EquipmentFailureInvolved¦Overhead¦CrossarmWood¦Broken
21-0047192 | Animal | Bird found | Conductor, Overhead | Normal | 2021 | Tier 2 - Elevated | Distribution Circuit | 4 | 10 | 2021-04-10 | 1312776 | Sus | N | Animal¦Birdfound¦ConductorOverhead¦Normal
21-0055962 | Unknown Cause | Patrol - found nothing |  |  | 2021 | Tier 3 - Extreme | Distribution Circuit | 5 | 3 | 2021-05-03 | 1339461 | Sus | Y | UnknownCause¦Patrolfoundnothing¦¦
21-0059032 | Equipment Failure/Involved | Overhead | Conductor, Overhead | Normal | 2021 | Tier 3 - Extreme | Distribution Circuit | 5 | 9 | 2021-05-09 | 1344516 | Sus | Y | EquipmentFailureInvolved¦Overhead¦ConductorOverhead¦Normal
21-0059500 | Vegetation | Tree - branch fell on line | Transformer (OH) | Broken, wire on ground | 2021 | Tier 2 - Elevated | Transformer only | 5 | 10 | 2021-05-10 | 1345429 | Sus | Y | Vegetation¦Treebranchfellonline¦Transformer(OH)¦Brokenwireonground
21-0061710 | Equipment Failure/Involved | Overhead | Secondary | Broken, wire on ground | 2021 | Tier 2 - Elevated | Transformer only | 5 | 14 | 2021-05-14 | 1349554 | Sus | Y | EquipmentFailureInvolved¦Overhead¦Secondary¦Brokenwireonground
21-0062459 | Equipment Failure/Involved | Overhead | Secondary | Broken | 2021 | Tier 2 - Elevated | Transformer only | 5 | 17 | 2021-05-17 | 1351826 | Sus | Y | EquipmentFailureInvolved¦Overhead¦Secondary¦Broken
21-0067900 | Equipment Failure/Involved | Underground | Transformer (OH) | Failed/Faulted | 2021 | Tier 2 - Elevated | Transformer only | 5 | 31 | 2021-05-31 | 1361966 | Sus | Y | EquipmentFailureInvolved¦Underground¦Transformer(OH)¦FailedFaulted
21-0069736 | Equipment Failure/Involved | Electrical Overload | Transformer (OH) | Failed/Faulted | 2021 | Tier 2 - Elevated | Transformer only | 6 | 3 | 2021-06-03 | 1365201 | Sus | Y | EquipmentFailureInvolved¦ElectricalOverload¦Transformer(OH)¦FailedFaulted
21-0072755 | Equipment Failure/Involved | Overhead | Insulator | Broken | 2021 | Tier 3 - Extreme | Distribution Circuit | 6 | 10 | 2021-06-10 | 1370192 | Sus | Y | EquipmentFailureInvolved¦Overhead¦Insulator¦Broken
21-0076671 | Vegetation | Tree - fell into line | Conductor, Overhead | Broken, wire on ground | 2021 | Tier 2 - Elevated | Distribution Circuit | 6 | 19 | 2021-06-19 | 1379494 | Sus | Y | Vegetation¦Treefellintoline¦ConductorOverhead¦Brokenwireonground
21-0080284 | Equipment Failure/Involved | Overhead | Transformer | Failed/Faulted | 2021 | Tier 2 - Elevated | Transformer only | 6 | 26 | 2021-06-26 | 1385615 | Sus | Y | EquipmentFailureInvolved¦Overhead¦Transformer¦FailedFaulted
21-0102826 | Animal | Other | Lightning Arrestor | Normal | 2021 | Tier 2 - Elevated | Distribution Circuit | 8 | 11 | 2021-08-11 | 1439666 | Sus | Y | Animal¦Other¦LightningArrestor¦Normal
21-0105990 | Equipment Failure/Involved | Overhead | Crossarm, Wood | Broken | 2021 | Tier 3 - Extreme | Transformer only | 8 | 17 | 2021-08-17 | 1445347 | Sus | Y | EquipmentFailureInvolved¦Overhead¦CrossarmWood¦Broken
21-0106785 | Unknown Cause | Patrol - found nothing |  |  | 2021 | Tier 2 - Elevated | Transformer only | 8 | 19 | 2021-08-19 | 1447030 | Sus | Y | UnknownCause¦Patrolfoundnothing¦¦
21-0110298 | Equipment Failure/Involved | Overhead | Pole-Wood | Broken | 2021 | Tier 2 - Elevated | Distribution Circuit | 8 | 27 | 2021-08-27 | 1455700 | Sus | Y | EquipmentFailureInvolved¦Overhead¦PoleWood¦Broken
21-0114969 | Vegetation | Tree - branch fell on line | Conductor, Overhead | Normal | 2021 | Tier 2 - Elevated | Distribution Circuit | 9 | 8 | 2021-09-08 | 1465000 | Sus | Y | Vegetation¦Treebranchfellonline¦ConductorOverhead¦Normal
21-0114974 | Unknown Cause | Patrol - found nothing |  |  | 2021 | Tier 2 - Elevated | Distribution Circuit | 9 | 8 | 2021-09-08 | 1464762 | Sus | Y | UnknownCause¦Patrolfoundnothing¦¦
21-0115426 | Unknown Cause | Patrol - found nothing |  |  | 2021 | Tier 3 - Extreme | Distribution Circuit | 9 | 9 | 2021-09-09 | 1466192 | Sus | Y | UnknownCause¦Patrolfoundnothing¦¦
21-0116550 | Unknown Cause | Patrol - found nothing |  |  | 2021 | Tier 3 - Extreme | Distribution Circuit | 9 | 12 | 2021-09-12 | 1470208 | Sus | Y | UnknownCause¦Patrolfoundnothing¦¦
21-0117624 | Unknown Cause | Patrol - found nothing |  |  | 2021 | Tier 3 - Extreme | Distribution Circuit | 9 | 15 | 2021-09-15 | 1472015 | Sus | Y | UnknownCause¦Patrolfoundnothing¦¦
21-0119667 | Wildfire Mitigation | Public Safety Power Shut-off | Conductor, Overhead | Normal | 2021 | Tier 2 - Elevated | Distribution Circuit | 9 | 20 | 2021-09-20 | 1475828 | Sus | Y | WildfireMitigation¦PublicSafetyPowerShutoff¦ConductorOverhead¦Normal
21-0119907 | Wildfire Mitigation | Public Safety Power Shut-off | Transformer (OH) | Normal | 2021 | Tier 2 - Elevated | Transformer only | 9 | 21 | 2021-09-21 | 1476824 | Sus | Y | WildfireMitigation¦PublicSafetyPowerShutoff¦Transformer(OH)¦Normal
21-0122693 | Company Initiated | Improper Construction | Conductor, Underground | Normal | 2022 | Tier 3 - Extreme | Distribution Circuit | 2 | 1 | 2022-02-01 | 1618338 | Sus | N | CompanyInitiated¦ImproperConstruction¦ConductorUnderground¦Normal
21-0124614 | Equipment Failure/Involved | Overhead | Crossarm, Wood | Broken, wire on ground | 2021 | Tier 2 - Elevated | Distribution Circuit | 9 | 30 | 2021-09-30 | 1484487 | Sus | Y | EquipmentFailureInvolved¦Overhead¦CrossarmWood¦Brokenwireonground
21-0129094 | Vegetation | Tree - fell into line | Conductor, Overhead | Normal | 2021 | Tier 3 - Extreme | Distribution Circuit | 10 | 11 | 2021-10-11 | 1494013 | Sus | Y | Vegetation¦Treefellintoline¦ConductorOverhead¦Normal
21-0135680 | Unknown Cause | Patrol - found nothing |  |  | 2021 | Tier 2 - Elevated | Transmission line | 10 | 24 | 2021-10-24 | 1507809 | Sus | Y | UnknownCause¦Patrolfoundnothing¦¦
21-0136182 | Vegetation | Tree - fell into line | Conductor, Overhead | Broken, wire on ground | 2021 | Tier 3 - Extreme | Distribution Circuit | 10 | 24 | 2021-10-24 | 1510626 | Sus | Y | Vegetation¦Treefellintoline¦ConductorOverhead¦Brokenwireonground
21-0137477 | Vegetation | Tree - branch fell on line | Conductor, Overhead | Normal | 2021 | Tier 3 - Extreme | Distribution Circuit | 10 | 24 | 2021-10-24 | 1509199 | Sus | Y | Vegetation¦Treebranchfellonline¦ConductorOverhead¦Normal
21-0137726 | Vegetation | Tree - fell into line | Transformer (OH) | Broken | 2021 | Tier 2 - Elevated | Transformer only | 10 | 25 | 2021-10-25 | 1519173 | Sus | Y | Vegetation¦Treefellintoline¦Transformer(OH)¦Broken
21-0140463 | Equipment Failure/Involved | Underground | Transformer (UG) | Broken | 2021 | Tier 3 - Extreme | Distribution Circuit | 11 | 1 | 2021-11-01 | 1526945 | Sus | Y | EquipmentFailureInvolved¦Underground¦Transformer(UG)¦Broken
21-0152281 | Unknown Cause | Patrol - found nothing |  |  | 2021 | Tier 3 - Extreme | Distribution Circuit | 11 | 27 | 2021-11-27 | 1555167 | Sus | Y | UnknownCause¦Patrolfoundnothing¦¦
21-0158566 | Vegetation | Tree - fell into line | Conductor, Overhead | Broken, wire on ground | 2021 | Tier 3 - Extreme | Distribution Circuit | 12 | 15 | 2021-12-15 | 1573280 | Sus | N | Vegetation¦Treefellintoline¦ConductorOverhead¦Brokenwireonground
21-0159699 | 3rd Party | Vehicle | Pole-Wood | Broken | 2021 | Tier 2 - Elevated | Distribution Circuit | 12 | 19 | 2021-12-19 | 1577166 | Sus | N | 3rdParty¦Vehicle¦PoleWood¦Broken
21-0160694 | Equipment Failure/Involved | Overhead | Crossarm, Wood | Broken | 2021 | Tier 3 - Extreme | Distribution Circuit | 12 | 26 | 2021-12-26 | 1582108 | Sus | N | EquipmentFailureInvolved¦Overhead¦CrossarmWood¦Broken
21-0160777 | Unknown Cause | Patrol - found nothing |  |  | 2021 | Tier 3 - Extreme | Distribution Circuit | 12 | 26 | 2021-12-26 | 1582572 | Sus | N | UnknownCause¦Patrolfoundnothing¦¦
21-0161188 | Unknown Cause | Patrol - found nothing |  |  | 2021 | Tier 3 - Extreme | Distribution Circuit | 12 | 27 | 2021-12-27 | 1585322 | Sus | N | UnknownCause¦Patrolfoundnothing¦¦
21-0161652 | Unknown Cause | Patrol - found nothing |  |  | 2021 | Tier 3 - Extreme | Distribution Circuit | 12 | 29 | 2021-12-29 | 1588146 | Sus | N | UnknownCause¦Patrolfoundnothing¦¦
22-0005082 | Equipment Failure/Involved | Overhead | Conductor, Overhead | Broken, wire on ground | 2021 | Tier 3 - Extreme | Distribution Circuit | 12 | 27 | 2021-12-27 | 1585011 | Sus | N | EquipmentFailureInvolved¦Overhead¦ConductorOverhead¦Brokenwireonground
22-0005187 | Equipment Failure/Involved | Overhead | Fuse | Failed/Faulted | 2022 | Tier 2 - Elevated | Transformer only | 1 | 2 | 2022-01-02 | 1592368 | Sus | N | EquipmentFailureInvolved¦Overhead¦Fuse¦FailedFaulted
22-0005249 | Vegetation | Tree - fell into line | Conductor, Overhead | Together | 2022 | Tier 3 - Extreme | Distribution Circuit | 1 | 2 | 2022-01-02 | 1592656 | Sus | N | Vegetation¦Treefellintoline¦ConductorOverhead¦Together
22-0007539 | Equipment Failure/Involved | Overhead | Jumper | Broken | 2022 | Tier 2 - Elevated | Transformer only | 1 | 7 | 2022-01-07 | 1597630 | Sus | N | EquipmentFailureInvolved¦Overhead¦Jumper¦Broken
22-0013055 | Vegetation | Tree - fell into line | Conductor, Overhead | Normal | 2022 | Tier 2 - Elevated | Distribution Circuit | 1 | 22 | 2022-01-22 | 1609394 | Sus | N | Vegetation¦Treefellintoline¦ConductorOverhead¦Normal
22-0013207 | Vegetation | Tree - fell into line | Conductor, Overhead | Broken, wire on ground | 2022 | Tier 2 - Elevated | Distribution Circuit | 1 | 23 | 2022-01-23 | 1609995 | Sus | N | Vegetation¦Treefellintoline¦ConductorOverhead¦Brokenwireonground
22-0019061 | Vegetation | Tree - fell into line | Conductor, Overhead | Broken, wire on ground | 2022 | Tier 2 - Elevated | Distribution Circuit | 2 | 6 | 2022-02-06 | 1622114 | Sus | N | Vegetation¦Treefellintoline¦ConductorOverhead¦Brokenwireonground
22-0020116 | Equipment Failure/Involved | Overhead | Transformer (OH) | Broken | 2022 | Tier 3 - Extreme | Transformer only | 2 | 9 | 2022-02-09 | 1623743 | Sus | N | EquipmentFailureInvolved¦Overhead¦Transformer(OH)¦Broken
22-0036954 | Vegetation | Tree - fell into line | Service conductor | Broken | 2022 | Tier 2 - Elevated | Transformer only | 3 | 22 | 2022-03-22 | 1653192 | Sus | N | Vegetation¦Treefellintoline¦Serviceconductor¦Broken
22-0040894 | Unknown Cause | Patrol - not conducted |  |  | 2022 | Tier 3 - Extreme | Distribution Circuit | 3 | 30 | 2022-03-30 | 1659950 | Sus | N | UnknownCause¦Patrolnotconducted¦¦
22-0045426 | Vegetation | Tree - branch fell on line | Conductor, Overhead | Normal | 2022 | Tier 3 - Extreme | Distribution Circuit | 4 | 11 | 2022-04-11 | 1668302 | Sus | N | Vegetation¦Treebranchfellonline¦ConductorOverhead¦Normal
22-0046566 | Vegetation | Tree - branch fell on line | Conductor, Overhead | Broken | 2022 | Tier 2 - Elevated | Distribution Circuit | 4 | 12 | 2022-04-12 | 1670430 | Sus | N | Vegetation¦Treebranchfellonline¦ConductorOverhead¦Broken
22-0049795 | Equipment Failure/Involved | Substation | Insulator | Broken | 2022 | Tier 2 - Elevated | Substation - Distribution | 5 | 3 | 2022-05-03 | 1687465 | Sus | Y | EquipmentFailureInvolved¦Substation¦Insulator¦Broken
22-0058151 | Equipment Failure/Involved | Overhead | Pole-Wood | Broken | 2022 | Tier 2 - Elevated | Distribution Circuit | 5 | 4 | 2022-05-04 | 1688670 | Sus | Y | EquipmentFailureInvolved¦Overhead¦PoleWood¦Broken
22-0060920 | Vegetation | Tree - branch fell on line | Conductor, Overhead | Normal | 2022 | Tier 2 - Elevated | Distribution Circuit | 5 | 11 | 2022-05-11 | 1694091 | Sus | Y | Vegetation¦Treebranchfellonline¦ConductorOverhead¦Normal
22-0062693 | Unknown Cause | Patrol - found nothing |  |  | 2022 | Tier 2 - Elevated | Distribution Circuit | 5 | 17 | 2022-05-17 | 1697875 | Sus | Y | UnknownCause¦Patrolfoundnothing¦¦
22-0065438 | Equipment Failure/Involved | Overhead | Fuse | Burned Open | 2022 | Tier 2 - Elevated | Transformer only | 5 | 23 | 2022-05-23 | 1708309 | Sus | Y | EquipmentFailureInvolved¦Overhead¦Fuse¦BurnedOpen
22-0073248 | Equipment Failure/Involved | Underground | Secondary | Broken | 2022 | Tier 2 - Elevated | Transformer only | 6 | 11 | 2022-06-11 | 1728625 | Sus | Y | EquipmentFailureInvolved¦Underground¦Secondary¦Broken
22-0073678 | Unknown Cause | Patrol - found nothing |  |  | 2022 | Tier 2 - Elevated | Distribution Circuit | 6 | 13 | 2022-06-13 | 1730107 | Sus | Y | UnknownCause¦Patrolfoundnothing¦¦
22-0076676 | Unknown Cause | Patrol - found nothing |  |  | 2022 | Tier 2 - Elevated | Distribution Circuit | 6 | 21 | 2022-06-21 | 1737218 | Sus | Y | UnknownCause¦Patrolfoundnothing¦¦
22-0088619 | Animal | Squirrel | Conductor, Overhead | Normal | 2022 | Tier 3 - Extreme | Distribution Circuit | 7 | 22 | 2022-07-22 | 1763139 | Sus | Y | Animal¦Squirrel¦ConductorOverhead¦Normal
22-0090893 | Unknown Cause | Patrol - found nothing |  |  | 2022 | Tier 3 - Extreme | Distribution Circuit | 7 | 28 | 2022-07-28 | 1767439 | Sus | Y | UnknownCause¦Patrolfoundnothing¦¦
22-0093386 | Equipment Failure/Involved | Overhead | Transformer (OH) | Failed/Faulted | 2022 | Tier 2 - Elevated | Transformer only | 8 | 3 | 2022-08-03 | 1772389 | Sus | Y | EquipmentFailureInvolved¦Overhead¦Transformer(OH)¦FailedFaulted
22-0094507 | Company Initiated | Operating error | Recloser | Normal | 2022 | Tier 3 - Extreme | Distribution Circuit | 8 | 5 | 2022-08-05 | 1774529 | Sus | Y | CompanyInitiated¦Operatingerror¦Recloser¦Normal
22-0099405 | Equipment Failure/Involved | Overhead | Transformer (OH) | Failed/Faulted | 2022 | Tier 2 - Elevated | Distribution Circuit | 8 | 18 | 2022-08-18 | 1784647 | Sus | Y | EquipmentFailureInvolved¦Overhead¦Transformer(OH)¦FailedFaulted
22-0100058 | Unknown Cause | Patrol - found nothing |  |  | 2022 | Tier 3 - Extreme | Distribution Circuit | 8 | 20 | 2022-08-20 | 1785832 | Sus | Y | UnknownCause¦Patrolfoundnothing¦¦
22-0111669 | Unknown Cause | Patrol - not conducted |  |  | 2022 | Tier 3 - Extreme | Distribution Circuit | 9 | 18 | 2022-09-18 | 1814613 | Sus | Y | UnknownCause¦Patrolnotconducted¦¦
22-0111850 | Equipment Failure/Involved | Overhead | Crossarm, Wood | Burned/flashed | 2022 | Tier 2 - Elevated | Distribution Circuit | 9 | 19 | 2022-09-19 | 1815633 | Sus | Y | EquipmentFailureInvolved¦Overhead¦CrossarmWood¦Burnedflashed
22-0112252 | 3rd Party | Customer Equipment | Recloser | Normal | 2022 | Tier 3 - Extreme | Distribution Circuit | 9 | 19 | 2022-09-19 | 1816450 | Sus | Y | 3rdParty¦CustomerEquipment¦Recloser¦Normal
22-0118480 | Unknown Cause | Patrol - found nothing |  |  | 2022 | Tier 2 - Elevated | Distribution Circuit | 10 | 6 | 2022-10-06 | 1829983 | Sus | Y | UnknownCause¦Patrolfoundnothing¦¦
22-0125958 | Unknown Cause | Patrol - found nothing |  |  | 2022 | Tier 2 - Elevated | Distribution Circuit | 10 | 29 | 2022-10-29 | 1848426 | Sus | Y | UnknownCause¦Patrolfoundnothing¦¦
22-0126226 | Company Initiated | Personnel, company |  |  | 2022 | Tier 2 - Elevated | Distribution Circuit | 11 | 21 | 2022-11-21 | 1866799 | Sus | Y | CompanyInitiated¦Personnelcompany¦¦
22-0126911 | Vegetation | Tree - branch fell on line | Conductor, Overhead | Normal | 2022 | Tier 3 - Extreme | Distribution Circuit | 11 | 2 | 2022-11-02 | 1851251 | Sus | Y | Vegetation¦Treebranchfellonline¦ConductorOverhead¦Normal
22-0127226 | Unknown Cause | Patrol - found nothing |  |  | 2022 | Tier 2 - Elevated | Distribution Circuit | 11 | 2 | 2022-11-02 | 1852017 | Sus | Y | UnknownCause¦Patrolfoundnothing¦¦
22-0127907 | Animal | Squirrel | Fuse | Failed/Faulted | 2022 | Tier 2 - Elevated | Transformer only | 11 | 4 | 2022-11-04 | 1853381 | Sus | Y | Animal¦Squirrel¦Fuse¦FailedFaulted
22-0129324 | Vegetation | Tree - fell into line | Conductor, Overhead | Broken, wire on ground | 2022 | Tier 3 - Extreme | Distribution Circuit | 11 | 8 | 2022-11-08 | 1858338 | Sus | Y | Vegetation¦Treefellintoline¦ConductorOverhead¦Brokenwireonground
22-0129324 | Vegetation | Tree - fell into line | Conductor, Overhead | Broken, wire on ground | 2022 | Tier 3 - Extreme | Distribution Circuit | 11 | 8 | 2022-11-08 | 1858338 | Sus | Y | Vegetation¦Treefellintoline¦ConductorOverhead¦Brokenwireonground
22-0135784 | Equipment Failure/Involved | Overhead | Connector or Splice (OH) | Deteriorated | 2022 | Tier 2 - Elevated | Transformer only | 12 | 1 | 2022-12-01 | 1873498 | Sus | N | EquipmentFailureInvolved¦Overhead¦ConnectororSplice(OH)¦Deteriorated
22-0136048 | Unknown Cause | Patrol - found nothing |  |  | 2022 | Tier 3 - Extreme | Distribution Circuit | 12 | 2 | 2022-12-02 | 1874346 | Sus | N | UnknownCause¦Patrolfoundnothing¦¦
22-0136576 | Equipment Failure/Involved | Overhead | Conductor, Overhead | Broken, wire on ground | 2022 | Tier 2 - Elevated | Distribution Circuit | 12 | 5 | 2022-12-05 | 1876183 | Sus | N | EquipmentFailureInvolved¦Overhead¦ConductorOverhead¦Brokenwireonground
22-0138841 | Equipment Failure/Involved | Electrical Overload | Transformer | Burned/flashed | 2022 | Tier 2 - Elevated | Transformer only | 12 | 11 | 2022-12-11 | 1885289 | Sus | N | EquipmentFailureInvolved¦ElectricalOverload¦Transformer¦Burnedflashed
22-0139058 | Equipment Failure/Involved | Overhead | Connector or Splice (OH) | Broken, wire on ground | 2022 | Tier 2 - Elevated | Distribution Circuit | 12 | 11 | 2022-12-11 | 1886210 | Sus | N | EquipmentFailureInvolved¦Overhead¦ConnectororSplice(OH)¦Brokenwireonground
22-0142240 | Vegetation | Tree - fell into line | Conductor, Overhead | Together | 2022 | Tier 2 - Elevated | Distribution Circuit | 12 | 30 | 2022-12-30 | 1902307 | Sus | N | Vegetation¦Treefellintoline¦ConductorOverhead¦Together
22-0142327 | Equipment Failure/Involved | Overhead | Fuse | Burned Open | 2022 | Tier 2 - Elevated | Distribution Circuit | 12 | 30 | 2022-12-30 | 1902719 | Sus | N | EquipmentFailureInvolved¦Overhead¦Fuse¦BurnedOpen
22-0142440 | Vegetation | Tree - fell into line | Pole-Wood | Broken, wire on ground | 2022 | Tier 3 - Extreme | Distribution Circuit | 12 | 31 | 2022-12-31 | 1902890 | Sus | N | Vegetation¦Treefellintoline¦PoleWood¦Brokenwireonground
15-0010329 | Vegetation | Tree - grew into line | Transformer | Broken, wire on ground | 2015 | Tier 3 - Extreme | Transformer only | 2 | 6 | 2015-02-06 | 1175121 | Sus | N | Vegetation¦Treegrewintoline¦Transformer¦Brokenwireonground
15-0011494 | Vegetation | Tree - grew into line | Transformer | On Ground | 2015 | Tier 3 - Extreme | Transformer only | 2 | 8 | 2015-02-08 | 1182356 | Sus | N | Vegetation¦Treegrewintoline¦Transformer¦OnGround
15-0016229 | Animal | Squirrel | Conductor, Overhead | Normal | 2015 | Tier 2 - Elevated | Distribution Circuit | 2 | 27 | 2015-02-27 | 1196729 | Sus | N | Animal¦Squirrel¦ConductorOverhead¦Normal
15-0025142 | Equipment Failure/Involved | Lightning | Transformer | Failed/Faulted | 2015 | Tier 2 - Elevated | Transformer only | 4 | 7 | 2015-04-07 | 1215459 | Sus | N | EquipmentFailureInvolved¦Lightning¦Transformer¦FailedFaulted
15-0032387 | Unknown Cause | Patrol - found nothing |  |  | 2015 | Tier 2 - Elevated | Distribution Circuit | 5 | 7 | 2015-05-07 | 1230412 | Sus | Y | UnknownCause¦Patrolfoundnothing¦¦
15-0033107 | Equipment Failure/Involved | Overhead | Transformer | Failed/Faulted | 2015 | Tier 3 - Extreme | Transformer only | 5 | 9 | 2015-05-09 | 1232096 | Sus | Y | EquipmentFailureInvolved¦Overhead¦Transformer¦FailedFaulted
15-0037984 | Equipment Failure/Involved | Other | Cutout, fuse holder | Failed/Faulted | 2015 | Tier 2 - Elevated | Transformer only | 6 | 2 | 2015-06-02 | 1242779 | Sus | Y | EquipmentFailureInvolved¦Other¦Cutoutfuseholder¦FailedFaulted
15-0039009 | Unknown Cause | Patrol - not conducted |  |  | 2015 | Tier 2 - Elevated | Distribution Circuit | 6 | 6 | 2015-06-06 | 1244656 | Sus | Y | UnknownCause¦Patrolnotconducted¦¦
15-0039825 | Vegetation | Tree - fell into line | Conductor, Overhead | Broken, wire on ground | 2015 | Tier 3 - Extreme | Distribution Circuit | 6 | 9 | 2015-06-09 | 1247803 | Sus | Y | Vegetation¦Treefellintoline¦ConductorOverhead¦Brokenwireonground
15-0042362 | Animal | Bird found | Fuse | Failed/Faulted | 2015 | Tier 2 - Elevated | Distribution Circuit | 6 | 21 | 2015-06-21 | 1254247 | Sus | Y | Animal¦Birdfound¦Fuse¦FailedFaulted
15-0043717 | Animal | Bird found | Conductor, Overhead | Normal | 2015 | Tier 2 - Elevated | Distribution Circuit | 6 | 27 | 2015-06-27 | 1257596 | Sus | Y | Animal¦Birdfound¦ConductorOverhead¦Normal
15-0044140 | Vegetation | Tree - branch fell on line | Conductor, Overhead | Normal | 2015 | Tier 2 - Elevated | Distribution Circuit | 6 | 30 | 2015-06-30 | 1259110 | Sus | Y | Vegetation¦Treebranchfellonline¦ConductorOverhead¦Normal
15-0045471 | Vegetation | Tree - branch fell on line | Conductor, Overhead | Normal | 2015 | Tier 2 - Elevated | Distribution Circuit | 7 | 4 | 2015-07-04 | 1262739 | Sus | Y | Vegetation¦Treebranchfellonline¦ConductorOverhead¦Normal
15-0048635 | Environmental/External | Lightning | Fuse | Failed/Faulted | 2015 | Tier 3 - Extreme | Distribution Circuit | 7 | 19 | 2015-07-19 | 1271941 | Sus | Y | EnvironmentalExternal¦Lightning¦Fuse¦FailedFaulted
15-0049371 | Equipment Failure/Involved | Overhead | Transformer | Failed/Faulted | 2015 | Tier 3 - Extreme | Transformer only | 7 | 20 | 2015-07-20 | 1274273 | Sus | Y | EquipmentFailureInvolved¦Overhead¦Transformer¦FailedFaulted
15-0057296 | 3rd Party | Vehicle | Anchor or Guy | Broken | 2015 | Tier 2 - Elevated | Distribution Circuit | 8 | 25 | 2015-08-25 | 1294494 | Sus | Y | 3rdParty¦Vehicle¦AnchororGuy¦Broken
15-0061890 | Environmental/External | Fire, Forest/Grass | Pole-Wood | Burned/flashed | 2015 | Tier 3 - Extreme | Distribution Circuit | 9 | 12 | 2015-09-12 | 1307565 | Sus | Y | EnvironmentalExternal¦FireForestGrass¦PoleWood¦Burnedflashed
15-0061991 | Environmental/External | Fire, Forest/Grass | Conductor, Overhead | Burned/flashed | 2015 | Tier 2 - Elevated | Distribution Circuit | 9 | 12 | 2015-09-12 | 1307753 | Sus | Y | EnvironmentalExternal¦FireForestGrass¦ConductorOverhead¦Burnedflashed
15-0070075 | Equipment Failure/Involved | Overhead | Transformer (OH) | Broken | 2015 | Tier 3 - Extreme | Transformer only | 10 | 13 | 2015-10-13 | 1321215 | Sus | Y | EquipmentFailureInvolved¦Overhead¦Transformer(OH)¦Broken
15-0071472 | Vegetation | Tree - branch fell on line | Conductor, Overhead | Broken, wire on ground | 2015 | Tier 3 - Extreme | Distribution Circuit | 10 | 18 | 2015-10-18 | 1324491 | Sus | Y | Vegetation¦Treebranchfellonline¦ConductorOverhead¦Brokenwireonground
15-0076310 | Equipment Failure/Involved | Overhead | Cutout, fuse holder | Broken | 2015 | Tier 2 - Elevated | Transformer only | 11 | 7 | 2015-11-07 | 1336924 | Sus | Y | EquipmentFailureInvolved¦Overhead¦Cutoutfuseholder¦Broken
15-0076454 | Equipment Failure/Involved | Overhead | Fuse | Broken | 2015 | Tier 3 - Extreme | Distribution Circuit | 11 | 8 | 2015-11-08 | 1337364 | Sus | Y | EquipmentFailureInvolved¦Overhead¦Fuse¦Broken
15-0078053 | Vegetation | Tree - fell into line | Crossarm, Wood | Broken | 2015 | Tier 2 - Elevated | Distribution Circuit | 11 | 15 | 2015-11-15 | 1342623 | Sus | Y | Vegetation¦Treefellintoline¦CrossarmWood¦Broken
15-0080056 | Equipment Failure/Involved | Overhead | Cutout, fuse holder | Broken | 2015 | Tier 3 - Extreme | Distribution Circuit | 11 | 23 | 2015-11-23 | 1347066 | Sus | Y | EquipmentFailureInvolved¦Overhead¦Cutoutfuseholder¦Broken
15-0083958 | Vegetation | Tree - bark fell into line | Conductor, Overhead | Together | 2015 | Tier 3 - Extreme | Distribution Circuit | 12 | 10 | 2015-12-10 | 1357336 | Sus | N | Vegetation¦Treebarkfellintoline¦ConductorOverhead¦Together
15-0084055 | Unknown Cause | Patrol - found nothing |  |  | 2015 | Tier 3 - Extreme | Distribution Circuit | 12 | 10 | 2015-12-10 | 1357984 | Sus | N | UnknownCause¦Patrolfoundnothing¦¦
15-0084269 | Unknown Cause | Patrol - found nothing |  |  | 2015 | Tier 3 - Extreme | Distribution Circuit | 12 | 11 | 2015-12-11 | 1358779 | Sus | N | UnknownCause¦Patrolfoundnothing¦¦
15-0084962 | Unknown Cause | Patrol - found nothing |  |  | 2015 | Tier 2 - Elevated | Transformer only | 12 | 13 | 2015-12-13 | 1361011 | Sus | N | UnknownCause¦Patrolfoundnothing¦¦
15-0087118 | Vegetation | Tree - fell into line | Crossarm, Wood | Broken, wire on ground | 2015 | Tier 2 - Elevated | Distribution Circuit | 12 | 24 | 2015-12-24 | 1371067 | Sus | N | Vegetation¦Treefellintoline¦CrossarmWood¦Brokenwireonground
15-0087906 | Equipment Failure/Involved | Overhead | Transformer (OH) | Broken | 2015 | Tier 3 - Extreme | Transformer only | 12 | 30 | 2015-12-30 | 1375007 | Sus | N | EquipmentFailureInvolved¦Overhead¦Transformer(OH)¦Broken
16-0003339 | Equipment Failure/Involved | Overhead | Fuse | Failed/Faulted | 2016 | Tier 2 - Elevated | Distribution Circuit | 1 | 6 | 2016-01-06 | 1378037 | Sus | N | EquipmentFailureInvolved¦Overhead¦Fuse¦FailedFaulted
16-0005487 | Equipment Failure/Involved | Overhead | Pole-Wood | Broken | 2016 | Tier 3 - Extreme | Distribution Circuit | 1 | 14 | 2016-01-14 | 1384231 | Sus | N | EquipmentFailureInvolved¦Overhead¦PoleWood¦Broken
16-0005946 | Equipment Failure/Involved | Overhead | Crossarm, Wood | Deteriorated | 2016 | Tier 2 - Elevated | Distribution Circuit | 1 | 17 | 2016-01-17 | 1385728 | Sus | N | EquipmentFailureInvolved¦Overhead¦CrossarmWood¦Deteriorated
16-0006447 | Unknown Cause | Patrol - found nothing |  |  | 2016 | Tier 2 - Elevated | Distribution Circuit | 1 | 19 | 2016-01-19 | 1387642 | Sus | N | UnknownCause¦Patrolfoundnothing¦¦
16-0007486 | Equipment Failure/Involved | Overhead | Transformer | Failed/Faulted | 2016 | Tier 2 - Elevated | Transformer only | 1 | 22 | 2016-01-22 | 1390068 | Sus | N | EquipmentFailureInvolved¦Overhead¦Transformer¦FailedFaulted
16-0008051 | Equipment Failure/Involved | Overhead | Conductor, Overhead | Deteriorated | 2016 | Tier 2 - Elevated | Distribution Circuit | 1 | 25 | 2016-01-25 | 1391492 | Sus | N | EquipmentFailureInvolved¦Overhead¦ConductorOverhead¦Deteriorated
16-0011123 | Equipment Failure/Involved | Overhead | Fuse | Broken | 2016 | Tier 2 - Elevated | Transformer only | 2 | 7 | 2016-02-07 | 1399617 | Sus | N | EquipmentFailureInvolved¦Overhead¦Fuse¦Broken
16-0013585 | Vegetation | Tree - fell into line | Crossarm, Wood | Broken, wire on ground | 2016 | Tier 2 - Elevated | Distribution Circuit | 2 | 17 | 2016-02-17 | 1406828 | Sus | N | Vegetation¦Treefellintoline¦CrossarmWood¦Brokenwireonground
16-0018086 | Vegetation | Tree - fell into line | Transformer | Broken, wire on ground | 2016 | Tier 2 - Elevated | Transformer only | 3 | 5 | 2016-03-05 | 1419910 | Sus | N | Vegetation¦Treefellintoline¦Transformer¦Brokenwireonground
16-0018415 | Vegetation | Tree - fell into line | Conductor, Overhead | Normal | 2016 | Tier 3 - Extreme | Distribution Circuit | 3 | 6 | 2016-03-06 | 1421488 | Sus | N | Vegetation¦Treefellintoline¦ConductorOverhead¦Normal
16-0018542 | Vegetation | Tree - fell into line | Conductor, Overhead | Broken, wire on ground | 2016 | Tier 3 - Extreme | Distribution Circuit | 3 | 6 | 2016-03-06 | 1421084 | Sus | N | Vegetation¦Treefellintoline¦ConductorOverhead¦Brokenwireonground
16-0019307 | Equipment Failure/Involved | Overhead | Transformer (OH) | Broken, wire on ground | 2016 | Tier 2 - Elevated | Distribution Circuit | 3 | 8 | 2016-03-08 | 1425405 | Sus | N | EquipmentFailureInvolved¦Overhead¦Transformer(OH)¦Brokenwireonground
16-0020319 | Vegetation | Tree - fell into line | Conductor, Overhead | Together | 2016 | Tier 3 - Extreme | Distribution Circuit | 3 | 11 | 2016-03-11 | 1427220 | Sus | N | Vegetation¦Treefellintoline¦ConductorOverhead¦Together
16-0020749 | Unknown Cause | Patrol - found nothing |  |  | 2016 | Tier 2 - Elevated | Distribution Circuit | 3 | 12 | 2016-03-12 | 1429189 | Sus | N | UnknownCause¦Patrolfoundnothing¦¦
16-0020908 | Vegetation | Tree - fell into line | Conductor, Overhead | Broken, wire on ground | 2016 | Tier 3 - Extreme | Distribution Circuit | 3 | 13 | 2016-03-13 | 1430065 | Sus | N | Vegetation¦Treefellintoline¦ConductorOverhead¦Brokenwireonground
16-0021205 | Animal | Bird found | Fuse | Failed/Faulted | 2016 | Tier 2 - Elevated | Distribution Circuit | 3 | 14 | 2016-03-14 | 1430924 | Sus | N | Animal¦Birdfound¦Fuse¦FailedFaulted
16-0023030 | Vegetation | Tree - branch fell on line | Conductor, Overhead | Normal | 2016 | Tier 3 - Extreme | Distribution Circuit | 3 | 21 | 2016-03-21 | 1435337 | Sus | N | Vegetation¦Treebranchfellonline¦ConductorOverhead¦Normal
16-0024257 | Equipment Failure/Involved | Electrical Overload | Transformer | Failed/Faulted | 2016 | Tier 2 - Elevated | Transformer only | 3 | 27 | 2016-03-27 | 1439455 | Sus | N | EquipmentFailureInvolved¦ElectricalOverload¦Transformer¦FailedFaulted
16-0032756 | Vegetation | Tree - fell into line | Conductor, Overhead | Broken, wire on ground | 2016 | Tier 2 - Elevated | Distribution Circuit | 4 | 29 | 2016-04-29 | 1461815 | Sus | N | Vegetation¦Treefellintoline¦ConductorOverhead¦Brokenwireonground
16-0033109 | Equipment Failure/Involved | Overhead | Fuse | Broken | 2016 | Tier 2 - Elevated | Distribution Circuit | 5 | 1 | 2016-05-01 | 1462885 | Sus | Y | EquipmentFailureInvolved¦Overhead¦Fuse¦Broken
16-0033341 | Unknown Cause | Patrol - not conducted |  |  | 2016 | Tier 2 - Elevated | Distribution Circuit | 5 | 2 | 2016-05-02 | 1463561 | Sus | Y | UnknownCause¦Patrolnotconducted¦¦
16-0033872 | Equipment Failure/Involved | Overhead | Connector or Splice (OH) | Burned/flashed | 2016 | Tier 2 - Elevated | Transformer only | 5 | 4 | 2016-05-04 | 1464746 | Sus | Y | EquipmentFailureInvolved¦Overhead¦ConnectororSplice(OH)¦Burnedflashed
16-0034256 | Environmental/External | Lightning | Transformer (OH) | Burned/flashed | 2016 | Tier 2 - Elevated | Distribution Circuit | 5 | 5 | 2016-05-05 | 1465414 | Sus | Y | EnvironmentalExternal¦Lightning¦Transformer(OH)¦Burnedflashed
16-0038267 | Vegetation | Tree - fell into line | Conductor, Overhead | Normal | 2016 | Tier 3 - Extreme | Distribution Circuit | 5 | 25 | 2016-05-25 | 1476287 | Sus | Y | Vegetation¦Treefellintoline¦ConductorOverhead¦Normal
16-0038372 | Company Initiated | Personnel, company |  |  | 2016 | Tier 3 - Extreme | Distribution Circuit | 6 | 14 | 2016-06-14 | 1488583 | Sus | Y | CompanyInitiated¦Personnelcompany¦¦
16-0042448 | Vegetation | Tree - fell into line | Pole-Wood | Broken | 2016 | Tier 2 - Elevated | Distribution Circuit | 6 | 10 | 2016-06-10 | 1486847 | Sus | Y | Vegetation¦Treefellintoline¦PoleWood¦Broken
16-0042496 | Vegetation | Tree - cutting, PG&E contractor | Conductor, Overhead | Broken, wire on ground | 2016 | Tier 3 - Extreme | Distribution Circuit | 6 | 10 | 2016-06-10 | 1486758 | Sus | Y | Vegetation¦TreecuttingPG&Econtractor¦ConductorOverhead¦Brokenwireonground
16-0042908 | Vegetation | Tree - grew into line | Secondary | Arcing | 2016 | Tier 2 - Elevated | Transformer only | 6 | 13 | 2016-06-13 | 1488108 | Sus | Y | Vegetation¦Treegrewintoline¦Secondary¦Arcing
16-0044034 | Equipment Failure/Involved | Overhead | Crossarm, Wood | Broken | 2016 | Tier 2 - Elevated | Distribution Circuit | 6 | 17 | 2016-06-17 | 1491400 | Sus | Y | EquipmentFailureInvolved¦Overhead¦CrossarmWood¦Broken
16-0046403 | Equipment Failure/Involved | Overhead | Transformer (OH) | Failed/Faulted | 2016 | Tier 2 - Elevated | Transformer only | 6 | 28 | 2016-06-28 | 1497706 | Sus | Y | EquipmentFailureInvolved¦Overhead¦Transformer(OH)¦FailedFaulted
16-0048918 | Vegetation | Tree - fell into line | Pole-Wood | Broken, wire on ground | 2016 | Tier 2 - Elevated | Distribution Circuit | 7 | 10 | 2016-07-10 | 1507878 | Sus | Y | Vegetation¦Treefellintoline¦PoleWood¦Brokenwireonground
16-0049028 | Unknown Cause | Patrol - found nothing |  |  | 2016 | Tier 2 - Elevated | Distribution Circuit | 7 | 11 | 2016-07-11 | 1508202 | Sus | Y | UnknownCause¦Patrolfoundnothing¦¦
16-0052304 | Vegetation | Tree - fell into line | Conductor, Overhead | Together | 2016 | Tier 2 - Elevated | Distribution Circuit | 7 | 25 | 2016-07-25 | 1515773 | Sus | Y | Vegetation¦Treefellintoline¦ConductorOverhead¦Together
16-0054587 | Vegetation | Tree - fell into line | Conductor, Overhead | Broken, wire on ground | 2016 | Tier 2 - Elevated | Distribution Circuit | 8 | 2 | 2016-08-02 | 1520711 | Sus | Y | Vegetation¦Treefellintoline¦ConductorOverhead¦Brokenwireonground
16-0061259 | Equipment Failure/Involved | Underground | Transformer (UG) | Failed/Faulted | 2016 | Tier 2 - Elevated | Distribution Circuit | 8 | 31 | 2016-08-31 | 1534705 | Sus | Y | EquipmentFailureInvolved¦Underground¦Transformer(UG)¦FailedFaulted
16-0062440 | Equipment Failure/Involved | Overhead | Jumper | Burned Open | 2016 | Tier 2 - Elevated | Transformer only | 9 | 5 | 2016-09-05 | 1536933 | Sus | Y | EquipmentFailureInvolved¦Overhead¦Jumper¦BurnedOpen
16-0062663 | Unknown Cause | Patrol - found nothing |  |  | 2016 | Tier 2 - Elevated | Distribution Circuit | 9 | 6 | 2016-09-06 | 1537311 | Sus | Y | UnknownCause¦Patrolfoundnothing¦¦
16-0065331 | Animal | Squirrel | Conductor, Overhead | Normal | 2016 | Tier 3 - Extreme | Distribution Circuit | 9 | 17 | 2016-09-17 | 1543151 | Sus | Y | Animal¦Squirrel¦ConductorOverhead¦Normal
16-0081194 | Vegetation | Tree - fell into line | Conductor, Overhead | Broken, wire on ground | 2016 | Tier 3 - Extreme | Distribution Circuit | 11 | 19 | 2016-11-19 | 1585404 | Sus | Y | Vegetation¦Treefellintoline¦ConductorOverhead¦Brokenwireonground
16-0082738 | Animal | Other | Pole-Wood | Deteriorated | 2016 | Tier 2 - Elevated | Transformer only | 11 | 28 | 2016-11-28 | 1590587 | Sus | Y | Animal¦Other¦PoleWood¦Deteriorated
16-0083534 | Equipment Failure/Involved | Overhead | Jumper | Broken | 2016 | Tier 2 - Elevated | Transformer only | 12 | 2 | 2016-12-02 | 1593150 | Sus | N | EquipmentFailureInvolved¦Overhead¦Jumper¦Broken
17-0003055 | Vegetation | Tree - fell into line | Conductor, Overhead | Together | 2017 | Tier 3 - Extreme | Distribution Circuit | 1 | 3 | 2017-01-03 | 1615789 | Sus | N | Vegetation¦Treefellintoline¦ConductorOverhead¦Together
17-0003358 | Equipment Failure/Involved | Overhead | Jumper | Burned Open | 2017 | Tier 2 - Elevated | Distribution Circuit | 1 | 3 | 2017-01-03 | 1617103 | Sus | N | EquipmentFailureInvolved¦Overhead¦Jumper¦BurnedOpen
17-0003735 | Equipment Failure/Involved | Overhead | Conductor, Overhead | Broken, wire on ground | 2017 | Tier 2 - Elevated | Distribution Circuit | 1 | 3 | 2017-01-03 | 1618674 | Sus | N | EquipmentFailureInvolved¦Overhead¦ConductorOverhead¦Brokenwireonground
17-0004560 | Vegetation | Tree - fell into line | Conductor, Overhead | Normal | 2017 | Tier 3 - Extreme | Distribution Circuit | 1 | 7 | 2017-01-07 | 1620802 | Sus | N | Vegetation¦Treefellintoline¦ConductorOverhead¦Normal
17-0005183 | Vegetation | Tree - fell into line | Conductor, Overhead | Broken, wire on ground | 2017 | Tier 3 - Extreme | Distribution Circuit | 1 | 8 | 2017-01-08 | 1623182 | Sus | N | Vegetation¦Treefellintoline¦ConductorOverhead¦Brokenwireonground
17-0005285 | Unknown Cause | Patrol - found nothing |  |  | 2017 | Tier 2 - Elevated | Distribution Circuit | 1 | 8 | 2017-01-08 | 1622567 | Sus | N | UnknownCause¦Patrolfoundnothing¦¦
17-0005736 | Vegetation | Tree - fell into line | Conductor, Overhead | Broken, wire on ground | 2017 | Tier 3 - Extreme | Distribution Circuit | 1 | 8 | 2017-01-08 | 1629523 | Sus | N | Vegetation¦Treefellintoline¦ConductorOverhead¦Brokenwireonground
17-0005910 | Unknown Cause | Patrol - found nothing |  |  | 2017 | Tier 3 - Extreme | Distribution Circuit | 1 | 8 | 2017-01-08 | 1628925 | Sus | N | UnknownCause¦Patrolfoundnothing¦¦
17-0006032 | Vegetation | Tree - fell into line | Conductor, Overhead | Normal | 2017 | Tier 3 - Extreme | Distribution Circuit | 1 | 9 | 2017-01-09 | 1630240 | Sus | N | Vegetation¦Treefellintoline¦ConductorOverhead¦Normal
17-0006153 | Unknown Cause | Patrol - found nothing |  |  | 2017 | Tier 2 - Elevated | Distribution Circuit | 1 | 9 | 2017-01-09 | 1630504 | Sus | N | UnknownCause¦Patrolfoundnothing¦¦
17-0006277 | Vegetation | Tree - fell into line | Conductor, Overhead | Broken, wire on ground | 2017 | Tier 2 - Elevated | Distribution Circuit | 1 | 8 | 2017-01-08 | 1632081 | Sus | N | Vegetation¦Treefellintoline¦ConductorOverhead¦Brokenwireonground
17-0007048 | Vegetation | Tree - fell into line | Pole-Wood | Broken, wire on ground | 2017 | Tier 3 - Extreme | Distribution Circuit | 1 | 10 | 2017-01-10 | 1637013 | Sus | N | Vegetation¦Treefellintoline¦PoleWood¦Brokenwireonground
17-0007062 | Vegetation | Tree - branch fell on line | Transformer | Normal | 2017 | Tier 3 - Extreme | Transformer only | 1 | 9 | 2017-01-09 | 1632323 | Sus | N | Vegetation¦Treebranchfellonline¦Transformer¦Normal
17-0009444 | Unknown Cause | Patrol - not conducted |  |  | 2017 | Tier 2 - Elevated | Distribution Circuit | 1 | 16 | 2017-01-16 | 1644756 | Sus | N | UnknownCause¦Patrolnotconducted¦¦
17-0010533 | Vegetation | Tree - fell into line | Conductor, Overhead | Normal | 2017 | Tier 2 - Elevated | Distribution Circuit | 1 | 18 | 2017-01-18 | 1649091 | Sus | N | Vegetation¦Treefellintoline¦ConductorOverhead¦Normal
17-0011466 | Vegetation | Tree - branch fell on line | Conductor, Overhead | Normal | 2017 | Tier 3 - Extreme | Distribution Circuit | 1 | 20 | 2017-01-20 | 1652717 | Sus | N | Vegetation¦Treebranchfellonline¦ConductorOverhead¦Normal
17-0012110 | Unknown Cause | Patrol - found nothing |  |  | 2017 | Tier 3 - Extreme | Distribution Circuit | 1 | 21 | 2017-01-21 | 1655940 | Sus | N | UnknownCause¦Patrolfoundnothing¦¦
17-0012145 | Vegetation | Tree - fell into line | Conductor, Overhead | Broken, wire on ground | 2017 | Tier 3 - Extreme | Distribution Circuit | 1 | 21 | 2017-01-21 | 1657026 | Sus | N | Vegetation¦Treefellintoline¦ConductorOverhead¦Brokenwireonground
17-0014413 | Vegetation | Tree - branch fell on line | Conductor, Overhead | Normal | 2017 | Tier 3 - Extreme | Distribution Circuit | 1 | 23 | 2017-01-23 | 1664440 | Sus | N | Vegetation¦Treebranchfellonline¦ConductorOverhead¦Normal
17-0015422 | Equipment Failure/Involved | Fire, pole | Pole-Wood | Burned/flashed | 2017 | Tier 3 - Extreme | Distribution Circuit | 1 | 26 | 2017-01-26 | 1668161 | Sus | N | EquipmentFailureInvolved¦Firepole¦PoleWood¦Burnedflashed
17-0017041 | Unknown Cause | Patrol - found nothing |  |  | 2017 | Tier 2 - Elevated | Distribution Circuit | 2 | 2 | 2017-02-02 | 1673139 | Sus | N | UnknownCause¦Patrolfoundnothing¦¦
17-0017621 | Equipment Failure/Involved | Overhead | Conductor, Overhead | Together | 2017 | Tier 3 - Extreme | Distribution Circuit | 2 | 5 | 2017-02-05 | 1675598 | Sus | N | EquipmentFailureInvolved¦Overhead¦ConductorOverhead¦Together
17-0017765 | Equipment Failure/Involved | Overhead | Transformer | Failed/Faulted | 2017 | Tier 3 - Extreme | Distribution Circuit | 2 | 6 | 2017-02-06 | 1675994 | Sus | N | EquipmentFailureInvolved¦Overhead¦Transformer¦FailedFaulted
17-0019123 | Vegetation | Tree - fell into line | Conductor, Overhead | Broken, wire on ground | 2017 | Tier 3 - Extreme | Distribution Circuit | 2 | 8 | 2017-02-08 | 1681785 | Sus | N | Vegetation¦Treefellintoline¦ConductorOverhead¦Brokenwireonground
17-0023899 | Vegetation | Tree - fell into line | Conductor, Overhead | Broken, wire on ground | 2017 | Tier 3 - Extreme | Distribution Circuit | 2 | 20 | 2017-02-20 | 1703842 | Sus | N | Vegetation¦Treefellintoline¦ConductorOverhead¦Brokenwireonground
17-0024531 | Vegetation | Tree - branch fell on line | Conductor, Overhead | On Ground | 2017 | Tier 2 - Elevated | Distribution Circuit | 2 | 20 | 2017-02-20 | 1705953 | Sus | N | Vegetation¦Treebranchfellonline¦ConductorOverhead¦OnGround
17-0027175 | Equipment Failure/Involved | Overhead | Conductor, Overhead | Broken, wire on ground | 2017 | Tier 3 - Extreme | Distribution Circuit | 2 | 27 | 2017-02-27 | 1715610 | Sus | N | EquipmentFailureInvolved¦Overhead¦ConductorOverhead¦Brokenwireonground
17-0027760 | Unknown Cause | Patrol - found nothing |  |  | 2017 | Tier 2 - Elevated | Distribution Circuit | 3 | 2 | 2017-03-02 | 1717255 | Sus | N | UnknownCause¦Patrolfoundnothing¦¦
17-0028938 | 3rd Party | Vehicle | Transformer (UG) | Leaking | 2017 | Tier 2 - Elevated | Distribution Circuit | 3 | 6 | 2017-03-06 | 1721463 | Sus | N | 3rdParty¦Vehicle¦Transformer(UG)¦Leaking
17-0029843 | Unknown Cause | Patrol - not conducted |  |  | 2017 | Tier 2 - Elevated | Distribution Circuit | 3 | 9 | 2017-03-09 | 1723583 | Sus | N | UnknownCause¦Patrolnotconducted¦¦
17-0030087 | Equipment Failure/Involved | Overhead | Transformer | Failed/Faulted | 2017 | Tier 3 - Extreme | Transformer only | 3 | 10 | 2017-03-10 | 1724413 | Sus | N | EquipmentFailureInvolved¦Overhead¦Transformer¦FailedFaulted
17-0030846 | Vegetation | Tree - fell into line | Conductor, Overhead | Broken, wire on ground | 2017 | Tier 2 - Elevated | Distribution Circuit | 3 | 15 | 2017-03-15 | 1727392 | Sus | N | Vegetation¦Treefellintoline¦ConductorOverhead¦Brokenwireonground
17-0031131 | Equipment Failure/Involved | Overhead | Conductor, Overhead | Broken, wire on ground | 2017 | Tier 2 - Elevated | Distribution Circuit | 3 | 16 | 2017-03-16 | 1728167 | Sus | N | EquipmentFailureInvolved¦Overhead¦ConductorOverhead¦Brokenwireonground
17-0031699 | Equipment Failure/Involved | Overhead | Service conductor | Broken | 2017 | Tier 2 - Elevated | Transformer only | 3 | 18 | 2017-03-18 | 1729949 | Sus | N | EquipmentFailureInvolved¦Overhead¦Serviceconductor¦Broken
17-0031758 | Equipment Failure/Involved | Overhead | Transformer | Failed/Faulted | 2017 | Tier 3 - Extreme | Transformer only | 3 | 19 | 2017-03-19 | 1730068 | Sus | N | EquipmentFailureInvolved¦Overhead¦Transformer¦FailedFaulted
17-0034545 | Vegetation | Tree - branch fell on line | Fuse | Failed/Faulted | 2017 | Tier 3 - Extreme | Distribution Circuit | 3 | 28 | 2017-03-28 | 1737501 | Sus | N | Vegetation¦Treebranchfellonline¦Fuse¦FailedFaulted
17-0035676 | Equipment Failure/Involved | Overhead | Transformer (OH) | Broken | 2017 | Tier 2 - Elevated | Distribution Circuit | 3 | 31 | 2017-03-31 | 1741413 | Sus | N | EquipmentFailureInvolved¦Overhead¦Transformer(OH)¦Broken
17-0037548 | Vegetation | Tree - branch fell on line | Conductor, Overhead | Normal | 2017 | Tier 3 - Extreme | Distribution Circuit | 4 | 7 | 2017-04-07 | 1749233 | Sus | N | Vegetation¦Treebranchfellonline¦ConductorOverhead¦Normal
17-0038278 | Vegetation | Tree - fell into line | Conductor, Overhead | Broken, wire on ground | 2017 | Tier 3 - Extreme | Distribution Circuit | 4 | 8 | 2017-04-08 | 1752386 | Sus | N | Vegetation¦Treefellintoline¦ConductorOverhead¦Brokenwireonground
17-0043809 | Vegetation | Tree - fell into line | Fuse | Failed/Faulted | 2017 | Tier 3 - Extreme | Distribution Circuit | 4 | 28 | 2017-04-28 | 1769897 | Sus | N | Vegetation¦Treefellintoline¦Fuse¦FailedFaulted
17-0047741 | Equipment Failure/Involved | Overhead | Transformer (OH) | Failed/Faulted | 2017 | Tier 2 - Elevated | Distribution Circuit | 5 | 13 | 2017-05-13 | 1781563 | Sus | Y | EquipmentFailureInvolved¦Overhead¦Transformer(OH)¦FailedFaulted
17-0048118 | Equipment Failure/Involved | Overhead | Cutout, fuse holder | Failed/Faulted | 2017 | Tier 3 - Extreme | Distribution Circuit | 5 | 15 | 2017-05-15 | 1782730 | Sus | Y | EquipmentFailureInvolved¦Overhead¦Cutoutfuseholder¦FailedFaulted
17-0048665 | Vegetation | Tree - fell into line | Conductor, Overhead | Broken, wire on ground | 2017 | Tier 2 - Elevated | Distribution Circuit | 5 | 17 | 2017-05-17 | 1784315 | Sus | Y | Vegetation¦Treefellintoline¦ConductorOverhead¦Brokenwireonground
17-0049827 | Unknown Cause | Patrol - not conducted |  |  | 2017 | Tier 2 - Elevated | Distribution Circuit | 5 | 23 | 2017-05-23 | 1788414 | Sus | Y | UnknownCause¦Patrolnotconducted¦¦
17-0051364 | Unknown Cause | Patrol - not conducted |  |  | 2017 | Tier 2 - Elevated | Distribution Circuit | 5 | 29 | 2017-05-29 | 1792881 | Sus | Y | UnknownCause¦Patrolnotconducted¦¦
17-0052596 | Equipment Failure/Involved | Overhead | Transformer |  | 2017 | Tier 3 - Extreme | Transformer only | 6 | 4 | 2017-06-04 | 1796529 | Sus | Y | EquipmentFailureInvolved¦Overhead¦Transformer¦
17-0055030 | Equipment Failure/Involved | Overhead | Transformer (OH) | Failed/Faulted | 2017 | Tier 2 - Elevated | Distribution Circuit | 6 | 13 | 2017-06-13 | 1803941 | Sus | Y | EquipmentFailureInvolved¦Overhead¦Transformer(OH)¦FailedFaulted
17-0061520 | Equipment Failure/Involved | Underground | Switch (UG) | Broken | 2017 | Tier 2 - Elevated | Distribution Circuit | 7 | 9 | 2017-07-09 | 1827242 | Sus | Y | EquipmentFailureInvolved¦Underground¦Switch(UG)¦Broken
17-0062971 | Equipment Failure/Involved | Overhead | Transformer (OH) | Broken | 2017 | Tier 2 - Elevated | Transformer only | 7 | 14 | 2017-07-14 | 1831477 | Sus | Y | EquipmentFailureInvolved¦Overhead¦Transformer(OH)¦Broken
17-0063387 | Equipment Failure/Involved | Overhead | Fuse | Failed/Faulted | 2017 | Tier 2 - Elevated | Transformer only | 7 | 17 | 2017-07-17 | 1833340 | Sus | Y | EquipmentFailureInvolved¦Overhead¦Fuse¦FailedFaulted
17-0065762 | Equipment Failure/Involved | Overhead | Transformer | Failed/Faulted | 2017 | Tier 3 - Extreme | Transformer only | 7 | 26 | 2017-07-26 | 1840442 | Sus | Y | EquipmentFailureInvolved¦Overhead¦Transformer¦FailedFaulted
17-0069920 | Animal | Bird found | Transformer (OH) | Normal | 2017 | Tier 2 - Elevated | Distribution Circuit | 8 | 13 | 2017-08-13 | 1851405 | Sus | Y | Animal¦Birdfound¦Transformer(OH)¦Normal
17-0074071 | Environmental/External | Lightning | Conductor, Overhead | Normal | 2017 | Tier 2 - Elevated | Distribution Circuit | 8 | 30 | 2017-08-30 | 1863034 | Sus | Y | EnvironmentalExternal¦Lightning¦ConductorOverhead¦Normal
17-0075330 | Equipment Failure/Involved | Overhead | Transformer | Failed/Faulted | 2017 | Tier 2 - Elevated | Distribution Circuit | 9 | 2 | 2017-09-02 | 1867318 | Sus | Y | EquipmentFailureInvolved¦Overhead¦Transformer¦FailedFaulted
17-0075401 | Animal | Squirrel | Transformer (OH) | Normal | 2017 | Tier 3 - Extreme | Distribution Circuit | 9 | 2 | 2017-09-02 | 1867424 | Sus | Y | Animal¦Squirrel¦Transformer(OH)¦Normal
17-0077869 | Equipment Failure/Involved | Overhead | Transformer | Failed/Faulted | 2017 | Tier 2 - Elevated | Distribution Circuit | 9 | 11 | 2017-09-11 | 1875146 | Sus | Y | EquipmentFailureInvolved¦Overhead¦Transformer¦FailedFaulted
17-0079820 | Unknown Cause | Patrol - found nothing |  |  | 2017 | Tier 2 - Elevated | Distribution Circuit | 9 | 18 | 2017-09-18 | 1881263 | Sus | Y | UnknownCause¦Patrolfoundnothing¦¦
17-0080614 | Equipment Failure/Involved | Overhead | Transformer (OH) | Broken | 2017 | Tier 2 - Elevated | Distribution Circuit | 9 | 21 | 2017-09-21 | 1883255 | Sus | Y | EquipmentFailureInvolved¦Overhead¦Transformer(OH)¦Broken
17-0081004 | Animal | Bird found | Transformer (OH) | Normal | 2017 | Tier 2 - Elevated | Distribution Circuit | 9 | 22 | 2017-09-22 | 1883943 | Sus | Y | Animal¦Birdfound¦Transformer(OH)¦Normal
17-0083059 | Equipment Failure/Involved | Overhead | Transformer | Failed/Faulted | 2017 | Tier 2 - Elevated | Transformer only | 9 | 30 | 2017-09-30 | 1888589 | Sus | Y | EquipmentFailureInvolved¦Overhead¦Transformer¦FailedFaulted
17-0083630 | Vegetation | Tree - branch fell on line | Fuse | Failed/Faulted | 2017 | Tier 2 - Elevated | Distribution Circuit | 10 | 3 | 2017-10-03 | 1889796 | Sus | Y | Vegetation¦Treebranchfellonline¦Fuse¦FailedFaulted
17-0085780 | Vegetation | Tree - branch fell on line | Conductor, Overhead | Normal | 2017 | Tier 2 - Elevated | Distribution Circuit | 10 | 9 | 2017-10-09 | 1896977 | Sus | Y | Vegetation¦Treebranchfellonline¦ConductorOverhead¦Normal
17-0089338 | Environmental/External | Fire, Forest/Grass | Conductor, Overhead | Broken, wire on ground | 2017 | Tier 3 - Extreme | Distribution Circuit | 10 | 8 | 2017-10-08 | 1906698 | Sus | Y | EnvironmentalExternal¦FireForestGrass¦ConductorOverhead¦Brokenwireonground
17-0092839 | Unknown Cause | Patrol - found nothing |  |  | 2017 | Tier 2 - Elevated | Distribution Circuit | 11 | 6 | 2017-11-06 | 1916514 | Sus | Y | UnknownCause¦Patrolfoundnothing¦¦
17-0094329 | Equipment Failure/Involved | Overhead | Transformer | Failed/Faulted | 2017 | Tier 2 - Elevated | Transformer only | 11 | 10 | 2017-11-10 | 1920218 | Sus | Y | EquipmentFailureInvolved¦Overhead¦Transformer¦FailedFaulted
17-0094540 | Unknown Cause | Patrol - found nothing |  |  | 2017 | Tier 3 - Extreme | Distribution Circuit | 11 | 12 | 2017-11-12 | 1920922 | Sus | Y | UnknownCause¦Patrolfoundnothing¦¦
17-0101689 | Equipment Failure/Involved | Overhead | Insulator | Broken | 2017 | Tier 2 - Elevated | Distribution Circuit | 12 | 14 | 2017-12-14 | 1943154 | Sus | N | EquipmentFailureInvolved¦Overhead¦Insulator¦Broken
17-0102024 | Vegetation | Tree - branch fell on line | Conductor, Overhead | Normal | 2017 | Tier 3 - Extreme | Distribution Circuit | 12 | 16 | 2017-12-16 | 1944611 | Sus | N | Vegetation¦Treebranchfellonline¦ConductorOverhead¦Normal
18-0003841 | Vegetation | Tree - branch fell on line | Conductor, Overhead | Normal | 2018 | Tier 2 - Elevated | Distribution Circuit | 1 | 5 | 2018-01-05 | 2626 | Sus | N | Vegetation¦Treebranchfellonline¦ConductorOverhead¦Normal
18-0004457 | Equipment Failure/Involved | Overhead |  | Broken | 2018 | Tier 2 - Elevated | Transformer only | 1 | 8 | 2018-01-08 | 4172 | Sus | N | EquipmentFailureInvolved¦Overhead¦¦Broken
18-0005138 | Vegetation | Tree - branch fell on line | Conductor, Overhead | Normal | 2018 | Tier 3 - Extreme | Distribution Circuit | 1 | 10 | 2018-01-10 | 6058 | Sus | N | Vegetation¦Treebranchfellonline¦ConductorOverhead¦Normal
18-0005422 | Equipment Failure/Involved | Overhead | Pole-Wood | Deteriorated | 2018 | Tier 2 - Elevated | Distribution Circuit | 1 | 11 | 2018-01-11 | 6793 | Sus | N | EquipmentFailureInvolved¦Overhead¦PoleWood¦Deteriorated
18-0016577 | Unknown Cause | Patrol - not conducted |  |  | 2018 | Tier 2 - Elevated | Distribution Circuit | 2 | 22 | 2018-02-22 | 29732 | Sus | N | UnknownCause¦Patrolnotconducted¦¦
18-0016614 | Vegetation | Tree - fell into line | Conductor, Overhead | Normal | 2018 | Tier 3 - Extreme | Distribution Circuit | 2 | 23 | 2018-02-23 | 29846 | Sus | N | Vegetation¦Treefellintoline¦ConductorOverhead¦Normal
18-0016882 | 3rd Party | Vehicle | Crossarm, Wood | Normal | 2018 | Tier 3 - Extreme | Distribution Circuit | 2 | 23 | 2018-02-23 | 30576 | Sus | N | 3rdParty¦Vehicle¦CrossarmWood¦Normal
18-0018729 | Unknown Cause | Patrol - found nothing |  |  | 2018 | Tier 3 - Extreme | Distribution Circuit | 3 | 1 | 2018-03-01 | 35306 | Sus | N | UnknownCause¦Patrolfoundnothing¦¦
18-0018878 | Vegetation | Tree - fell into line | Crossarm, Wood | Broken, wire on ground | 2018 | Tier 2 - Elevated | Distribution Circuit | 3 | 1 | 2018-03-01 | 35386 | Sus | N | Vegetation¦Treefellintoline¦CrossarmWood¦Brokenwireonground
18-0019264 | Vegetation | Tree - branch fell on line | Fuse | Failed/Faulted | 2018 | Tier 2 - Elevated | Distribution Circuit | 3 | 2 | 2018-03-02 | 36521 | Sus | N | Vegetation¦Treebranchfellonline¦Fuse¦FailedFaulted
18-0019396 | Vegetation | Tree - fell into line | Conductor, Overhead | Normal | 2018 | Tier 3 - Extreme | Distribution Circuit | 3 | 3 | 2018-03-03 | 37374 | Sus | N | Vegetation¦Treefellintoline¦ConductorOverhead¦Normal
18-0019609 | Unknown Cause | Patrol - found nothing |  |  | 2018 | Tier 2 - Elevated | Distribution Circuit | 3 | 4 | 2018-03-04 | 38129 | Sus | N | UnknownCause¦Patrolfoundnothing¦¦
18-0021679 | Equipment Failure/Involved | Overhead | Fuse | Failed/Faulted | 2018 | Tier 3 - Extreme | Distribution Circuit | 3 | 11 | 2018-03-11 | 41970 | Sus | N | EquipmentFailureInvolved¦Overhead¦Fuse¦FailedFaulted
18-0022593 | Unknown Cause | Patrol - not conducted |  |  | 2018 | Tier 2 - Elevated | Distribution Circuit | 3 | 14 | 2018-03-14 | 43834 | Sus | N | UnknownCause¦Patrolnotconducted¦¦
18-0023512 | Equipment Failure/Involved | Overhead | Connector or Splice (OH) | Burned Open | 2018 | Tier 3 - Extreme | Transformer only | 3 | 16 | 2018-03-16 | 45921 | Sus | N | EquipmentFailureInvolved¦Overhead¦ConnectororSplice(OH)¦BurnedOpen
18-0023771 | Equipment Failure/Involved | Substation | Transformer Power | Failed/Faulted | 2018 | Tier 3 - Extreme | Substation - Distribution | 3 | 17 | 2018-03-17 | 46794 | Sus | N | EquipmentFailureInvolved¦Substation¦TransformerPower¦FailedFaulted
18-0028153 | Unknown Cause | Patrol - found nothing |  |  | 2018 | Tier 3 - Extreme | Distribution Circuit | 3 | 31 | 2018-03-31 | 57044 | Sus | N | UnknownCause¦Patrolfoundnothing¦¦
18-0034378 | Equipment Failure/Involved | Overhead | Jumper | Burned Open | 2018 | Tier 3 - Extreme | Distribution Circuit | 4 | 21 | 2018-04-21 | 71451 | Sus | N | EquipmentFailureInvolved¦Overhead¦Jumper¦BurnedOpen
18-0036656 | Unknown Cause | Patrol - found nothing |  |  | 2018 | Tier 2 - Elevated | Distribution Circuit | 4 | 29 | 2018-04-29 | 76343 | Sus | N | UnknownCause¦Patrolfoundnothing¦¦
18-0040458 | Unknown Cause | Patrol - found nothing |  |  | 2018 | Tier 2 - Elevated | Distribution Circuit | 5 | 11 | 2018-05-11 | 84547 | Sus | Y | UnknownCause¦Patrolfoundnothing¦¦
18-0051028 | Equipment Failure/Involved | Underground | Conductor, Underground | Burned/flashed | 2018 | Tier 2 - Elevated | Distribution Circuit | 6 | 14 | 2018-06-14 | 108869 | Sus | Y | EquipmentFailureInvolved¦Underground¦ConductorUnderground¦Burnedflashed
18-0053770 | Animal | Bird found | Conductor, Overhead | Normal | 2018 | Tier 2 - Elevated | Distribution Circuit | 6 | 23 | 2018-06-23 | 115942 | Sus | Y | Animal¦Birdfound¦ConductorOverhead¦Normal
18-0054731 | 3rd Party | Customer Equipment | Customer Equipment | Normal | 2018 | Tier 2 - Elevated | Distribution Circuit | 6 | 26 | 2018-06-26 | 118813 | Sus | Y | 3rdParty¦CustomerEquipment¦CustomerEquipment¦Normal
18-0057693 | Unknown Cause | Patrol - found nothing |  |  | 2018 | Tier 2 - Elevated | Distribution Circuit | 7 | 7 | 2018-07-07 | 126178 | Sus | Y | UnknownCause¦Patrolfoundnothing¦¦
18-0065979 | Vegetation | Tree - fell into line | Conductor, Overhead | Normal | 2018 | Tier 2 - Elevated | Distribution Circuit | 8 | 1 | 2018-08-01 | 147020 | Sus | Y | Vegetation¦Treefellintoline¦ConductorOverhead¦Normal
18-0075902 | Equipment Failure/Involved | Overhead | Transformer (OH) | Failed/Faulted | 2018 | Tier 2 - Elevated | Transformer only | 9 | 2 | 2018-09-02 | 167234 | Sus | Y | EquipmentFailureInvolved¦Overhead¦Transformer(OH)¦FailedFaulted
18-0076442 | Equipment Failure/Involved | Overhead | Pole-Wood | Broken | 2018 | Tier 2 - Elevated | Distribution Circuit | 9 | 4 | 2018-09-04 | 168208 | Sus | Y | EquipmentFailureInvolved¦Overhead¦PoleWood¦Broken
18-0077712 | Vegetation | Tree - fell into line | Conductor, Overhead | Broken, wire on ground | 2018 | Tier 3 - Extreme | Distribution Circuit | 9 | 7 | 2018-09-07 | 170232 | Sus | Y | Vegetation¦Treefellintoline¦ConductorOverhead¦Brokenwireonground
18-0082445 | Equipment Failure/Involved | Overhead | Transformer | Failed/Faulted | 2018 | Tier 2 - Elevated | Distribution Circuit | 9 | 22 | 2018-09-22 | 179493 | Sus | Y | EquipmentFailureInvolved¦Overhead¦Transformer¦FailedFaulted
18-0093849 | Equipment Failure/Involved | Overhead | Conductor, Overhead | Broken, wire on ground | 2018 | Tier 2 - Elevated | Distribution Circuit | 10 | 24 | 2018-10-24 | 201674 | Sus | Y | EquipmentFailureInvolved¦Overhead¦ConductorOverhead¦Brokenwireonground
18-0095825 | Animal | Squirrel | Conductor, Overhead | Normal | 2018 | Tier 2 - Elevated | Distribution Circuit | 10 | 31 | 2018-10-31 | 206097 | Sus | Y | Animal¦Squirrel¦ConductorOverhead¦Normal
18-0098207 | Unknown Cause | Patrol - found nothing |  |  | 2018 | Tier 2 - Elevated | Distribution Circuit | 11 | 8 | 2018-11-08 | 211276 | Sus | Y | UnknownCause¦Patrolfoundnothing¦¦
18-0099847 | Equipment Failure/Involved | Electrical Overload | Crossarm, Wood | Broken | 2018 | Tier 2 - Elevated | Distribution Circuit | 11 | 14 | 2018-11-14 | 215590 | Sus | Y | EquipmentFailureInvolved¦ElectricalOverload¦CrossarmWood¦Broken
18-0101774 | Environmental/External | Fire, Forest/Grass | Pole-Wood | Burned/flashed | 2018 | Tier 3 - Extreme | Distribution Circuit | 11 | 8 | 2018-11-08 | 219856 | Sus | Y | EnvironmentalExternal¦FireForestGrass¦PoleWood¦Burnedflashed
18-0102367 | Equipment Failure/Involved | Overhead | Transformer | Failed/Faulted | 2018 | Tier 2 - Elevated | Transformer only | 11 | 22 | 2018-11-22 | 221718 | Sus | Y | EquipmentFailureInvolved¦Overhead¦Transformer¦FailedFaulted
18-0104978 | Vegetation | Tree - fell into line | Conductor, Overhead | Together | 2018 | Tier 2 - Elevated | Distribution Circuit | 11 | 29 | 2018-11-29 | 228657 | Sus | Y | Vegetation¦Treefellintoline¦ConductorOverhead¦Together
18-0106051 | Equipment Failure/Involved | Overhead | Cutout, fuse holder | Broken | 2018 | Tier 3 - Extreme | Distribution Circuit | 12 | 2 | 2018-12-02 | 231503 | Sus | N | EquipmentFailureInvolved¦Overhead¦Cutoutfuseholder¦Broken
18-0110269 | Unknown Cause | Patrol - found nothing |  |  | 2018 | Tier 2 - Elevated | Distribution Circuit | 12 | 21 | 2018-12-21 | 245174 | Sus | N | UnknownCause¦Patrolfoundnothing¦¦
19-0005483 | Vegetation | Tree - fell into line | Fuse | Failed/Faulted | 2019 | Tier 2 - Elevated | Distribution Circuit | 1 | 6 | 2019-01-06 | 257297 | Sus | N | Vegetation¦Treefellintoline¦Fuse¦FailedFaulted
19-0005658 | Equipment Failure/Involved | Overhead | Connector or Splice (OH) | Broken, wire on object | 2019 | Tier 2 - Elevated | Distribution Circuit | 1 | 7 | 2019-01-07 | 258598 | Sus | N | EquipmentFailureInvolved¦Overhead¦ConnectororSplice(OH)¦Brokenwireonobject
19-0008552 | Equipment Failure/Involved | Overhead | Crossarm, Wood | Broken | 2019 | Tier 2 - Elevated | Distribution Circuit | 1 | 14 | 2019-01-14 | 264847 | Sus | N | EquipmentFailureInvolved¦Overhead¦CrossarmWood¦Broken
19-0008791 | Equipment Failure/Involved | Overhead | Crossarm, Wood | Broken | 2019 | Tier 3 - Extreme | Distribution Circuit | 1 | 14 | 2019-01-14 | 264846 | Sus | N | EquipmentFailureInvolved¦Overhead¦CrossarmWood¦Broken
19-0009495 | Vegetation | Tree - fell into line | Conductor, Overhead | Together | 2019 | Tier 2 - Elevated | Distribution Circuit | 1 | 16 | 2019-01-16 | 266621 | Sus | N | Vegetation¦Treefellintoline¦ConductorOverhead¦Together
19-0010435 | Vegetation | Tree - branch fell on line | Conductor, Overhead | Normal | 2019 | Tier 3 - Extreme | Distribution Circuit | 1 | 17 | 2019-01-17 | 271689 | Sus | N | Vegetation¦Treebranchfellonline¦ConductorOverhead¦Normal
19-0010563 | Vegetation | Tree - fell into line | Pole-Wood | Broken, wire on ground | 2019 | Tier 3 - Extreme | Distribution Circuit | 1 | 16 | 2019-01-16 | 271784 | Sus | N | Vegetation¦Treefellintoline¦PoleWood¦Brokenwireonground
19-0011190 | Unknown Cause | Patrol - found nothing |  |  | 2019 | Tier 2 - Elevated | Distribution Circuit | 1 | 17 | 2019-01-17 | 272261 | Sus | N | UnknownCause¦Patrolfoundnothing¦¦
19-0012895 | Unknown Cause | Patrol - found nothing |  |  | 2019 | Tier 2 - Elevated | Distribution Circuit | 1 | 21 | 2019-01-21 | 278338 | Sus | N | UnknownCause¦Patrolfoundnothing¦¦
19-0017332 | Vegetation | Tree - branch fell on line | Fuse | Failed/Faulted | 2019 | Tier 2 - Elevated | Distribution Circuit | 2 | 2 | 2019-02-02 | 287929 | Sus | N | Vegetation¦Treebranchfellonline¦Fuse¦FailedFaulted
19-0017448 | Unknown Cause | Patrol - found nothing |  |  | 2019 | Tier 3 - Extreme | Distribution Circuit | 2 | 3 | 2019-02-03 | 288368 | Sus | N | UnknownCause¦Patrolfoundnothing¦¦
19-0018777 | Unknown Cause | Patrol - found nothing |  |  | 2019 | Tier 3 - Extreme | Distribution Circuit | 2 | 5 | 2019-02-05 | 293735 | Sus | N | UnknownCause¦Patrolfoundnothing¦¦
19-0020598 | Vegetation | Tree - fell into line | Conductor, Overhead | Broken, wire on ground | 2019 | Tier 3 - Extreme | Distribution Circuit | 2 | 10 | 2019-02-10 | 298342 | Sus | N | Vegetation¦Treefellintoline¦ConductorOverhead¦Brokenwireonground
19-0020755 | Unknown Cause | Patrol - found nothing |  |  | 2019 | Tier 2 - Elevated | Distribution Circuit | 2 | 10 | 2019-02-10 | 297884 | Sus | N | UnknownCause¦Patrolfoundnothing¦¦
19-0021811 | Unknown Cause | Patrol - not conducted |  |  | 2019 | Tier 2 - Elevated | Distribution Circuit | 2 | 13 | 2019-02-13 | 301737 | Sus | N | UnknownCause¦Patrolnotconducted¦¦
19-0022976 | Vegetation | Tree - fell into line | Pole-Wood | Broken, wire on ground | 2019 | Tier 2 - Elevated | Distribution Circuit | 2 | 14 | 2019-02-14 | 306770 | Sus | N | Vegetation¦Treefellintoline¦PoleWood¦Brokenwireonground
19-0023506 | Vegetation | Tree - fell into line | Transformer | Broken | 2019 | Tier 2 - Elevated | Transformer only | 2 | 14 | 2019-02-14 | 307721 | Sus | N | Vegetation¦Treefellintoline¦Transformer¦Broken
19-0023624 | Vegetation | Tree - bark fell into line | Conductor, Overhead | Broken, wire on ground | 2019 | Tier 2 - Elevated | Distribution Circuit | 2 | 14 | 2019-02-14 | 310011 | Sus | N | Vegetation¦Treebarkfellintoline¦ConductorOverhead¦Brokenwireonground
19-0023904 | Unknown Cause | Patrol - found nothing |  |  | 2019 | Tier 3 - Extreme | Distribution Circuit | 2 | 14 | 2019-02-14 | 309114 | Sus | N | UnknownCause¦Patrolfoundnothing¦¦
19-0024277 | Equipment Failure/Involved | Overhead | Conductor, Overhead | Together | 2019 | Tier 3 - Extreme | Distribution Circuit | 2 | 15 | 2019-02-15 | 312675 | Sus | N | EquipmentFailureInvolved¦Overhead¦ConductorOverhead¦Together
19-0024443 | Vegetation | Tree - fell into line | Conductor, Overhead | Broken, wire on ground | 2019 | Tier 2 - Elevated | Distribution Circuit | 2 | 16 | 2019-02-16 | 313437 | Sus | N | Vegetation¦Treefellintoline¦ConductorOverhead¦Brokenwireonground
19-0025088 | Vegetation | Tree - fell into line | Conductor, Overhead | Together | 2019 | Tier 2 - Elevated | Distribution Circuit | 2 | 13 | 2019-02-13 | 303247 | Sus | N | Vegetation¦Treefellintoline¦ConductorOverhead¦Together
19-0025626 | Equipment Failure/Involved | Overhead | Transformer | Failed/Faulted | 2019 | Tier 2 - Elevated | Transformer only | 2 | 18 | 2019-02-18 | 317329 | Sus | N | EquipmentFailureInvolved¦Overhead¦Transformer¦FailedFaulted
19-0025656 | Vegetation | Tree - fell into line | Conductor, Overhead | Broken, wire on ground | 2019 | Tier 2 - Elevated | Distribution Circuit | 2 | 12 | 2019-02-12 | 317766 | Sus | N | Vegetation¦Treefellintoline¦ConductorOverhead¦Brokenwireonground
19-0028071 | Vegetation | Tree - fell into line | Pole-Wood | Broken, wire on ground | 2019 | Tier 2 - Elevated | Distribution Circuit | 2 | 26 | 2019-02-26 | 323739 | Sus | N | Vegetation¦Treefellintoline¦PoleWood¦Brokenwireonground
19-0028780 | Vegetation | Tree - branch fell on line | Crossarm, Wood | Broken | 2019 | Tier 2 - Elevated | Distribution Circuit | 2 | 27 | 2019-02-27 | 326140 | Sus | N | Vegetation¦Treebranchfellonline¦CrossarmWood¦Broken
19-0029927 | Equipment Failure/Involved | Overhead | Connector or Splice (OH) | Arcing | 2019 | Tier 3 - Extreme | Distribution Circuit | 3 | 1 | 2019-03-01 | 329263 | Sus | N | EquipmentFailureInvolved¦Overhead¦ConnectororSplice(OH)¦Arcing
19-0031459 | Environmental/External | Lightning | Transformer | Failed/Faulted | 2019 | Tier 2 - Elevated | Transformer only | 3 | 6 | 2019-03-06 | 333070 | Sus | N | EnvironmentalExternal¦Lightning¦Transformer¦FailedFaulted
19-0033570 | Unknown Cause | Patrol - found nothing |  |  | 2019 | Tier 2 - Elevated | Distribution Circuit | 3 | 13 | 2019-03-13 | 338594 | Sus | N | UnknownCause¦Patrolfoundnothing¦¦
19-0035571 | Unknown Cause | Patrol - found nothing |  |  | 2019 | Tier 3 - Extreme | Distribution Circuit | 3 | 20 | 2019-03-20 | 344091 | Sus | N | UnknownCause¦Patrolfoundnothing¦¦
19-0037105 | Vegetation | Tree - fell into line | Service conductor | Broken, wire on ground | 2019 | Tier 2 - Elevated | Distribution Circuit | 3 | 26 | 2019-03-26 | 347648 | Sus | N | Vegetation¦Treefellintoline¦Serviceconductor¦Brokenwireonground
19-0043073 | Unknown Cause | Patrol - found nothing |  |  | 2019 | Tier 2 - Elevated | Distribution Circuit | 4 | 16 | 2019-04-16 | 362155 | Sus | N | UnknownCause¦Patrolfoundnothing¦¦
19-0045464 | Equipment Failure/Involved | Overhead | Transformer | Failed/Faulted | 2019 | Tier 2 - Elevated | Transformer only | 4 | 23 | 2019-04-23 | 366645 | Sus | N | EquipmentFailureInvolved¦Overhead¦Transformer¦FailedFaulted
19-0050204 | Vegetation | Tree - fell into line | Conductor, Overhead | Broken, wire on ground | 2019 | Tier 3 - Extreme | Distribution Circuit | 5 | 9 | 2019-05-09 | 376704 | Sus | Y | Vegetation¦Treefellintoline¦ConductorOverhead¦Brokenwireonground
19-0050867 | Unknown Cause | Patrol - not conducted |  |  | 2019 | Tier 2 - Elevated | Transmission line | 5 | 10 | 2019-05-10 | 378120 | Sus | Y | UnknownCause¦Patrolnotconducted¦¦
19-0051061 | Equipment Failure/Involved | Overhead | Crossarm, Wood | Broken | 2019 | Tier 2 - Elevated | Distribution Circuit | 5 | 11 | 2019-05-11 | 378590 | Sus | Y | EquipmentFailureInvolved¦Overhead¦CrossarmWood¦Broken
19-0051259 | Vegetation | Tree - fell into line | Conductor, Overhead | Normal | 2019 | Tier 2 - Elevated | Distribution Circuit | 5 | 13 | 2019-05-13 | 379165 | Sus | Y | Vegetation¦Treefellintoline¦ConductorOverhead¦Normal
19-0053993 | Vegetation | Tree - branch fell on line | Conductor, Overhead | Normal | 2019 | Tier 3 - Extreme | Distribution Circuit | 5 | 19 | 2019-05-19 | 385154 | Sus | Y | Vegetation¦Treebranchfellonline¦ConductorOverhead¦Normal
19-0054192 | Vegetation | Tree - fell into line | Fuse | Failed/Faulted | 2019 | Tier 2 - Elevated | Distribution Circuit | 5 | 20 | 2019-05-20 | 385782 | Sus | Y | Vegetation¦Treefellintoline¦Fuse¦FailedFaulted
19-0060048 | Equipment Failure/Involved | Overhead | Pole-Wood | Deteriorated | 2019 | Tier 2 - Elevated | Distribution Circuit | 5 | 30 | 2019-05-30 | 393588 | Sus | Y | EquipmentFailureInvolved¦Overhead¦PoleWood¦Deteriorated
19-0065710 | Vegetation | Tree - bark fell into line | Conductor, Overhead | Normal | 2019 | Tier 2 - Elevated | Distribution Circuit | 6 | 10 | 2019-06-10 | 403862 | Sus | Y | Vegetation¦Treebarkfellintoline¦ConductorOverhead¦Normal
19-0074423 | Equipment Failure/Involved | Overhead | Crossarm, Wood | Broken | 2019 | Tier 3 - Extreme | Distribution Circuit | 7 | 3 | 2019-07-03 | 440697 | Sus | Y | EquipmentFailureInvolved¦Overhead¦CrossarmWood¦Broken
19-0076734 | Unknown Cause | Patrol - found nothing |  |  | 2019 | Tier 2 - Elevated | Distribution Circuit | 7 | 12 | 2019-07-12 | 445829 | Sus | Y | UnknownCause¦Patrolfoundnothing¦¦
19-0077104 | Equipment Failure/Involved | Overhead | Transformer (OH) | Failed/Faulted | 2019 | Tier 2 - Elevated | Distribution Circuit | 7 | 13 | 2019-07-13 | 449810 | Sus | Y | EquipmentFailureInvolved¦Overhead¦Transformer(OH)¦FailedFaulted
19-0086448 | Equipment Failure/Involved | Overhead | Conductor, Overhead | Broken, wire on ground | 2019 | Tier 2 - Elevated | Distribution Circuit | 8 | 10 | 2019-08-10 | 498638 | Sus | Y | EquipmentFailureInvolved¦Overhead¦ConductorOverhead¦Brokenwireonground
19-0086453 | Environmental/External | Lightning | Conductor, Overhead | Normal | 2019 | Tier 2 - Elevated | Transmission line | 8 | 10 | 2019-08-10 | 498643 | Sus | Y | EnvironmentalExternal¦Lightning¦ConductorOverhead¦Normal
19-0086565 | Environmental/External | Lightning | Fuse | Failed/Faulted | 2019 | Tier 2 - Elevated | Distribution Circuit | 8 | 10 | 2019-08-10 | 500737 | Sus | Y | EnvironmentalExternal¦Lightning¦Fuse¦FailedFaulted
19-0088621 | Equipment Failure/Involved | Underground | Transformer | Failed/Faulted | 2019 | Tier 3 - Extreme | Distribution Circuit | 8 | 15 | 2019-08-15 | 514300 | Sus | Y | EquipmentFailureInvolved¦Underground¦Transformer¦FailedFaulted
19-0090655 | Equipment Failure/Involved | Overhead | Transformer | Failed/Faulted | 2019 | Tier 3 - Extreme | Transformer only | 8 | 21 | 2019-08-21 | 528474 | Sus | Y | EquipmentFailureInvolved¦Overhead¦Transformer¦FailedFaulted
19-0104199 | Vegetation | Tree - fell into line | Conductor, Overhead | Broken | 2019 | Tier 3 - Extreme | Transformer only | 9 | 26 | 2019-09-26 | 618716 | Sus | Y | Vegetation¦Treefellintoline¦ConductorOverhead¦Broken
19-0108475 | Animal | Squirrel | Bushing | Burned/flashed | 2019 | Tier 3 - Extreme | Distribution Circuit | 10 | 7 | 2019-10-07 | 646963 | Sus | Y | Animal¦Squirrel¦Bushing¦Burnedflashed
19-0113590 | Equipment Failure/Involved | Overhead | Transformer | Failed/Faulted | 2019 | Tier 2 - Elevated | Transformer only | 10 | 18 | 2019-10-18 | 670406 | Sus | Y | EquipmentFailureInvolved¦Overhead¦Transformer¦FailedFaulted
19-0118851 | Unknown Cause | Patrol - found nothing |  |  | 2019 | Tier 3 - Extreme | Distribution Circuit | 10 | 29 | 2019-10-29 | 694558 | Sus | Y | UnknownCause¦Patrolfoundnothing¦¦
19-0120208 | Unknown Cause | Patrol - found nothing |  |  | 2019 | Tier 3 - Extreme | Distribution Circuit | 11 | 1 | 2019-11-01 | 697769 | Sus | Y | UnknownCause¦Patrolfoundnothing¦¦
19-0123315 | Animal | Bird found | Jumper | Burned/flashed | 2019 | Tier 3 - Extreme | Distribution Circuit | 11 | 9 | 2019-11-09 | 703452 | Sus | Y | Animal¦Birdfound¦Jumper¦Burnedflashed
19-0130890 | Vegetation | Tree - branch fell on line | Conductor, Overhead | Normal | 2019 | Tier 2 - Elevated | Distribution Circuit | 11 | 27 | 2019-11-27 | 722409 | Sus | Y | Vegetation¦Treebranchfellonline¦ConductorOverhead¦Normal
19-0132324 | Equipment Failure/Involved | Overhead | Pole-Wood | Broken | 2019 | Tier 3 - Extreme | Distribution Circuit | 12 | 2 | 2019-12-02 | 727490 | Sus | N | EquipmentFailureInvolved¦Overhead¦PoleWood¦Broken
20-0007061 | Unknown Cause | Patrol - found nothing |  |  | 2020 | Tier 2 - Elevated | Distribution Circuit | 1 | 9 | 2020-01-09 | 758220 | Sus | N | UnknownCause¦Patrolfoundnothing¦¦
20-0007796 | Animal | Bird found | Conductor, Overhead | Normal | 2020 | Tier 2 - Elevated | Distribution Circuit | 1 | 13 | 2020-01-13 | 759845 | Sus | N | Animal¦Birdfound¦ConductorOverhead¦Normal
20-0007814 | Vegetation | Tree - fell into line | Anchor or Guy | Broken | 2020 | Tier 3 - Extreme | Distribution Circuit | 1 | 13 | 2020-01-13 | 759922 | Sus | N | Vegetation¦Treefellintoline¦AnchororGuy¦Broken
20-0011374 | 3rd Party | Vehicle | Anchor or Guy | Broken | 2020 | Tier 2 - Elevated | Distribution Circuit | 1 | 20 | 2020-01-20 | 766656 | Sus | N | 3rdParty¦Vehicle¦AnchororGuy¦Broken
20-0019720 | 3rd Party | Gun Shot | Conductor, Overhead | Broken | 2020 | Tier 2 - Elevated | Distribution Circuit | 2 | 10 | 2020-02-10 | 786908 | Sus | N | 3rdParty¦GunShot¦ConductorOverhead¦Broken
20-0020174 | Vegetation | Tree - fell into line | Crossarm, Wood | Broken, wire on ground | 2020 | Tier 3 - Extreme | Distribution Circuit | 2 | 9 | 2020-02-09 | 787802 | Sus | N | Vegetation¦Treefellintoline¦CrossarmWood¦Brokenwireonground
20-0022279 | Company Initiated | Construction Activity/equip, company | Crossarm, Wood | Burned/flashed | 2020 | Tier 2 - Elevated | Transformer only | 2 | 14 | 2020-02-14 | 791086 | Sus | N | CompanyInitiated¦ConstructionActivityequipcompany¦CrossarmWood¦Burnedflashed
20-0029093 | Equipment Failure/Involved | Underground | Transformer (UG) | Failed/Faulted | 2020 | Tier 3 - Extreme | Distribution Circuit | 3 | 5 | 2020-03-05 | 832754 | Sus | N | EquipmentFailureInvolved¦Underground¦Transformer(UG)¦FailedFaulted
20-0029377 | 3rd Party | Vehicle | Pole-Wood | Broken, wire on ground | 2020 | Tier 2 - Elevated | Distribution Circuit | 3 | 6 | 2020-03-06 | 835004 | Sus | N | 3rdParty¦Vehicle¦PoleWood¦Brokenwireonground
20-0038528 | Equipment Failure/Involved | Overhead | Conductor, Overhead | Broken, wire on ground | 2020 | Tier 3 - Extreme | Distribution Circuit | 4 | 5 | 2020-04-05 | 882759 | Sus | N | EquipmentFailureInvolved¦Overhead¦ConductorOverhead¦Brokenwireonground
20-0041910 | Unknown Cause | Patrol - found nothing |  |  | 2020 | Tier 2 - Elevated | Distribution Circuit | 4 | 16 | 2020-04-16 | 896211 | Sus | N | UnknownCause¦Patrolfoundnothing¦¦
20-0045047 | Unknown Cause | Patrol - found nothing |  |  | 2020 | Tier 2 - Elevated | Distribution Circuit | 4 | 28 | 2020-04-28 | 902647 | Sus | N | UnknownCause¦Patrolfoundnothing¦¦
20-0061627 | Equipment Failure/Involved | Overhead | Transformer | Failed/Faulted | 2020 | Tier 2 - Elevated | Transformer only | 6 | 15 | 2020-06-15 | 939869 | Sus | Y | EquipmentFailureInvolved¦Overhead¦Transformer¦FailedFaulted
20-0061733 | Equipment Failure/Involved | Overhead | Transformer | Failed/Faulted | 2020 | Tier 2 - Elevated | Transformer only | 6 | 16 | 2020-06-16 | 940147 | Sus | Y | EquipmentFailureInvolved¦Overhead¦Transformer¦FailedFaulted
20-0063513 | Unknown Cause | Patrol - not conducted |  |  | 2020 | Tier 2 - Elevated | Distribution Circuit | 6 | 22 | 2020-06-22 | 944089 | Sus | Y | UnknownCause¦Patrolnotconducted¦¦
20-0063545 | Equipment Failure/Involved | Overhead | Insulator | Broken | 2020 | Tier 3 - Extreme | Distribution Circuit | 6 | 22 | 2020-06-22 | 944276 | Sus | Y | EquipmentFailureInvolved¦Overhead¦Insulator¦Broken
20-0065685 | Vegetation | Tree - fell into line | Conductor, Overhead | Normal | 2020 | Tier 3 - Extreme | Distribution Circuit | 6 | 27 | 2020-06-27 | 948716 | Sus | Y | Vegetation¦Treefellintoline¦ConductorOverhead¦Normal
20-0069659 | Equipment Failure/Involved | Overhead | Crossarm, Wood | Deteriorated | 2020 | Tier 2 - Elevated | Distribution Circuit | 7 | 8 | 2020-07-08 | 960326 | Sus | Y | EquipmentFailureInvolved¦Overhead¦CrossarmWood¦Deteriorated
20-0075252 | Vegetation | Tree - grew into line | Conductor, Overhead | Normal | 2020 | Tier 3 - Extreme | Distribution Circuit | 7 | 23 | 2020-07-23 | 970726 | Sus | Y | Vegetation¦Treegrewintoline¦ConductorOverhead¦Normal
20-0080190 | Vegetation | Tree - fell into line | Conductor, Overhead | Broken, wire on ground | 2020 | Tier 3 - Extreme | Distribution Circuit | 8 | 5 | 2020-08-05 | 979670 | Sus | Y | Vegetation¦Treefellintoline¦ConductorOverhead¦Brokenwireonground
20-0080711 | Equipment Failure/Involved | Overhead | Cutout, fuse holder | Broken | 2020 | Tier 2 - Elevated | Transformer only | 8 | 6 | 2020-08-06 | 982162 | Sus | Y | EquipmentFailureInvolved¦Overhead¦Cutoutfuseholder¦Broken
20-0081013 | Vegetation | Tree - grew into line | Conductor, Overhead | Normal | 2020 | Tier 2 - Elevated | Distribution Circuit | 8 | 8 | 2020-08-08 | 984472 | Sus | Y | Vegetation¦Treegrewintoline¦ConductorOverhead¦Normal
20-0081302 | Vegetation | Tree - fell into line | Conductor, Overhead | Broken, wire on ground | 2020 | Tier 2 - Elevated | Distribution Circuit | 8 | 8 | 2020-08-08 | 987081 | Sus | Y | Vegetation¦Treefellintoline¦ConductorOverhead¦Brokenwireonground
20-0085788 | Equipment Failure/Involved | Overhead | Transformer | Failed/Faulted | 2020 | Tier 2 - Elevated | Transformer only | 8 | 17 | 2020-08-17 | 1016683 | Sus | Y | EquipmentFailureInvolved¦Overhead¦Transformer¦FailedFaulted
20-0086232 | Unknown Cause | Patrol - found nothing |  |  | 2020 | Tier 2 - Elevated | Distribution Circuit | 8 | 17 | 2020-08-17 | 1017748 | Sus | Y | UnknownCause¦Patrolfoundnothing¦¦
20-0090462 | Environmental/External | Fire, Forest/Grass | Conductor, Underground | Normal | 2020 | Tier 3 - Extreme | Distribution Circuit | 8 | 19 | 2020-08-19 | 1033354 | Sus | Y | EnvironmentalExternal¦FireForestGrass¦ConductorUnderground¦Normal
20-0093557 | Unknown Cause | Patrol - found nothing |  |  | 2020 | Tier 2 - Elevated | Distribution Circuit | 9 | 4 | 2020-09-04 | 1055293 | Sus | Y | UnknownCause¦Patrolfoundnothing¦¦
20-0094393 | Wildfire Mitigation | Public Safety Power Shut-off | Conductor, Overhead | Normal | 2020 | Tier 3 - Extreme | Distribution Circuit | 9 | 7 | 2020-09-07 | 1059618 | Sus | Y | WildfireMitigation¦PublicSafetyPowerShutoff¦ConductorOverhead¦Normal
20-0095007 | Environmental/External | Fire, Forest/Grass | Conductor, Overhead | Normal | 2020 | Tier 2 - Elevated | Distribution Circuit | 8 | 18 | 2020-08-18 | 1061063 | Sus | Y | EnvironmentalExternal¦FireForestGrass¦ConductorOverhead¦Normal
20-0097374 | Environmental/External | Fire, Forest/Grass | Fuse | Normal | 2020 | Tier 3 - Extreme | Distribution Circuit | 9 | 11 | 2020-09-11 | 1070357 | Sus | Y | EnvironmentalExternal¦FireForestGrass¦Fuse¦Normal
20-0100031 | Environmental/External | Fire, Forest/Grass | Conductor, Overhead | Burned/flashed | 2020 | Tier 3 - Extreme | Distribution Circuit | 9 | 7 | 2020-09-07 | 1086841 | Sus | Y | EnvironmentalExternal¦FireForestGrass¦ConductorOverhead¦Burnedflashed
20-0104740 | Unknown Cause | Patrol - found nothing |  |  | 2020 | Tier 3 - Extreme | Distribution Circuit | 10 | 3 | 2020-10-03 | 1108811 | Sus | Y | UnknownCause¦Patrolfoundnothing¦¦
20-0106304 | Animal | Squirrel | Fuse | Normal | 2020 | Tier 3 - Extreme | Distribution Circuit | 10 | 7 | 2020-10-07 | 1113131 | Sus | Y | Animal¦Squirrel¦Fuse¦Normal
20-0112844 | Wildfire Mitigation | Public Safety Power Shut-off | Conductor, Overhead | Normal | 2020 | Tier 2 - Elevated | Distribution Circuit | 10 | 25 | 2020-10-25 | 1125904 | Sus | Y | WildfireMitigation¦PublicSafetyPowerShutoff¦ConductorOverhead¦Normal
20-0113115 | Wildfire Mitigation | Public Safety Power Shut-off | Conductor, Overhead | Normal | 2020 | Tier 2 - Elevated | Distribution Circuit | 10 | 25 | 2020-10-25 | 1127681 | Sus | Y | WildfireMitigation¦PublicSafetyPowerShutoff¦ConductorOverhead¦Normal
20-0114981 | Environmental/External | Fire, Forest/Grass | Pole-Wood | Burned/flashed | 2020 | Tier 3 - Extreme | Distribution Circuit | 9 | 28 | 2020-09-28 | 1131801 | Sus | Y | EnvironmentalExternal¦FireForestGrass¦PoleWood¦Burnedflashed
20-0116643 | Equipment Failure/Involved | Underground | Connector or Splice (UG) | Burned/flashed | 2020 | Tier 3 - Extreme | Distribution Circuit | 11 | 3 | 2020-11-03 | 1135287 | Sus | Y | EquipmentFailureInvolved¦Underground¦ConnectororSplice(UG)¦Burnedflashed
20-0117605 | Equipment Failure/Involved | Overhead | Conductor, Overhead | Broken, wire on object | 2020 | Tier 2 - Elevated | Distribution Circuit | 11 | 6 | 2020-11-06 | 1137024 | Sus | Y | EquipmentFailureInvolved¦Overhead¦ConductorOverhead¦Brokenwireonobject
20-0118193 | Environmental/External | Fire, Forest/Grass | Pole-Wood | Broken | 2020 | Tier 3 - Extreme | Distribution Circuit | 11 | 7 | 2020-11-07 | 1138457 | Sus | Y | EnvironmentalExternal¦FireForestGrass¦PoleWood¦Broken
20-0120954 | Company Initiated | Operating error |  |  | 2020 | Tier 3 - Extreme | Distribution Circuit | 11 | 14 | 2020-11-14 | 1144990 | Sus | Y | CompanyInitiated¦Operatingerror¦¦
20-0125516 | Unknown Cause | Patrol - found nothing |  |  | 2020 | Tier 3 - Extreme | Transformer only | 11 | 27 | 2020-11-27 | 1155284 | Sus | Y | UnknownCause¦Patrolfoundnothing¦¦
20-0125747 | Animal | Squirrel | Conductor, Overhead | Normal | 2020 | Tier 2 - Elevated | Distribution Circuit | 11 | 29 | 2020-11-29 | 1155855 | Sus | Y | Animal¦Squirrel¦ConductorOverhead¦Normal
20-0128815 | Unknown Cause | Patrol - found nothing |  |  | 2020 | Tier 2 - Elevated | Transformer only | 12 | 8 | 2020-12-08 | 1170708 | Sus | N | UnknownCause¦Patrolfoundnothing¦¦
20-0130471 | 3rd Party | Vehicle | Pole-Wood | Broken | 2020 | Tier 3 - Extreme | Distribution Circuit | 12 | 15 | 2020-12-15 | 1185966 | Sus | N | 3rdParty¦Vehicle¦PoleWood¦Broken
21-0012053 | Unknown Cause | Patrol - found nothing |  |  | 2021 | Tier 3 - Extreme | Transformer only | 1 | 21 | 2021-01-21 | 1219727 | Sus | N | UnknownCause¦Patrolfoundnothing¦¦
21-0012092 | Unknown Cause | Patrol - found nothing |  |  | 2021 | Tier 3 - Extreme | Distribution Circuit | 1 | 20 | 2021-01-20 | 1219474 | Sus | N | UnknownCause¦Patrolfoundnothing¦¦
21-0012400 | Vegetation | Tree - fell into line | Transformer | Broken | 2021 | Tier 3 - Extreme | Transformer only | 1 | 21 | 2021-01-21 | 1220214 | Sus | N | Vegetation¦Treefellintoline¦Transformer¦Broken
21-0013877 | Unknown Cause | Patrol - found nothing |  |  | 2021 | Tier 2 - Elevated | Distribution Circuit | 1 | 25 | 2021-01-25 | 1224297 | Sus | N | UnknownCause¦Patrolfoundnothing¦¦
21-0014036 | Unknown Cause | Patrol - found nothing |  |  | 2021 | Tier 2 - Elevated | Distribution Circuit | 1 | 25 | 2021-01-25 | 1223715 | Sus | N | UnknownCause¦Patrolfoundnothing¦¦
21-0015261 | Vegetation | Tree - branch fell on line | Conductor, Overhead | Broken, wire on ground | 2021 | Tier 3 - Extreme | Distribution Circuit | 1 | 26 | 2021-01-26 | 1229448 | Sus | N | Vegetation¦Treebranchfellonline¦ConductorOverhead¦Brokenwireonground
21-0016102 | Unknown Cause | Patrol - found nothing |  |  | 2021 | Tier 2 - Elevated | Distribution Circuit | 1 | 27 | 2021-01-27 | 1233418 | Sus | N | UnknownCause¦Patrolfoundnothing¦¦
21-0016137 | Unknown Cause | Patrol - found nothing |  |  | 2021 | Tier 2 - Elevated | Distribution Circuit | 1 | 26 | 2021-01-26 | 1235193 | Sus | N | UnknownCause¦Patrolfoundnothing¦¦
21-0017988 | Unknown Cause | Patrol - found nothing |  |  | 2021 | Tier 2 - Elevated | Transformer only | 1 | 28 | 2021-01-28 | 1240615 | Sus | N | UnknownCause¦Patrolfoundnothing¦¦
21-0019328 | Vegetation | Tree - fell into line | Transformer (OH) | Broken | 2021 | Tier 3 - Extreme | Distribution Circuit | 1 | 30 | 2021-01-30 | 1243152 | Sus | N | Vegetation¦Treefellintoline¦Transformer(OH)¦Broken
21-0025508 | Unknown Cause | Patrol - found nothing |  |  | 2021 | Tier 2 - Elevated | Distribution Circuit | 2 | 14 | 2021-02-14 | 1254935 | Sus | N | UnknownCause¦Patrolfoundnothing¦¦
21-0030265 | Equipment Failure/Involved | Overhead | Connector or Splice (OH) | Broken, wire on ground | 2021 | Tier 3 - Extreme | Distribution Circuit | 2 | 27 | 2021-02-27 | 1263454 | Sus | N | EquipmentFailureInvolved¦Overhead¦ConnectororSplice(OH)¦Brokenwireonground
21-0035802 | Equipment Failure/Involved | Underground | Conductor, Underground | Broken | 2021 | Tier 2 - Elevated | Transformer only | 3 | 12 | 2021-03-12 | 1280044 | Sus | N | EquipmentFailureInvolved¦Underground¦ConductorUnderground¦Broken
21-0041896 | Equipment Failure/Involved | Overhead | Pole-Wood | Broken | 2021 | Tier 2 - Elevated | Distribution Circuit | 3 | 28 | 2021-03-28 | 1301948 | Sus | N | EquipmentFailureInvolved¦Overhead¦PoleWood¦Broken
21-0046071 | Unknown Cause | Patrol - found nothing |  |  | 2021 | Tier 2 - Elevated | Distribution Circuit | 4 | 7 | 2021-04-07 | 1310199 | Sus | N | UnknownCause¦Patrolfoundnothing¦¦
21-0049901 | Unknown Cause | Patrol - found nothing |  |  | 2021 | Tier 2 - Elevated | Distribution Circuit | 4 | 17 | 2021-04-17 | 1321005 | Sus | N | UnknownCause¦Patrolfoundnothing¦¦
21-0052654 | Equipment Failure/Involved | Overhead | Conductor, Overhead | Broken, wire on ground | 2021 | Tier 2 - Elevated | Distribution Circuit | 4 | 23 | 2021-04-23 | 1331334 | Sus | N | EquipmentFailureInvolved¦Overhead¦ConductorOverhead¦Brokenwireonground
21-0052858 | Equipment Failure/Involved | Electrical Overload | Fuse | Failed/Faulted | 2021 | Tier 3 - Extreme | Distribution Circuit | 4 | 25 | 2021-04-25 | 1333432 | Sus | N | EquipmentFailureInvolved¦ElectricalOverload¦Fuse¦FailedFaulted
21-0055120 | Equipment Failure/Involved | Overhead | Transformer (OH) | Failed/Faulted | 2021 | Tier 2 - Elevated | Transformer only | 4 | 29 | 2021-04-29 | 1337377 | Sus | N | EquipmentFailureInvolved¦Overhead¦Transformer(OH)¦FailedFaulted
21-0065733 | Animal | Squirrel | Conductor, Overhead | Normal | 2021 | Tier 2 - Elevated | Distribution Circuit | 5 | 25 | 2021-05-25 | 1358101 | Sus | Y | Animal¦Squirrel¦ConductorOverhead¦Normal
21-0067972 | Vegetation | Tree - fell into line | Conductor, Overhead | Normal | 2021 | Tier 2 - Elevated | Distribution Circuit | 5 | 31 | 2021-05-31 | 1362131 | Sus | Y | Vegetation¦Treefellintoline¦ConductorOverhead¦Normal
21-0068003 | Equipment Failure/Involved | Overhead | Transformer (OH) | Failed/Faulted | 2021 | Tier 2 - Elevated | Transformer only | 5 | 31 | 2021-05-31 | 1362186 | Sus | Y | EquipmentFailureInvolved¦Overhead¦Transformer(OH)¦FailedFaulted
21-0075847 | Equipment Failure/Involved | Overhead | Switch (OH) | Normal | 2021 | Tier 3 - Extreme | Distribution Circuit | 6 | 17 | 2021-06-17 | 1376803 | Sus | Y | EquipmentFailureInvolved¦Overhead¦Switch(OH)¦Normal
21-0080501 | Animal | Bird found | Transformer (OH) | Burned/flashed | 2021 | Tier 3 - Extreme | Transformer only | 6 | 27 | 2021-06-27 | 1386114 | Sus | Y | Animal¦Birdfound¦Transformer(OH)¦Burnedflashed
21-0081204 | Unknown Cause | Patrol - found nothing |  |  | 2021 | Tier 3 - Extreme | Distribution Circuit | 6 | 29 | 2021-06-29 | 1387595 | Sus | Y | UnknownCause¦Patrolfoundnothing¦¦
21-0084986 | Animal | Bird found | Conductor, Overhead | Normal | 2021 | Tier 2 - Elevated | Distribution Circuit | 7 | 5 | 2021-07-05 | 1392348 | Sus | Y | Animal¦Birdfound¦ConductorOverhead¦Normal
21-0087837 | Equipment Failure/Involved | Overhead | Cutout, fuse holder | Broken | 2021 | Tier 2 - Elevated | Transformer only | 7 | 11 | 2021-07-11 | 1399836 | Sus | Y | EquipmentFailureInvolved¦Overhead¦Cutoutfuseholder¦Broken
21-0093163 | Vegetation | Tree - branch fell on line | Pole-Wood | Broken, wire on ground | 2021 | Tier 2 - Elevated | Distribution Circuit | 7 | 21 | 2021-07-21 | 1410502 | Sus | Y | Vegetation¦Treebranchfellonline¦PoleWood¦Brokenwireonground
21-0097270 | Animal | Bird found | Conductor, Overhead | Normal | 2021 | Tier 2 - Elevated | Distribution Circuit | 7 | 30 | 2021-07-30 | 1420820 | Sus | Y | Animal¦Birdfound¦ConductorOverhead¦Normal
21-0098213 | Unknown Cause | Patrol - found nothing |  |  | 2021 | Tier 2 - Elevated | Distribution Circuit | 8 | 1 | 2021-08-01 | 1428090 | Sus | Y | UnknownCause¦Patrolfoundnothing¦¦
21-0102820 | Equipment Failure/Involved | Overhead | Cutout, fuse holder | Broken | 2021 | Tier 3 - Extreme | Transformer only | 8 | 10 | 2021-08-10 | 1439487 | Sus | Y | EquipmentFailureInvolved¦Overhead¦Cutoutfuseholder¦Broken
21-0105806 | Wildfire Mitigation | Public Safety Power Shut-off | Conductor, Overhead | Normal | 2021 | Tier 2 - Elevated | Distribution Circuit | 8 | 17 | 2021-08-17 | 1445458 | Sus | Y | WildfireMitigation¦PublicSafetyPowerShutoff¦ConductorOverhead¦Normal
21-0108169 | Company Initiated | Personnel, company | Conductor, Overhead | Broken, wire on ground | 2021 | Tier 2 - Elevated | Distribution Circuit | 8 | 23 | 2021-08-23 | 1450724 | Sus | Y | CompanyInitiated¦Personnelcompany¦ConductorOverhead¦Brokenwireonground
21-0112518 | Equipment Failure/Involved | Overhead | Pole-Wood | Deteriorated | 2021 | Tier 2 - Elevated | Distribution Circuit | 9 | 2 | 2021-09-02 | 1460614 | Sus | Y | EquipmentFailureInvolved¦Overhead¦PoleWood¦Deteriorated
21-0115698 | Unknown Cause | Patrol - found nothing |  |  | 2021 | Tier 2 - Elevated | Distribution Circuit | 9 | 10 | 2021-09-10 | 1467198 | Sus | Y | UnknownCause¦Patrolfoundnothing¦¦
21-0128428 | Unknown Cause | Patrol - found nothing |  |  | 2021 | Tier 3 - Extreme | Distribution Circuit | 10 | 10 | 2021-10-10 | 1491630 | Sus | Y | UnknownCause¦Patrolfoundnothing¦¦
21-0136348 | Vegetation | Tree - fell into line | Conductor, Overhead | Broken, wire on ground | 2021 | Tier 3 - Extreme | Distribution Circuit | 10 | 24 | 2021-10-24 | 1513137 | Sus | Y | Vegetation¦Treefellintoline¦ConductorOverhead¦Brokenwireonground
21-0136355 | Vegetation | Tree - branch fell on line | Conductor, Overhead | Normal | 2021 | Tier 2 - Elevated | Distribution Circuit | 10 | 24 | 2021-10-24 | 1511935 | Sus | Y | Vegetation¦Treebranchfellonline¦ConductorOverhead¦Normal
21-0136437 | Equipment Failure/Involved | Overhead | Conductor, Overhead | Broken, wire on ground | 2021 | Tier 2 - Elevated | Transformer only | 10 | 24 | 2021-10-24 | 1508897 | Sus | Y | EquipmentFailureInvolved¦Overhead¦ConductorOverhead¦Brokenwireonground
21-0138098 | Vegetation | Tree - fell into line | Conductor, Overhead | Normal | 2021 | Tier 2 - Elevated | Distribution Circuit | 10 | 26 | 2021-10-26 | 1521379 | Sus | Y | Vegetation¦Treefellintoline¦ConductorOverhead¦Normal
21-0138116 | Vegetation | Tree - fell into line | Conductor, Overhead | Broken | 2021 | Tier 2 - Elevated | Transformer only | 10 | 26 | 2021-10-26 | 1521482 | Sus | Y | Vegetation¦Treefellintoline¦ConductorOverhead¦Broken
21-0143626 | Unknown Cause | Patrol - found nothing |  |  | 2021 | Tier 3 - Extreme | Distribution Circuit | 11 | 8 | 2021-11-08 | 1538119 | Sus | Y | UnknownCause¦Patrolfoundnothing¦¦
21-0144481 | Unknown Cause | Patrol - found nothing |  |  | 2021 | Tier 2 - Elevated | Distribution Circuit | 11 | 17 | 2021-11-17 | 1548156 | Sus | Y | UnknownCause¦Patrolfoundnothing¦¦
21-0157175 | Vegetation | Tree - fell into line | Conductor, Overhead | Broken, wire on ground | 2021 | Tier 2 - Elevated | Distribution Circuit | 12 | 13 | 2021-12-13 | 1566966 | Sus | N | Vegetation¦Treefellintoline¦ConductorOverhead¦Brokenwireonground
21-0157543 | Equipment Failure/Involved | Overhead | Conductor, Overhead | Broken, wire on ground | 2021 | Tier 2 - Elevated | Distribution Circuit | 12 | 13 | 2021-12-13 | 1567950 | Sus | N | EquipmentFailureInvolved¦Overhead¦ConductorOverhead¦Brokenwireonground
21-0157769 | Unknown Cause | Patrol - found nothing |  |  | 2021 | Tier 3 - Extreme | Transformer only | 12 | 13 | 2021-12-13 | 1569147 | Sus | N | UnknownCause¦Patrolfoundnothing¦¦
21-0158204 | Vegetation | Tree - fell into line | Conductor, Overhead | Normal | 2021 | Tier 3 - Extreme | Distribution Circuit | 12 | 14 | 2021-12-14 | 1569882 | Sus | N | Vegetation¦Treefellintoline¦ConductorOverhead¦Normal
21-0159529 | 3rd Party | Vehicle | Pole-Wood | Broken | 2021 | Tier 2 - Elevated | Distribution Circuit | 12 | 18 | 2021-12-18 | 1576697 | Sus | N | 3rdParty¦Vehicle¦PoleWood¦Broken
21-0161202 | Vegetation | Tree - fell into line | Conductor, Overhead | Normal | 2021 | Tier 2 - Elevated | Distribution Circuit | 12 | 27 | 2021-12-27 | 1585984 | Sus | N | Vegetation¦Treefellintoline¦ConductorOverhead¦Normal
21-0161802 | Vegetation | Tree - fell into line | Pole-Wood | Broken | 2021 | Tier 2 - Elevated | Distribution Circuit | 12 | 27 | 2021-12-27 | 1584713 | Sus | N | Vegetation¦Treefellintoline¦PoleWood¦Broken
21-0162046 | Vegetation | Tree - fell into line | Conductor, Overhead | Broken, wire on ground | 2021 | Tier 3 - Extreme | Distribution Circuit | 12 | 27 | 2021-12-27 | 1590997 | Sus | N | Vegetation¦Treefellintoline¦ConductorOverhead¦Brokenwireonground
22-0004976 | Equipment Failure/Involved | Overhead | Fuse | Burned Open | 2021 | Tier 3 - Extreme | Transformer only | 12 | 31 | 2021-12-31 | 1590990 | Sus | N | EquipmentFailureInvolved¦Overhead¦Fuse¦BurnedOpen
22-0007876 | Vegetation | Tree - fell into line | Conductor, Overhead | Normal | 2022 | Tier 3 - Extreme | Distribution Circuit | 1 | 10 | 2022-01-10 | 1599110 | Sus | N | Vegetation¦Treefellintoline¦ConductorOverhead¦Normal
22-0008034 | Equipment Failure/Involved | Overhead | Recloser | Malfunctioning | 2022 | Tier 3 - Extreme | Distribution Circuit | 1 | 10 | 2022-01-10 | 1599379 | Sus | N | EquipmentFailureInvolved¦Overhead¦Recloser¦Malfunctioning
22-0009204 | Vegetation | Tree - fell into line | Transformer | Broken | 2022 | Tier 3 - Extreme | Transformer only | 1 | 12 | 2022-01-12 | 1601308 | Sus | N | Vegetation¦Treefellintoline¦Transformer¦Broken
22-0017370 | Unknown Cause | Patrol - found nothing |  |  | 2022 | Tier 2 - Elevated | Distribution Circuit | 2 | 2 | 2022-02-02 | 1618819 | Sus | N | UnknownCause¦Patrolfoundnothing¦¦
22-0024471 | Unknown Cause | Patrol - found nothing |  |  | 2022 | Tier 2 - Elevated | Distribution Circuit | 2 | 19 | 2022-02-19 | 1632441 | Sus | N | UnknownCause¦Patrolfoundnothing¦¦
22-0028920 | Unknown Cause | Patrol - found nothing |  |  | 2022 | Tier 2 - Elevated | Distribution Circuit | 3 | 2 | 2022-03-02 | 1640815 | Sus | N | UnknownCause¦Patrolfoundnothing¦¦
22-0038776 | 3rd Party | Vehicle | Pole-Wood | Broken, wire on ground | 2022 | Tier 3 - Extreme | Distribution Circuit | 3 | 25 | 2022-03-25 | 1656099 | Sus | N | 3rdParty¦Vehicle¦PoleWood¦Brokenwireonground
22-0039059 | Vegetation | Tree - branch fell on line | Conductor, Overhead | Normal | 2022 | Tier 3 - Extreme | Distribution Circuit | 3 | 27 | 2022-03-27 | 1657028 | Sus | N | Vegetation¦Treebranchfellonline¦ConductorOverhead¦Normal
22-0039129 | Vegetation | Tree - fell into line | Conductor, Overhead | Broken, wire on ground | 2022 | Tier 3 - Extreme | Distribution Circuit | 3 | 28 | 2022-03-28 | 1657449 | Sus | N | Vegetation¦Treefellintoline¦ConductorOverhead¦Brokenwireonground
22-0047934 | Unknown Cause | Patrol - found nothing |  |  | 2022 | Tier 3 - Extreme | Distribution Circuit | 4 | 14 | 2022-04-14 | 1672160 | Sus | N | UnknownCause¦Patrolfoundnothing¦¦
22-0053528 | Equipment Failure/Involved | Electrical Overload | Transformer | Broken | 2022 | Tier 2 - Elevated | Transformer only | 4 | 22 | 2022-04-22 | 1679597 | Sus | N | EquipmentFailureInvolved¦ElectricalOverload¦Transformer¦Broken
22-0056081 | Equipment Failure/Involved | Overhead | Transformer (OH) | Arcing | 2022 | Tier 2 - Elevated | Transformer only | 4 | 29 | 2022-04-29 | 1684573 | Sus | N | EquipmentFailureInvolved¦Overhead¦Transformer(OH)¦Arcing
22-0058895 | Equipment Failure/Involved | Overhead | Transformer (OH) | Leaking | 2022 | Tier 2 - Elevated | Transformer only | 5 | 6 | 2022-05-06 | 1689786 | Sus | Y | EquipmentFailureInvolved¦Overhead¦Transformer(OH)¦Leaking
22-0059323 | Vegetation | Tree - fell into line | Service conductor | Broken, wire on ground | 2022 | Tier 3 - Extreme | Transformer only | 5 | 7 | 2022-05-07 | 1690739 | Sus | Y | Vegetation¦Treefellintoline¦Serviceconductor¦Brokenwireonground
22-0066129 | Equipment Failure/Involved | Underground | Conductor, Underground | Burned/flashed | 2022 | Tier 2 - Elevated | Distribution Circuit | 5 | 25 | 2022-05-25 | 1709752 | Sus | Y | EquipmentFailureInvolved¦Underground¦ConductorUnderground¦Burnedflashed
22-0067326 | 3rd Party | Other | Conductor, Overhead | Normal | 2022 | Tier 2 - Elevated | Distribution Circuit | 5 | 27 | 2022-05-27 | 1712280 | Sus | Y | 3rdParty¦Other¦ConductorOverhead¦Normal
22-0067326 | 3rd Party | Other | Conductor, Overhead | Normal | 2022 | Tier 2 - Elevated | Distribution Circuit | 5 | 27 | 2022-05-27 | 1712280 | Sus | Y | 3rdParty¦Other¦ConductorOverhead¦Normal
22-0067992 | Vegetation | Tree - fell into line | Conductor, Overhead | Broken, wire on ground | 2022 | Tier 2 - Elevated | Distribution Circuit | 5 | 29 | 2022-05-29 | 1713754 | Sus | Y | Vegetation¦Treefellintoline¦ConductorOverhead¦Brokenwireonground
22-0069570 | Equipment Failure/Involved | Overhead | Transformer (OH) | Leaking | 2022 | Tier 3 - Extreme | Transformer only | 6 | 2 | 2022-06-02 | 1716922 | Sus | Y | EquipmentFailureInvolved¦Overhead¦Transformer(OH)¦Leaking
22-0077942 | Equipment Failure/Involved | Overhead | Pole-Wood | Deteriorated | 2022 | Tier 2 - Elevated | Distribution Circuit | 6 | 23 | 2022-06-23 | 1740506 | Sus | Y | EquipmentFailureInvolved¦Overhead¦PoleWood¦Deteriorated
22-0078577 | Equipment Failure/Involved | Overhead | Transformer (OH) | Failed/Faulted | 2022 | Tier 2 - Elevated | Transformer only | 6 | 25 | 2022-06-25 | 1742149 | Sus | Y | EquipmentFailureInvolved¦Overhead¦Transformer(OH)¦FailedFaulted
22-0081891 | Vegetation | Tree - fell into line | Conductor, Overhead | Broken, wire on ground | 2022 | Tier 3 - Extreme | Distribution Circuit | 7 | 5 | 2022-07-05 | 1749333 | Sus | Y | Vegetation¦Treefellintoline¦ConductorOverhead¦Brokenwireonground
22-0095527 | Equipment Failure/Involved | Overhead | Conductor, Overhead | Annealed | 2022 | Tier 3 - Extreme | Distribution Circuit | 8 | 9 | 2022-08-09 | 1777312 | Sus | Y | EquipmentFailureInvolved¦Overhead¦ConductorOverhead¦Annealed
22-0098451 | Unknown Cause | Patrol - found nothing |  |  | 2022 | Tier 2 - Elevated | Distribution Circuit | 8 | 17 | 2022-08-17 | 1783107 | Sus | Y | UnknownCause¦Patrolfoundnothing¦¦
22-0099562 | Equipment Failure/Involved | Overhead | Transformer (OH) | Failed/Faulted | 2022 | Tier 3 - Extreme | Transformer only | 8 | 19 | 2022-08-19 | 1784885 | Sus | Y | EquipmentFailureInvolved¦Overhead¦Transformer(OH)¦FailedFaulted
22-0099980 | Vegetation | Tree - branch fell on line | Service conductor | Broken, wire on ground | 2022 | Tier 2 - Elevated | Transformer only | 8 | 19 | 2022-08-19 | 1785630 | Sus | Y | Vegetation¦Treebranchfellonline¦Serviceconductor¦Brokenwireonground
22-0100328 | 3rd Party | Dig in, 3rd party | Conductor, Underground | Burned/flashed | 2022 | Tier 2 - Elevated | Distribution Circuit | 8 | 22 | 2022-08-22 | 1787053 | Sus | Y | 3rdParty¦Digin3rdparty¦ConductorUnderground¦Burnedflashed
22-0101345 | Equipment Failure/Involved | Overhead | Fuse | Failed/Faulted | 2022 | Tier 2 - Elevated | Distribution Circuit | 8 | 24 | 2022-08-24 | 1788777 | Sus | Y | EquipmentFailureInvolved¦Overhead¦Fuse¦FailedFaulted
22-0104133 | Equipment Failure/Involved | Overhead | Secondary | Broken | 2022 | Tier 3 - Extreme | Transformer only | 8 | 31 | 2022-08-31 | 1796049 | Sus | Y | EquipmentFailureInvolved¦Overhead¦Secondary¦Broken
22-0109109 | Animal | Bird found | Pothead(Riser Termination) | Normal | 2022 | Tier 2 - Elevated | Distribution Circuit | 9 | 12 | 2022-09-12 | 1808799 | Sus | Y | Animal¦Birdfound¦Pothead(RiserTermination)¦Normal
22-0124703 | Equipment Failure/Involved | Overhead | Pole-Wood | Deteriorated | 2022 | Tier 2 - Elevated | Distribution Circuit | 10 | 25 | 2022-10-25 | 1845231 | Sus | Y | EquipmentFailureInvolved¦Overhead¦PoleWood¦Deteriorated
22-0126517 | Equipment Failure/Involved | Electrical Overload | Cutout, fuse holder | Broken | 2022 | Tier 3 - Extreme | Distribution Circuit | 11 | 1 | 2022-11-01 | 1850070 | Sus | Y | EquipmentFailureInvolved¦ElectricalOverload¦Cutoutfuseholder¦Broken
22-0127133 | Unknown Cause | Patrol - found nothing |  |  | 2022 | Tier 2 - Elevated | Distribution Circuit | 11 | 2 | 2022-11-02 | 1851689 | Sus | Y | UnknownCause¦Patrolfoundnothing¦¦
22-0128841 | Unknown Cause | Patrol - found nothing |  |  | 2022 | Tier 2 - Elevated | Distribution Circuit | 11 | 8 | 2022-11-08 | 1856765 | Sus | Y | UnknownCause¦Patrolfoundnothing¦¦
22-0129475 | Vegetation | Tree - branch fell on line | Conductor, Overhead | Broken | 2022 | Tier 3 - Extreme | Distribution Circuit | 11 | 9 | 2022-11-09 | 1858616 | Sus | Y | Vegetation¦Treebranchfellonline¦ConductorOverhead¦Broken
22-0140132 | Unknown Cause | Patrol - found nothing |  |  | 2022 | Tier 3 - Extreme | Distribution Circuit | 12 | 15 | 2022-12-15 | 1890159 | Sus | N | UnknownCause¦Patrolfoundnothing¦¦
22-0141401 | Vegetation | Tree - fell into line | Conductor, Overhead | Broken, wire on ground | 2022 | Tier 3 - Extreme | Distribution Circuit | 12 | 27 | 2022-12-27 | 1897863 | Sus | N | Vegetation¦Treefellintoline¦ConductorOverhead¦Brokenwireonground
22-0141542 | Vegetation | Tree - branch fell on line | Conductor, Overhead | Normal | 2022 | Tier 3 - Extreme | Distribution Circuit | 12 | 27 | 2022-12-27 | 1898362 | Sus | N | Vegetation¦Treebranchfellonline¦ConductorOverhead¦Normal
22-0141703 | Vegetation | Tree - fell into line | Conductor, Overhead | Broken, wire on ground | 2022 | Tier 3 - Extreme | Distribution Circuit | 12 | 27 | 2022-12-27 | 1899141 | Sus | N | Vegetation¦Treefellintoline¦ConductorOverhead¦Brokenwireonground
22-0142394 | Unknown Cause | Patrol - found nothing |  |  | 2022 | Tier 2 - Elevated | Transformer only | 12 | 30 | 2022-12-30 | 1902742 | Sus | N | UnknownCause¦Patrolfoundnothing¦¦
15-0011377 | Vegetation | Tree - fell into line | Conductor, Overhead | Broken, wire on ground | 2015 | Tier 2 - Elevated | Distribution Circuit | 2 | 7 | 2015-02-07 | 1181284 | Sus | N | Vegetation¦Treefellintoline¦ConductorOverhead¦Brokenwireonground
15-0011719 | Vegetation | Tree - fell into line | Conductor, Overhead | On Ground | 2015 | Tier 2 - Elevated | Distribution Circuit | 2 | 8 | 2015-02-08 | 1183727 | Sus | N | Vegetation¦Treefellintoline¦ConductorOverhead¦OnGround
15-0029402 | Equipment Failure/Involved | Lightning | Transformer | Malfunctioning | 2015 | Tier 2 - Elevated | Transformer only | 4 | 24 | 2015-04-24 | 1224104 | Sus | N | EquipmentFailureInvolved¦Lightning¦Transformer¦Malfunctioning
15-0033110 | Vegetation | Tree - branch fell on line | Conductor, Overhead | Broken, wire on ground | 2015 | Tier 3 - Extreme | Distribution Circuit | 5 | 9 | 2015-05-09 | 1232116 | Sus | Y | Vegetation¦Treebranchfellonline¦ConductorOverhead¦Brokenwireonground
15-0036189 | Animal | Bird found | Conductor, Overhead | Together | 2015 | Tier 2 - Elevated | Distribution Circuit | 5 | 23 | 2015-05-23 | 1238910 | Sus | Y | Animal¦Birdfound¦ConductorOverhead¦Together
15-0038032 | Vegetation | Tree - branch fell on line | Fuse | Failed/Faulted | 2015 | Tier 2 - Elevated | Distribution Circuit | 6 | 2 | 2015-06-02 | 1242837 | Sus | Y | Vegetation¦Treebranchfellonline¦Fuse¦FailedFaulted
15-0038598 | Equipment Failure/Involved | Overhead | Transformer | Failed/Faulted | 2015 | Tier 2 - Elevated | Transformer only | 6 | 4 | 2015-06-04 | 1243831 | Sus | Y | EquipmentFailureInvolved¦Overhead¦Transformer¦FailedFaulted
15-0040622 | Equipment Failure/Involved | Overhead | Transformer | Failed/Faulted | 2015 | Tier 2 - Elevated | Distribution Circuit | 6 | 12 | 2015-06-12 | 1249709 | Sus | Y | EquipmentFailureInvolved¦Overhead¦Transformer¦FailedFaulted
15-0044405 | Vegetation | Tree - fell into line | Conductor, Overhead | Broken, wire on ground | 2015 | Tier 2 - Elevated | Distribution Circuit | 6 | 30 | 2015-06-30 | 1259782 | Sus | Y | Vegetation¦Treefellintoline¦ConductorOverhead¦Brokenwireonground
15-0049440 | Equipment Failure/Involved | Underground | Transformer | Failed/Faulted | 2015 | Tier 2 - Elevated | Transformer only | 7 | 21 | 2015-07-21 | 1274432 | Sus | Y | EquipmentFailureInvolved¦Underground¦Transformer¦FailedFaulted
15-0049971 | Equipment Failure/Involved | Underground | Conductor, Underground | Burned/flashed | 2015 | Tier 2 - Elevated | Distribution Circuit | 7 | 23 | 2015-07-23 | 1275845 | Sus | Y | EquipmentFailureInvolved¦Underground¦ConductorUnderground¦Burnedflashed
15-0050378 | Unknown Cause | Patrol - not conducted |  |  | 2015 | Tier 2 - Elevated | Distribution Circuit | 7 | 24 | 2015-07-24 | 1276697 | Sus | Y | UnknownCause¦Patrolnotconducted¦¦
15-0060631 | Vegetation | Tree - branch fell on line | Conductor, Overhead | Broken | 2015 | Tier 2 - Elevated | Distribution Circuit | 9 | 10 | 2015-09-10 | 1303694 | Sus | Y | Vegetation¦Treebranchfellonline¦ConductorOverhead¦Broken
15-0062069 | Environmental/External | Fire, Forest/Grass | Pole-Wood | Burned/flashed | 2015 | Tier 3 - Extreme | Distribution Circuit | 9 | 13 | 2015-09-13 | 1307957 | Sus | Y | EnvironmentalExternal¦FireForestGrass¦PoleWood¦Burnedflashed
15-0062962 | Equipment Failure/Involved | Overhead | Transformer | Failed/Faulted | 2015 | Tier 2 - Elevated | Transformer only | 9 | 23 | 2015-09-23 | 1310900 | Sus | Y | EquipmentFailureInvolved¦Overhead¦Transformer¦FailedFaulted
15-0062969 | 3rd Party | Vehicle | Anchor or Guy | Normal | 2015 | Tier 2 - Elevated | Distribution Circuit | 9 | 23 | 2015-09-23 | 1310903 | Sus | Y | 3rdParty¦Vehicle¦AnchororGuy¦Normal
15-0066924 | Vegetation | Tree - branch fell on line | Conductor, Overhead | Normal | 2015 | Tier 2 - Elevated | Distribution Circuit | 9 | 30 | 2015-09-30 | 1314462 | Sus | Y | Vegetation¦Treebranchfellonline¦ConductorOverhead¦Normal
15-0073589 | Equipment Failure/Involved | Overhead | Conductor, Overhead | Bent or Twisted | 2015 | Tier 2 - Elevated | Distribution Circuit | 10 | 27 | 2015-10-27 | 1329808 | Sus | Y | EquipmentFailureInvolved¦Overhead¦ConductorOverhead¦BentorTwisted
15-0076907 | Equipment Failure/Involved | Overhead | Insulator | Arcing | 2015 | Tier 3 - Extreme | Distribution Circuit | 11 | 10 | 2015-11-10 | 1338543 | Sus | Y | EquipmentFailureInvolved¦Overhead¦Insulator¦Arcing
15-0078272 | Unknown Cause | Patrol - found nothing |  |  | 2015 | Tier 2 - Elevated | Distribution Circuit | 11 | 16 | 2015-11-16 | 1342869 | Sus | Y | UnknownCause¦Patrolfoundnothing¦¦
15-0086725 | Vegetation | Tree - fell into line | Conductor, Overhead | Broken, wire on ground | 2015 | Tier 2 - Elevated | Distribution Circuit | 12 | 22 | 2015-12-22 | 1368797 | Sus | N | Vegetation¦Treefellintoline¦ConductorOverhead¦Brokenwireonground
15-0087235 | Unknown Cause | Patrol - not conducted |  |  | 2015 | Tier 3 - Extreme | Transmission line | 12 | 24 | 2015-12-24 | 1371495 | Sus | N | UnknownCause¦Patrolnotconducted¦¦
15-0087436 | Vegetation | Tree - branch fell on line | Conductor, Overhead | Normal | 2015 | Tier 3 - Extreme | Distribution Circuit | 12 | 26 | 2015-12-26 | 1372060 | Sus | N | Vegetation¦Treebranchfellonline¦ConductorOverhead¦Normal
15-0087524 | Environmental/External | Ice or snow | Conductor, Overhead | Bent or Twisted | 2015 | Tier 2 - Elevated | Distribution Circuit | 12 | 27 | 2015-12-27 | 1372676 | Sus | N | EnvironmentalExternal¦Iceorsnow¦ConductorOverhead¦BentorTwisted
15-0087939 | 3rd Party | Dig in, 3rd party | Conductor, Underground | Broken | 2015 | Tier 3 - Extreme | Distribution Circuit | 12 | 31 | 2015-12-31 | 1375286 | Sus | N | 3rdParty¦Digin3rdparty¦ConductorUnderground¦Broken
16-0004325 | Vegetation | Tree - branch fell on line | Conductor, Overhead | Normal | 2016 | Tier 3 - Extreme | Distribution Circuit | 1 | 10 | 2016-01-10 | 1381008 | Sus | N | Vegetation¦Treebranchfellonline¦ConductorOverhead¦Normal
16-0004860 | Equipment Failure/Involved | Overhead | Transformer (OH) | Failed/Faulted | 2016 | Tier 3 - Extreme | Transformer only | 1 | 12 | 2016-01-12 | 1382180 | Sus | N | EquipmentFailureInvolved¦Overhead¦Transformer(OH)¦FailedFaulted
16-0015761 | Unknown Cause | Patrol - found nothing |  |  | 2016 | Tier 3 - Extreme | Distribution Circuit | 2 | 26 | 2016-02-26 | 1412416 | Sus | N | UnknownCause¦Patrolfoundnothing¦¦
16-0016825 | Equipment Failure/Involved | Overhead | Pole-Wood | Broken | 2016 | Tier 2 - Elevated | Distribution Circuit | 3 | 2 | 2016-03-02 | 1414742 | Sus | N | EquipmentFailureInvolved¦Overhead¦PoleWood¦Broken
16-0018558 | Equipment Failure/Involved | Overhead | Transformer | Failed/Faulted | 2016 | Tier 2 - Elevated | Transformer only | 3 | 6 | 2016-03-06 | 1422530 | Sus | N | EquipmentFailureInvolved¦Overhead¦Transformer¦FailedFaulted
16-0020190 | Equipment Failure/Involved | Fire, pole | Pole-Wood | Burned/flashed | 2016 | Tier 3 - Extreme | Distribution Circuit | 3 | 11 | 2016-03-11 | 1427028 | Sus | N | EquipmentFailureInvolved¦Firepole¦PoleWood¦Burnedflashed
16-0022810 | Environmental/External | Lightning | Transformer (OH) | Failed/Faulted | 2016 | Tier 2 - Elevated | Transformer only | 3 | 20 | 2016-03-20 |  | Sus | N | EnvironmentalExternal¦Lightning¦Transformer(OH)¦FailedFaulted
16-0023899 | Unknown Cause | Patrol - not conducted |  |  | 2016 | Tier 2 - Elevated | Distribution Circuit | 3 | 24 | 2016-03-24 | 1438202 | Sus | N | UnknownCause¦Patrolnotconducted¦¦
16-0025144 | Unknown Cause | Patrol - not conducted |  |  | 2016 | Tier 2 - Elevated | Distribution Circuit | 3 | 30 | 2016-03-30 | 1441885 | Sus | N | UnknownCause¦Patrolnotconducted¦¦
16-0027610 | Vegetation | Tree - fell into line | Conductor, Overhead | Broken, wire on ground | 2016 | Tier 3 - Extreme | Distribution Circuit | 4 | 10 | 2016-04-10 | 1448321 | Sus | N | Vegetation¦Treefellintoline¦ConductorOverhead¦Brokenwireonground
16-0029131 | Unknown Cause | Patrol - not conducted |  |  | 2016 | Tier 2 - Elevated | Distribution Circuit | 4 | 16 | 2016-04-16 | 1452031 | Sus | N | UnknownCause¦Patrolnotconducted¦¦
16-0032149 | Unknown Cause | Patrol - found nothing |  |  | 2016 | Tier 2 - Elevated | Distribution Circuit | 4 | 27 | 2016-04-27 | 1460300 | Sus | N | UnknownCause¦Patrolfoundnothing¦¦
16-0032753 | Unknown Cause | Patrol - found nothing |  |  | 2016 | Tier 2 - Elevated | Distribution Circuit | 4 | 29 | 2016-04-29 | 1461809 | Sus | N | UnknownCause¦Patrolfoundnothing¦¦
16-0033897 | Unknown Cause | Patrol - found nothing |  |  | 2016 | Tier 2 - Elevated | Distribution Circuit | 5 | 5 | 2016-05-05 | 1464839 | Sus | Y | UnknownCause¦Patrolfoundnothing¦¦
16-0037651 | Vegetation | Tree - branch fell on line | Conductor, Overhead | Normal | 2016 | Tier 2 - Elevated | Distribution Circuit | 5 | 22 | 2016-05-22 | 1474631 | Sus | Y | Vegetation¦Treebranchfellonline¦ConductorOverhead¦Normal
16-0039853 | Animal | Squirrel | Fuse | Failed/Faulted | 2016 | Tier 3 - Extreme | Distribution Circuit | 5 | 31 | 2016-05-31 | 1479609 | Sus | Y | Animal¦Squirrel¦Fuse¦FailedFaulted
16-0042700 | Equipment Failure/Involved | Overhead | Conductor, Overhead | Normal | 2016 | Tier 2 - Elevated | Distribution Circuit | 6 | 12 | 2016-06-12 | 1487526 | Sus | Y | EquipmentFailureInvolved¦Overhead¦ConductorOverhead¦Normal
16-0049204 | Equipment Failure/Involved | Overhead | Transformer | Failed/Faulted | 2016 | Tier 2 - Elevated | Transformer only | 7 | 12 | 2016-07-12 | 1508576 | Sus | Y | EquipmentFailureInvolved¦Overhead¦Transformer¦FailedFaulted
16-0053267 | Unknown Cause | Patrol - found nothing |  | Normal | 2016 | Tier 2 - Elevated | Distribution Circuit | 7 | 28 | 2016-07-28 | 1517780 | Sus | Y | UnknownCause¦Patrolfoundnothing¦¦Normal
16-0058229 | Equipment Failure/Involved | Overhead | Crossarm, Wood | Broken | 2016 | Tier 3 - Extreme | Distribution Circuit | 8 | 18 | 2016-08-18 | 1528438 | Sus | Y | EquipmentFailureInvolved¦Overhead¦CrossarmWood¦Broken
16-0062003 | Animal | Squirrel | Transformer (OH) | Normal | 2016 | Tier 2 - Elevated | Distribution Circuit | 9 | 2 | 2016-09-02 | 1535857 | Sus | Y | Animal¦Squirrel¦Transformer(OH)¦Normal
16-0063800 | Vegetation | Tree - fell into line | Conductor, Overhead | Broken, wire on ground | 2016 | Tier 2 - Elevated | Distribution Circuit | 9 | 11 | 2016-09-11 | 1539785 | Sus | Y | Vegetation¦Treefellintoline¦ConductorOverhead¦Brokenwireonground
16-0067346 | Vegetation | Tree - fell into line | Conductor, Overhead | Broken, wire on ground | 2016 | Tier 3 - Extreme | Distribution Circuit | 9 | 25 | 2016-09-25 | 1547456 | Sus | Y | Vegetation¦Treefellintoline¦ConductorOverhead¦Brokenwireonground
16-0070955 | Unknown Cause | Patrol - found nothing |  |  | 2016 | Tier 3 - Extreme | Distribution Circuit | 10 | 10 | 2016-10-10 | 1555965 | Sus | Y | UnknownCause¦Patrolfoundnothing¦¦
16-0073376 | Animal | Squirrel | Cutout, fuse holder | Normal | 2016 | Tier 3 - Extreme | Distribution Circuit | 10 | 17 | 2016-10-17 | 1564644 | Sus | Y | Animal¦Squirrel¦Cutoutfuseholder¦Normal
16-0074897 | Environmental/External | Lightning | Transformer | Failed/Faulted | 2016 | Tier 3 - Extreme | Transformer only | 10 | 24 | 2016-10-24 | 1568300 | Sus | Y | EnvironmentalExternal¦Lightning¦Transformer¦FailedFaulted
16-0074976 | Environmental/External | Lightning |  | Failed/Faulted | 2016 | Tier 2 - Elevated | Transformer only | 10 | 24 | 2016-10-24 | 1568443 | Sus | Y | EnvironmentalExternal¦Lightning¦¦FailedFaulted
16-0082868 | Animal | Squirrel | Fuse | Normal | 2016 | Tier 3 - Extreme | Distribution Circuit | 11 | 29 | 2016-11-29 | 1591163 | Sus | Y | Animal¦Squirrel¦Fuse¦Normal
16-0083231 | Equipment Failure/Involved | Overhead | Transformer | Failed/Faulted | 2016 | Tier 2 - Elevated | Transformer only | 11 | 30 | 2016-11-30 | 1592294 | Sus | Y | EquipmentFailureInvolved¦Overhead¦Transformer¦FailedFaulted
16-0084875 | Vegetation | Tree - fell into line | Conductor, Overhead | Together | 2016 | Tier 2 - Elevated | Distribution Circuit | 12 | 10 | 2016-12-10 | 1598161 | Sus | N | Vegetation¦Treefellintoline¦ConductorOverhead¦Together
16-0085794 | Unknown Cause | Patrol - found nothing |  |  | 2016 | Tier 2 - Elevated | Distribution Circuit | 12 | 15 | 2016-12-15 | 1603051 | Sus | N | UnknownCause¦Patrolfoundnothing¦¦
17-0003078 | Equipment Failure/Involved | Overhead | Fuse | Broken | 2017 | Tier 2 - Elevated | Transformer only | 1 | 3 | 2017-01-03 | 1615745 | Sus | N | EquipmentFailureInvolved¦Overhead¦Fuse¦Broken
17-0005060 | Unknown Cause | Patrol - found nothing |  |  | 2017 | Tier 2 - Elevated | Distribution Circuit | 1 | 8 | 2017-01-08 | 1623096 | Sus | N | UnknownCause¦Patrolfoundnothing¦¦
17-0005439 | Equipment Failure/Involved | Overhead | Conductor, Overhead | Broken | 2017 | Tier 2 - Elevated | Distribution Circuit | 1 | 8 | 2017-01-08 | 1627652 | Sus | N | EquipmentFailureInvolved¦Overhead¦ConductorOverhead¦Broken
17-0005739 | Equipment Failure/Involved | Overhead | Cutout, fuse holder | Broken | 2017 | Tier 2 - Elevated | Transformer only | 1 | 8 | 2017-01-08 | 1629009 | Sus | N | EquipmentFailureInvolved¦Overhead¦Cutoutfuseholder¦Broken
17-0005865 | Vegetation | Tree - fell into line | Conductor, Overhead | Broken, wire on ground | 2017 | Tier 2 - Elevated | Distribution Circuit | 1 | 9 | 2017-01-09 | 1629943 | Sus | N | Vegetation¦Treefellintoline¦ConductorOverhead¦Brokenwireonground
17-0006220 | Vegetation | Tree - fell into line | Conductor, Overhead | Broken, wire on ground | 2017 | Tier 2 - Elevated | Distribution Circuit | 1 | 9 | 2017-01-09 | 1631695 | Sus | N | Vegetation¦Treefellintoline¦ConductorOverhead¦Brokenwireonground
17-0006282 | Unknown Cause | Patrol - found nothing |  |  | 2017 | Tier 3 - Extreme | Distribution Circuit | 1 | 8 | 2017-01-08 | 1632119 | Sus | N | UnknownCause¦Patrolfoundnothing¦¦
17-0007560 | Vegetation | Tree - fell into line | Conductor, Overhead | Broken, wire on ground | 2017 | Tier 2 - Elevated | Distribution Circuit | 1 | 11 | 2017-01-11 | 1639242 | Sus | N | Vegetation¦Treefellintoline¦ConductorOverhead¦Brokenwireonground
17-0008222 | Vegetation | Tree - fell into line | Conductor, Overhead | Broken, wire on ground | 2017 | Tier 2 - Elevated | Distribution Circuit | 1 | 11 | 2017-01-11 | 1640827 | Sus | N | Vegetation¦Treefellintoline¦ConductorOverhead¦Brokenwireonground
17-0008524 | Vegetation | Tree - fell into line | Conductor, Overhead | Normal | 2017 | Tier 2 - Elevated | Distribution Circuit | 1 | 12 | 2017-01-12 | 1641862 | Sus | N | Vegetation¦Treefellintoline¦ConductorOverhead¦Normal
17-0013798 | Vegetation | Tree - fell into line | Conductor, Overhead | Broken, wire on ground | 2017 | Tier 3 - Extreme | Distribution Circuit | 1 | 23 | 2017-01-23 | 1663741 | Sus | N | Vegetation¦Treefellintoline¦ConductorOverhead¦Brokenwireonground
17-0013916 | Unknown Cause | Patrol - found nothing |  |  | 2017 | Tier 3 - Extreme | Distribution Circuit | 1 | 23 | 2017-01-23 | 1664168 | Sus | N | UnknownCause¦Patrolfoundnothing¦¦
17-0013971 | Vegetation | Tree - fell into line | Conductor, Overhead | Normal | 2017 | Tier 3 - Extreme | Distribution Circuit | 1 | 23 | 2017-01-23 | 1662718 | Sus | N | Vegetation¦Treefellintoline¦ConductorOverhead¦Normal
17-0017036 | Equipment Failure/Involved | Overhead | Transformer | Failed/Faulted | 2017 | Tier 2 - Elevated | Transformer only | 2 | 2 | 2017-02-02 | 1673188 | Sus | N | EquipmentFailureInvolved¦Overhead¦Transformer¦FailedFaulted
17-0020474 | Vegetation | Tree - fell into line | Conductor, Overhead | Normal | 2017 | Tier 3 - Extreme | Distribution Circuit | 2 | 12 | 2017-02-12 | 1686834 | Sus | N | Vegetation¦Treefellintoline¦ConductorOverhead¦Normal
17-0021423 | Animal | Other |  | Failed/Faulted | 2017 | Tier 2 - Elevated | Transformer only | 2 | 15 | 2017-02-15 | 1689643 | Sus | N | Animal¦Other¦¦FailedFaulted
17-0023569 | Vegetation | Tree - branch fell on line | Conductor, Overhead | Broken, wire on ground | 2017 | Tier 2 - Elevated | Distribution Circuit | 2 | 19 | 2017-02-19 | 1702027 | Sus | N | Vegetation¦Treebranchfellonline¦ConductorOverhead¦Brokenwireonground
17-0023829 | Equipment Failure/Involved | Overhead | Connector or Splice (OH) | Broken | 2017 | Tier 3 - Extreme | Distribution Circuit | 2 | 20 | 2017-02-20 | 1703404 | Sus | N | EquipmentFailureInvolved¦Overhead¦ConnectororSplice(OH)¦Broken
17-0023987 | Vegetation | Tree - fell into line | Conductor, Overhead | Broken, wire on ground | 2017 | Tier 2 - Elevated | Distribution Circuit | 2 | 20 | 2017-02-20 | 1704065 | Sus | N | Vegetation¦Treefellintoline¦ConductorOverhead¦Brokenwireonground
17-0025420 | Unknown Cause | Patrol - found nothing |  |  | 2017 | Tier 3 - Extreme | Distribution Circuit | 2 | 22 | 2017-02-22 | 1709968 | Sus | N | UnknownCause¦Patrolfoundnothing¦¦
17-0028569 | Environmental/External | Flood/Erosion | Conductor, Overhead | Broken, wire on ground | 2017 | Tier 3 - Extreme | Distribution Circuit | 3 | 5 | 2017-03-05 | 1720274 | Sus | N | EnvironmentalExternal¦FloodErosion¦ConductorOverhead¦Brokenwireonground
17-0030639 | Unknown Cause | Patrol - found nothing |  |  | 2017 | Tier 3 - Extreme | Distribution Circuit | 3 | 14 | 2017-03-14 | 1726771 | Sus | N | UnknownCause¦Patrolfoundnothing¦¦
17-0031702 | Equipment Failure/Involved | Overhead | Transformer | Failed/Faulted | 2017 | Tier 3 - Extreme | Transformer only | 3 | 18 | 2017-03-18 | 1729930 | Sus | N | EquipmentFailureInvolved¦Overhead¦Transformer¦FailedFaulted
17-0032500 | Vegetation | Tree - fell into line | Conductor, Overhead | Broken, wire on ground | 2017 | Tier 2 - Elevated | Distribution Circuit | 3 | 21 | 2017-03-21 | 1731755 | Sus | N | Vegetation¦Treefellintoline¦ConductorOverhead¦Brokenwireonground
17-0033561 | Equipment Failure/Involved | Overhead | Transformer | Failed/Faulted | 2017 | Tier 3 - Extreme | Transformer only | 3 | 24 | 2017-03-24 | 1734950 | Sus | N | EquipmentFailureInvolved¦Overhead¦Transformer¦FailedFaulted
17-0033826 | Unknown Cause | Patrol - found nothing |  |  | 2017 | Tier 2 - Elevated | Distribution Circuit | 3 | 26 | 2017-03-26 | 1735784 | Sus | N | UnknownCause¦Patrolfoundnothing¦¦
17-0034413 | Vegetation | Tree - fell into line | Conductor, Overhead | Bent or Twisted | 2017 | Tier 3 - Extreme | Transformer only | 3 | 28 | 2017-03-28 | 1737240 | Sus | N | Vegetation¦Treefellintoline¦ConductorOverhead¦BentorTwisted
17-0035391 | Unknown Cause | Patrol - not conducted |  |  | 2017 | Tier 2 - Elevated | Distribution Circuit | 3 | 31 | 2017-03-31 | 1740479 | Sus | N | UnknownCause¦Patrolnotconducted¦¦
17-0036373 | Equipment Failure/Involved | Overhead | Transformer (OH) | Failed/Faulted | 2017 | Tier 2 - Elevated | Distribution Circuit | 4 | 4 | 2017-04-04 | 1743623 | Sus | N | EquipmentFailureInvolved¦Overhead¦Transformer(OH)¦FailedFaulted
17-0037777 | Vegetation | Tree - branch fell on line | Conductor, Overhead | Broken | 2017 | Tier 3 - Extreme | Distribution Circuit | 4 | 6 | 2017-04-06 | 1746714 | Sus | N | Vegetation¦Treebranchfellonline¦ConductorOverhead¦Broken
17-0038188 | Unknown Cause | Patrol - found nothing |  |  | 2017 | Tier 3 - Extreme | Distribution Circuit | 4 | 7 | 2017-04-07 | 1751980 | Sus | N | UnknownCause¦Patrolfoundnothing¦¦
17-0041033 | Unknown Cause | Patrol - found nothing |  |  | 2017 | Tier 2 - Elevated | Distribution Circuit | 4 | 18 | 2017-04-18 | 1759947 | Sus | N | UnknownCause¦Patrolfoundnothing¦¦
17-0042231 | Vegetation | Tree - branch fell on line | Conductor, Overhead | Broken, wire on ground | 2017 | Tier 2 - Elevated | Distribution Circuit | 4 | 23 | 2017-04-23 | 1765429 | Sus | N | Vegetation¦Treebranchfellonline¦ConductorOverhead¦Brokenwireonground
17-0046711 | Equipment Failure/Involved | Overhead | Other | Failed/Faulted | 2017 | Tier 2 - Elevated | Transformer only | 5 | 9 | 2017-05-09 | 1778993 | Sus | Y | EquipmentFailureInvolved¦Overhead¦Other¦FailedFaulted
17-0054185 | Vegetation | Tree - branch fell on line | Conductor, Overhead | Normal | 2017 | Tier 3 - Extreme | Distribution Circuit | 6 | 10 | 2017-06-10 | 1801093 | Sus | Y | Vegetation¦Treebranchfellonline¦ConductorOverhead¦Normal
17-0055951 | Unknown Cause | Patrol - found nothing |  |  | 2017 | Tier 2 - Elevated | Distribution Circuit | 6 | 17 | 2017-06-17 | 1806786 | Sus | Y | UnknownCause¦Patrolfoundnothing¦¦
17-0059132 | Vegetation | Tree - cutting, PG&E contractor | Conductor, Overhead | Normal | 2017 | Tier 2 - Elevated | Distribution Circuit | 6 | 28 | 2017-06-28 | 1819614 | Sus | Y | Vegetation¦TreecuttingPG&Econtractor¦ConductorOverhead¦Normal
17-0060418 | Vegetation | Tree - fell into line | Conductor, Overhead | Normal | 2017 | Tier 2 - Elevated | Distribution Circuit | 7 | 4 | 2017-07-04 | 1823456 | Sus | Y | Vegetation¦Treefellintoline¦ConductorOverhead¦Normal
17-0065182 | Equipment Failure/Involved | Overhead | Transformer | Failed/Faulted | 2017 | Tier 2 - Elevated | Transformer only | 7 | 24 | 2017-07-24 | 1839169 | Sus | Y | EquipmentFailureInvolved¦Overhead¦Transformer¦FailedFaulted
17-0067852 | Equipment Failure/Involved | Overhead | Transformer | Failed/Faulted | 2017 | Tier 3 - Extreme | Transformer only | 8 | 3 | 2017-08-03 | 1846037 | Sus | Y | EquipmentFailureInvolved¦Overhead¦Transformer¦FailedFaulted
17-0068248 | Animal | Squirrel | Fuse | Failed/Faulted | 2017 | Tier 2 - Elevated | Distribution Circuit | 8 | 6 | 2017-08-06 | 1847225 | Sus | Y | Animal¦Squirrel¦Fuse¦FailedFaulted
17-0070294 | Vegetation | Tree - fell into line | Conductor, Overhead | Together | 2017 | Tier 2 - Elevated | Distribution Circuit | 8 | 15 | 2017-08-15 | 1852815 | Sus | Y | Vegetation¦Treefellintoline¦ConductorOverhead¦Together
17-0081362 | Unknown Cause | Patrol - found nothing |  |  | 2017 | Tier 2 - Elevated | Distribution Circuit | 9 | 24 | 2017-09-24 | 1885089 | Sus | Y | UnknownCause¦Patrolfoundnothing¦¦
17-0084643 | Animal | Squirrel | Transformer (OH) | Normal | 2017 | Tier 2 - Elevated | Distribution Circuit | 10 | 6 | 2017-10-06 | 1891794 | Sus | Y | Animal¦Squirrel¦Transformer(OH)¦Normal
17-0085148 | Equipment Failure/Involved | Overhead | Conductor, Overhead | Together | 2017 | Tier 2 - Elevated | Distribution Circuit | 10 | 8 | 2017-10-08 | 1893626 | Sus | Y | EquipmentFailureInvolved¦Overhead¦ConductorOverhead¦Together
17-0086810 | Environmental/External | Fire, Forest/Grass | Conductor, Overhead | Normal | 2017 | Tier 2 - Elevated | Distribution Circuit | 10 | 8 | 2017-10-08 | 1899470 | Sus | Y | EnvironmentalExternal¦FireForestGrass¦ConductorOverhead¦Normal
17-0087311 | Unknown Cause | Patrol - found nothing |  |  | 2017 | Tier 2 - Elevated | Distribution Circuit | 10 | 9 | 2017-10-09 | 1900643 | Sus | Y | UnknownCause¦Patrolfoundnothing¦¦
17-0087525 | Unknown Cause | Patrol - found nothing |  |  | 2017 | Tier 2 - Elevated | Distribution Circuit | 10 | 9 | 2017-10-09 | 1901332 | Sus | Y | UnknownCause¦Patrolfoundnothing¦¦
17-0087557 | Environmental/External | Fire, Forest/Grass | Transformer (OH) | Broken | 2017 | Tier 3 - Extreme | Transformer only | 10 | 9 | 2017-10-09 | 1901386 | Sus | Y | EnvironmentalExternal¦FireForestGrass¦Transformer(OH)¦Broken
17-0092202 | Equipment Failure/Involved | Overhead | Transformer | Failed/Faulted | 2017 | Tier 2 - Elevated | Transformer only | 11 | 2 | 2017-11-02 | 1914543 | Sus | Y | EquipmentFailureInvolved¦Overhead¦Transformer¦FailedFaulted
17-0097284 | Unknown Cause | Patrol - found nothing |  |  | 2017 | Tier 2 - Elevated | Distribution Circuit | 11 | 23 | 2017-11-23 | 1928292 | Sus | Y | UnknownCause¦Patrolfoundnothing¦¦
17-0097447 | Unknown Cause | Patrol - not conducted |  |  | 2017 | Tier 2 - Elevated | Distribution Circuit | 11 | 25 | 2017-11-25 | 1928837 | Sus | Y | UnknownCause¦Patrolnotconducted¦¦
17-0097470 | Animal | Squirrel | Cutout, fuse holder | Normal | 2017 | Tier 2 - Elevated | Distribution Circuit | 11 | 25 | 2017-11-25 | 1928906 | Sus | Y | Animal¦Squirrel¦Cutoutfuseholder¦Normal
17-0099327 | Unknown Cause | Patrol - found nothing |  |  | 2017 | Tier 2 - Elevated | Distribution Circuit | 12 | 3 | 2017-12-03 | 1934111 | Sus | N | UnknownCause¦Patrolfoundnothing¦¦
17-0101565 | Equipment Failure/Involved | Overhead | Lightning Arrestor | Failed/Faulted | 2017 | Tier 2 - Elevated | Distribution Circuit | 12 | 14 | 2017-12-14 | 1942751 | Sus | N | EquipmentFailureInvolved¦Overhead¦LightningArrestor¦FailedFaulted
17-0102584 | Equipment Failure/Involved | Overhead | Connector or Splice (OH) | Broken, wire on ground | 2017 | Tier 2 - Elevated | Distribution Circuit | 12 | 19 | 2017-12-19 | 1947936 | Sus | N | EquipmentFailureInvolved¦Overhead¦ConnectororSplice(OH)¦Brokenwireonground
17-0102788 | Company Initiated | Construction Activity/equip, company | Anchor or Guy | Normal | 2017 | Tier 3 - Extreme | Distribution Circuit | 12 | 20 | 2017-12-20 | 1948682 | Sus | N | CompanyInitiated¦ConstructionActivityequipcompany¦AnchororGuy¦Normal
17-0103403 | 3rd Party | Vehicle | Pole-Wood | Broken | 2017 | Tier 3 - Extreme | Distribution Circuit | 12 | 27 | 2017-12-27 | 1951933 | Sus | N | 3rdParty¦Vehicle¦PoleWood¦Broken
18-0006605 | Equipment Failure/Involved | Underground | Transformer | Failed/Faulted | 2018 | Tier 2 - Elevated | Transformer only | 1 | 17 | 2018-01-17 | 9044 | Sus | N | EquipmentFailureInvolved¦Underground¦Transformer¦FailedFaulted
18-0015741 | 3rd Party | Other | Cutout, fuse holder | On Ground | 2018 | Tier 2 - Elevated | Distribution Circuit | 2 | 20 | 2018-02-20 | 27975 | Sus | N | 3rdParty¦Other¦Cutoutfuseholder¦OnGround
18-0016567 | 3rd Party | Vehicle | Pole-Wood | Broken | 2018 | Tier 2 - Elevated | Distribution Circuit | 2 | 22 | 2018-02-22 | 29733 | Sus | N | 3rdParty¦Vehicle¦PoleWood¦Broken
18-0018924 | Unknown Cause | Patrol - found nothing |  |  | 2018 | Tier 2 - Elevated | Distribution Circuit | 3 | 1 | 2018-03-01 | 35829 | Sus | N | UnknownCause¦Patrolfoundnothing¦¦
18-0018929 | Vegetation | Tree - branch fell on line | Conductor, Overhead | Normal | 2018 | Tier 3 - Extreme | Distribution Circuit | 3 | 1 | 2018-03-01 | 35708 | Sus | N | Vegetation¦Treebranchfellonline¦ConductorOverhead¦Normal
18-0019130 | Equipment Failure/Involved | Overhead | PT/CCVT | Failed/Faulted | 2018 | Tier 2 - Elevated | Distribution Circuit | 3 | 2 | 2018-03-02 | 36183 | Sus | N | EquipmentFailureInvolved¦Overhead¦PTCCVT¦FailedFaulted
18-0025750 | Environmental/External | Lightning | Transformer (OH) | Failed/Faulted | 2018 | Tier 2 - Elevated | Transformer only | 3 | 22 | 2018-03-22 | 51141 | Sus | N | EnvironmentalExternal¦Lightning¦Transformer(OH)¦FailedFaulted
18-0027994 | Equipment Failure/Involved | Overhead | Transformer | Burned/flashed | 2018 | Tier 3 - Extreme | Transformer only | 3 | 30 | 2018-03-30 | 56435 | Sus | N | EquipmentFailureInvolved¦Overhead¦Transformer¦Burnedflashed
18-0029906 | Vegetation | Tree - fell into line | Pole-Wood | Broken | 2018 | Tier 2 - Elevated | Distribution Circuit | 4 | 6 | 2018-04-06 | 60763 | Sus | N | Vegetation¦Treefellintoline¦PoleWood¦Broken
18-0034785 | 3rd Party | Vehicle | Pole-Wood | Broken | 2018 | Tier 2 - Elevated | Distribution Circuit | 4 | 23 | 2018-04-23 | 72530 | Sus | N | 3rdParty¦Vehicle¦PoleWood¦Broken
18-0037026 | Equipment Failure/Involved | Overhead | Woodpin | Broken | 2018 | Tier 2 - Elevated | Distribution Circuit | 4 | 30 | 2018-04-30 | 76991 | Sus | N | EquipmentFailureInvolved¦Overhead¦Woodpin¦Broken
18-0053136 | Equipment Failure/Involved | Overhead | Pole-Wood | Deteriorated | 2018 | Tier 2 - Elevated | Distribution Circuit | 6 | 21 | 2018-06-21 | 114495 | Sus | Y | EquipmentFailureInvolved¦Overhead¦PoleWood¦Deteriorated
18-0054859 | Vegetation | Tree - grew into line | Conductor, Overhead | Normal | 2018 | Tier 3 - Extreme | Distribution Circuit | 6 | 26 | 2018-06-26 | 119046 | Sus | Y | Vegetation¦Treegrewintoline¦ConductorOverhead¦Normal
18-0056180 | Vegetation | Tree - branch fell on line | Conductor, Overhead | Broken, wire on ground | 2018 | Tier 3 - Extreme | Distribution Circuit | 7 | 2 | 2018-07-02 | 122704 | Sus | Y | Vegetation¦Treebranchfellonline¦ConductorOverhead¦Brokenwireonground
18-0066400 | Unknown Cause | Patrol - found nothing |  |  | 2018 | Tier 2 - Elevated | Distribution Circuit | 8 | 3 | 2018-08-03 | 148008 | Sus | Y | UnknownCause¦Patrolfoundnothing¦¦
18-0066461 | Vegetation | Tree - fell into line | Conductor, Overhead | Normal | 2018 | Tier 3 - Extreme | Distribution Circuit | 8 | 3 | 2018-08-03 | 148150 | Sus | Y | Vegetation¦Treefellintoline¦ConductorOverhead¦Normal
18-0066590 | Equipment Failure/Involved | Overhead | Pole-Wood | Broken, wire on object | 2018 | Tier 2 - Elevated | Distribution Circuit | 8 | 3 | 2018-08-03 | 148487 | Sus | Y | EquipmentFailureInvolved¦Overhead¦PoleWood¦Brokenwireonobject
18-0071238 | 3rd Party | Vehicle | Pole-Wood | Broken | 2018 | Tier 2 - Elevated | Distribution Circuit | 8 | 17 | 2018-08-17 | 157279 | Sus | Y | 3rdParty¦Vehicle¦PoleWood¦Broken
18-0081291 | Unknown Cause | Patrol - found nothing |  |  | 2018 | Tier 2 - Elevated | Distribution Circuit | 9 | 19 | 2018-09-19 | 177564 | Sus | Y | UnknownCause¦Patrolfoundnothing¦¦
18-0089931 | Vegetation | Tree - fell into line | Conductor, Overhead | Normal | 2018 | Tier 3 - Extreme | Distribution Circuit | 10 | 12 | 2018-10-12 | 193967 | Sus | Y | Vegetation¦Treefellintoline¦ConductorOverhead¦Normal
18-0094994 | Unknown Cause | Patrol - found nothing |  |  | 2018 | Tier 2 - Elevated | Distribution Circuit | 10 | 29 | 2018-10-29 | 203986 | Sus | Y | UnknownCause¦Patrolfoundnothing¦¦
18-0099184 | Environmental/External | Fire, Forest/Grass | Pole-Wood | Burned/flashed | 2018 | Tier 3 - Extreme | Distribution Circuit | 11 | 8 | 2018-11-08 | 213892 | Sus | Y | EnvironmentalExternal¦FireForestGrass¦PoleWood¦Burnedflashed
18-0099562 | Animal | Bird found | Conductor, Overhead | Normal | 2018 | Tier 2 - Elevated | Distribution Circuit | 11 | 14 | 2018-11-14 | 214887 | Sus | Y | Animal¦Birdfound¦ConductorOverhead¦Normal
18-0100904 | Environmental/External | Fire, Forest/Grass | Pole-Wood | Burned/flashed | 2018 | Tier 3 - Extreme | Distribution Circuit | 11 | 8 | 2018-11-08 | 217982 | Sus | Y | EnvironmentalExternal¦FireForestGrass¦PoleWood¦Burnedflashed
18-0101247 | Environmental/External | Fire, Forest/Grass | Pole-Wood | Burned/flashed | 2018 | Tier 2 - Elevated | Distribution Circuit | 11 | 8 | 2018-11-08 | 218614 | Sus | Y | EnvironmentalExternal¦FireForestGrass¦PoleWood¦Burnedflashed
18-0101456 | Environmental/External | Fire, Forest/Grass | Pole-Wood | Burned/flashed | 2018 | Tier 3 - Extreme | Distribution Circuit | 11 | 8 | 2018-11-08 | 219067 | Sus | Y | EnvironmentalExternal¦FireForestGrass¦PoleWood¦Burnedflashed
18-0104657 | Vegetation | Tree - fell into line | Conductor, Overhead | On Ground | 2018 | Tier 2 - Elevated | Distribution Circuit | 11 | 29 | 2018-11-29 | 227355 | Sus | Y | Vegetation¦Treefellintoline¦ConductorOverhead¦OnGround
18-0105164 | Vegetation | Tree - fell into line | Fuse | Failed/Faulted | 2018 | Tier 2 - Elevated | Distribution Circuit | 11 | 29 | 2018-11-29 | 229173 | Sus | Y | Vegetation¦Treefellintoline¦Fuse¦FailedFaulted
18-0109556 | Equipment Failure/Involved | Overhead | Transformer (OH) | Deteriorated | 2018 | Tier 2 - Elevated | Distribution Circuit | 12 | 16 | 2018-12-16 | 241771 | Sus | N | EquipmentFailureInvolved¦Overhead¦Transformer(OH)¦Deteriorated
18-0109671 | Equipment Failure/Involved | Overhead | Transformer (OH) | Normal | 2018 | Tier 3 - Extreme | Distribution Circuit | 12 | 17 | 2018-12-17 | 242391 | Sus | N | EquipmentFailureInvolved¦Overhead¦Transformer(OH)¦Normal
19-0005477 | Vegetation | Tree - fell into line | Conductor, Overhead | Broken, wire on ground | 2019 | Tier 3 - Extreme | Distribution Circuit | 1 | 6 | 2019-01-06 | 257428 | Sus | N | Vegetation¦Treefellintoline¦ConductorOverhead¦Brokenwireonground
19-0007044 | Equipment Failure/Involved | Overhead | Conductor, Overhead | Together | 2019 | Tier 2 - Elevated | Distribution Circuit | 1 | 9 | 2019-01-09 | 261787 | Sus | N | EquipmentFailureInvolved¦Overhead¦ConductorOverhead¦Together
19-0011129 | Vegetation | Tree - fell into line | Conductor, Overhead | Broken, wire on ground | 2019 | Tier 2 - Elevated | Distribution Circuit | 1 | 16 | 2019-01-16 | 274260 | Sus | N | Vegetation¦Treefellintoline¦ConductorOverhead¦Brokenwireonground
19-0011375 | Equipment Failure/Involved | Overhead | Conductor, Overhead | Broken, wire on ground | 2019 | Tier 3 - Extreme | Distribution Circuit | 1 | 17 | 2019-01-17 | 274879 | Sus | N | EquipmentFailureInvolved¦Overhead¦ConductorOverhead¦Brokenwireonground
19-0017573 | Environmental/External | Lightning | Transformer | Failed/Faulted | 2019 | Tier 2 - Elevated | Transformer only | 2 | 3 | 2019-02-03 | 288977 | Sus | N | EnvironmentalExternal¦Lightning¦Transformer¦FailedFaulted
19-0017767 | Vegetation | Tree - fell into line | Conductor, Overhead | Normal | 2019 | Tier 3 - Extreme | Distribution Circuit | 2 | 4 | 2019-02-04 | 289556 | Sus | N | Vegetation¦Treefellintoline¦ConductorOverhead¦Normal
19-0020586 | Equipment Failure/Involved | Overhead | Pole-Wood | Broken | 2019 | Tier 3 - Extreme | Distribution Circuit | 2 | 10 | 2019-02-10 | 297890 | Sus | N | EquipmentFailureInvolved¦Overhead¦PoleWood¦Broken
19-0022814 | Vegetation | Tree - fell into line | Conductor, Overhead | Broken, wire on ground | 2019 | Tier 3 - Extreme | Distribution Circuit | 2 | 14 | 2019-02-14 | 306856 | Sus | N | Vegetation¦Treefellintoline¦ConductorOverhead¦Brokenwireonground
19-0023044 | Vegetation | Tree - fell into line | Conductor, Overhead | Broken, wire on ground | 2019 | Tier 2 - Elevated | Distribution Circuit | 2 | 13 | 2019-02-13 | 305522 | Sus | N | Vegetation¦Treefellintoline¦ConductorOverhead¦Brokenwireonground
19-0023140 | Equipment Failure/Involved | Overhead | Crossarm, Wood | Broken, wire on ground | 2019 | Tier 2 - Elevated | Distribution Circuit | 2 | 13 | 2019-02-13 | 308658 | Sus | N | EquipmentFailureInvolved¦Overhead¦CrossarmWood¦Brokenwireonground
19-0023655 | Vegetation | Tree - fell into line | Conductor, Overhead | Broken, wire on ground | 2019 | Tier 2 - Elevated | Distribution Circuit | 2 | 13 | 2019-02-13 | 304621 | Sus | N | Vegetation¦Treefellintoline¦ConductorOverhead¦Brokenwireonground
19-0023662 | Equipment Failure/Involved | Electrical Overload | Transformer (OH) | Failed/Faulted | 2019 | Tier 2 - Elevated | Transformer only | 2 | 14 | 2019-02-14 | 310775 | Sus | N | EquipmentFailureInvolved¦ElectricalOverload¦Transformer(OH)¦FailedFaulted
19-0024079 | Vegetation | Tree - fell into line | Conductor, Overhead | Normal | 2019 | Tier 2 - Elevated | Distribution Circuit | 2 | 14 | 2019-02-14 | 311960 | Sus | N | Vegetation¦Treefellintoline¦ConductorOverhead¦Normal
19-0024180 | 3rd Party | Vehicle | Pole-Wood | Broken | 2019 | Tier 3 - Extreme | Distribution Circuit | 2 | 15 | 2019-02-15 | 312060 | Sus | N | 3rdParty¦Vehicle¦PoleWood¦Broken
19-0024535 | Vegetation | Tree - fell into line | Conductor, Overhead | Normal | 2019 | Tier 3 - Extreme | Distribution Circuit | 2 | 16 | 2019-02-16 | 313873 | Sus | N | Vegetation¦Treefellintoline¦ConductorOverhead¦Normal
19-0025729 | Vegetation | Tree - fell into line | Conductor, Overhead | Broken | 2019 | Tier 3 - Extreme | Distribution Circuit | 2 | 16 | 2019-02-16 | 318128 | Sus | N | Vegetation¦Treefellintoline¦ConductorOverhead¦Broken
19-0028542 | Vegetation | Tree - branch fell on line | Conductor, Overhead | Burned/flashed | 2019 | Tier 2 - Elevated | Distribution Circuit | 2 | 26 | 2019-02-26 | 325170 | Sus | N | Vegetation¦Treebranchfellonline¦ConductorOverhead¦Burnedflashed
19-0028726 | Vegetation | Tree - fell into line | Conductor, Overhead | Broken, wire on ground | 2019 | Tier 2 - Elevated | Distribution Circuit | 2 | 27 | 2019-02-27 | 326167 | Sus | N | Vegetation¦Treefellintoline¦ConductorOverhead¦Brokenwireonground
19-0030026 | 3rd Party | Vehicle | Pole-Wood | Broken | 2019 | Tier 2 - Elevated | Distribution Circuit | 3 | 2 | 2019-03-02 | 329493 | Sus | N | 3rdParty¦Vehicle¦PoleWood¦Broken
19-0034402 | Vegetation | Tree - fell into line | Conductor, Overhead | Normal | 2019 | Tier 3 - Extreme | Distribution Circuit | 3 | 16 | 2019-03-16 | 340882 | Sus | N | Vegetation¦Treefellintoline¦ConductorOverhead¦Normal
19-0042289 | 3rd Party | Vehicle | Anchor or Guy | Broken | 2019 | Tier 2 - Elevated | Distribution Circuit | 4 | 14 | 2019-04-14 | 360443 | Sus | N | 3rdParty¦Vehicle¦AnchororGuy¦Broken
19-0043430 | Unknown Cause | Patrol - found nothing |  |  | 2019 | Tier 2 - Elevated | Distribution Circuit | 4 | 17 | 2019-04-17 | 362509 | Sus | N | UnknownCause¦Patrolfoundnothing¦¦
19-0044944 | Equipment Failure/Involved | Overhead | Pole-Wood | Broken | 2019 | Tier 2 - Elevated | Distribution Circuit | 4 | 22 | 2019-04-22 | 365659 | Sus | N | EquipmentFailureInvolved¦Overhead¦PoleWood¦Broken
19-0046621 | Vegetation | Tree - fell into line | Conductor, Overhead | Normal | 2019 | Tier 2 - Elevated | Distribution Circuit | 4 | 26 | 2019-04-26 | 368886 | Sus | N | Vegetation¦Treefellintoline¦ConductorOverhead¦Normal
19-0052450 | Equipment Failure/Involved | Overhead | Fuse | Failed/Faulted | 2019 | Tier 2 - Elevated | Distribution Circuit | 5 | 15 | 2019-05-15 | 381479 | Sus | Y | EquipmentFailureInvolved¦Overhead¦Fuse¦FailedFaulted
19-0054042 | Vegetation | Tree - fell into line | Conductor, Overhead | Broken, wire on ground | 2019 | Tier 3 - Extreme | Distribution Circuit | 5 | 19 | 2019-05-19 | 385421 | Sus | Y | Vegetation¦Treefellintoline¦ConductorOverhead¦Brokenwireonground
19-0054287 | Equipment Failure/Involved | Overhead | Fuse | Burned Open | 2019 | Tier 2 - Elevated | Distribution Circuit | 5 | 20 | 2019-05-20 | 386053 | Sus | Y | EquipmentFailureInvolved¦Overhead¦Fuse¦BurnedOpen
19-0055072 | Unknown Cause | Patrol - not conducted |  |  | 2019 | Tier 3 - Extreme | Distribution Circuit | 5 | 21 | 2019-05-21 | 387373 | Sus | Y | UnknownCause¦Patrolnotconducted¦¦
19-0070031 | Equipment Failure/Involved | Overhead | Transformer | Failed/Faulted | 2019 | Tier 2 - Elevated | Transformer only | 6 | 20 | 2019-06-20 | 422119 | Sus | Y | EquipmentFailureInvolved¦Overhead¦Transformer¦FailedFaulted
19-0070977 | Vegetation | Tree - branch fell on line | Conductor, Overhead | Broken, wire on ground | 2019 | Tier 2 - Elevated | Distribution Circuit | 6 | 22 | 2019-06-22 | 425993 | Sus | Y | Vegetation¦Treebranchfellonline¦ConductorOverhead¦Brokenwireonground
19-0076381 | Equipment Failure/Involved | Overhead | Insulator | Broken | 2019 | Tier 2 - Elevated | Distribution Circuit | 7 | 11 | 2019-07-11 | 445187 | Sus | Y | EquipmentFailureInvolved¦Overhead¦Insulator¦Broken
19-0077657 | Equipment Failure/Involved | Electrical Overload | Transformer | Failed/Faulted | 2019 | Tier 2 - Elevated | Transformer only | 7 | 15 | 2019-07-15 | 452695 | Sus | Y | EquipmentFailureInvolved¦ElectricalOverload¦Transformer¦FailedFaulted
19-0078640 | Unknown Cause | Patrol - found nothing |  |  | 2019 | Tier 3 - Extreme | Distribution Circuit | 7 | 18 | 2019-07-18 | 457024 | Sus | Y | UnknownCause¦Patrolfoundnothing¦¦
19-0081074 | Vegetation | Tree - branch fell on line | Conductor, Overhead | Together | 2019 | Tier 3 - Extreme | Distribution Circuit | 7 | 25 | 2019-07-25 | 470867 | Sus | Y | Vegetation¦Treebranchfellonline¦ConductorOverhead¦Together
19-0084975 | Equipment Failure/Involved | Overhead | Pole-Wood | Broken | 2019 | Tier 2 - Elevated | Transformer only | 8 | 6 | 2019-08-06 | 487440 | Sus | Y | EquipmentFailureInvolved¦Overhead¦PoleWood¦Broken
19-0085095 | Vegetation | Tree - branch fell on line | Conductor, Overhead | Broken, wire on ground | 2019 | Tier 2 - Elevated | Distribution Circuit | 8 | 7 | 2019-08-07 | 487995 | Sus | Y | Vegetation¦Treebranchfellonline¦ConductorOverhead¦Brokenwireonground
19-0087108 | Unknown Cause | Patrol - found nothing |  |  | 2019 | Tier 2 - Elevated | Distribution Circuit | 8 | 12 | 2019-08-12 | 504775 | Sus | Y | UnknownCause¦Patrolfoundnothing¦¦
19-0095162 | Equipment Failure/Involved | Overhead | Transformer | Failed/Faulted | 2019 | Tier 3 - Extreme | Transformer only | 9 | 4 | 2019-09-04 | 552129 | Sus | Y | EquipmentFailureInvolved¦Overhead¦Transformer¦FailedFaulted
19-0096319 | Animal | Squirrel | Conductor, Overhead | Normal | 2019 | Tier 3 - Extreme | Distribution Circuit | 9 | 7 | 2019-09-07 | 559493 | Sus | Y | Animal¦Squirrel¦ConductorOverhead¦Normal
19-0099149 | Equipment Failure/Involved | Overhead | Transformer | Failed/Faulted | 2019 | Tier 2 - Elevated | Transformer only | 9 | 14 | 2019-09-14 | 581795 | Sus | Y | EquipmentFailureInvolved¦Overhead¦Transformer¦FailedFaulted
19-0099985 | Unknown Cause | Patrol - found nothing |  |  | 2019 | Tier 2 - Elevated | Distribution Circuit | 9 | 17 | 2019-09-17 | 585664 | Sus | Y | UnknownCause¦Patrolfoundnothing¦¦
19-0103797 | Equipment Failure/Involved | Overhead | Conductor, Overhead | Deteriorated | 2019 | Tier 3 - Extreme | Distribution Circuit | 9 | 25 | 2019-09-25 | 615422 | Sus | Y | EquipmentFailureInvolved¦Overhead¦ConductorOverhead¦Deteriorated
19-0107091 | Vegetation | Tree - fell into line | Conductor, Overhead | Normal | 2019 | Tier 2 - Elevated | Distribution Circuit | 10 | 3 | 2019-10-03 | 640293 | Sus | Y | Vegetation¦Treefellintoline¦ConductorOverhead¦Normal
19-0108112 | Unknown Cause | Patrol - found nothing |  |  | 2019 | Tier 3 - Extreme | Distribution Circuit | 10 | 6 | 2019-10-06 | 645721 | Sus | Y | UnknownCause¦Patrolfoundnothing¦¦
19-0122715 | Unknown Cause | Patrol - found nothing |  |  | 2019 | Tier 2 - Elevated | Distribution Circuit | 11 | 7 | 2019-11-07 | 702268 | Sus | Y | UnknownCause¦Patrolfoundnothing¦¦
19-0122834 | Animal | Squirrel | Transformer (OH) | Normal | 2019 | Tier 3 - Extreme | Distribution Circuit | 11 | 8 | 2019-11-08 | 702591 | Sus | Y | Animal¦Squirrel¦Transformer(OH)¦Normal
19-0125694 | Unknown Cause | Patrol - found nothing |  |  | 2019 | Tier 2 - Elevated | Distribution Circuit | 11 | 18 | 2019-11-18 | 708983 | Sus | Y | UnknownCause¦Patrolfoundnothing¦¦
19-0126564 | Unknown Cause | Patrol - found nothing |  |  | 2019 | Tier 2 - Elevated | Transformer only | 11 | 19 | 2019-11-19 | 710411 | Sus | Y | UnknownCause¦Patrolfoundnothing¦¦
19-0130436 | Unknown Cause | Patrol - found nothing |  |  | 2019 | Tier 3 - Extreme | Distribution Circuit | 11 | 26 | 2019-11-26 | 718789 | Sus | Y | UnknownCause¦Patrolfoundnothing¦¦
19-0130642 | Unknown Cause | Patrol - found nothing |  |  | 2019 | Tier 3 - Extreme | Distribution Circuit | 11 | 27 | 2019-11-27 | 722016 | Sus | Y | UnknownCause¦Patrolfoundnothing¦¦
19-0130725 | Vegetation | Tree - fell into line | Conductor, Overhead | Broken, wire on ground | 2019 | Tier 3 - Extreme | Distribution Circuit | 11 | 27 | 2019-11-27 | 722413 | Sus | Y | Vegetation¦Treefellintoline¦ConductorOverhead¦Brokenwireonground
19-0130887 | Vegetation | Tree - fell into line | Crossarm, Wood | Broken | 2019 | Tier 3 - Extreme | Distribution Circuit | 11 | 28 | 2019-11-28 | 723022 | Sus | Y | Vegetation¦Treefellintoline¦CrossarmWood¦Broken
19-0130948 | Vegetation | Tree - branch fell on line | Conductor, Overhead | Normal | 2019 | Tier 2 - Elevated | Distribution Circuit | 11 | 28 | 2019-11-28 | 723042 | Sus | Y | Vegetation¦Treebranchfellonline¦ConductorOverhead¦Normal
19-0131001 | Vegetation | Tree - fell into line | Conductor, Overhead | Broken, wire on ground | 2019 | Tier 2 - Elevated | Distribution Circuit | 11 | 28 | 2019-11-28 | 723278 | Sus | Y | Vegetation¦Treefellintoline¦ConductorOverhead¦Brokenwireonground
19-0131363 | Vegetation | Tree - fell into line | Conductor, Overhead | Together | 2019 | Tier 2 - Elevated | Distribution Circuit | 11 | 29 | 2019-11-29 | 723850 | Sus | Y | Vegetation¦Treefellintoline¦ConductorOverhead¦Together
19-0133380 | Vegetation | Tree - fell into line | Conductor, Overhead | Normal | 2019 | Tier 2 - Elevated | Distribution Circuit | 12 | 4 | 2019-12-04 | 729845 | Sus | N | Vegetation¦Treefellintoline¦ConductorOverhead¦Normal
19-0134666 | Vegetation | Tree - fell into line | Conductor, Overhead | Normal | 2019 | Tier 3 - Extreme | Distribution Circuit | 12 | 7 | 2019-12-07 | 732119 | Sus | N | Vegetation¦Treefellintoline¦ConductorOverhead¦Normal
19-0134693 | Unknown Cause | Patrol - found nothing |  |  | 2019 | Tier 2 - Elevated | Distribution Circuit | 12 | 7 | 2019-12-07 | 732203 | Sus | N | UnknownCause¦Patrolfoundnothing¦¦
20-0006935 | Equipment Failure/Involved | Overhead | Transformer | Failed/Faulted | 2020 | Tier 2 - Elevated | Transformer only | 1 | 9 | 2020-01-09 | 758076 | Sus | N | EquipmentFailureInvolved¦Overhead¦Transformer¦FailedFaulted
20-0011112 | Unknown Cause | Patrol - found nothing |  |  | 2020 | Tier 2 - Elevated | Distribution Circuit | 1 | 16 | 2020-01-16 | 765877 | Sus | N | UnknownCause¦Patrolfoundnothing¦¦
20-0014770 | 3rd Party | Tree - cutting, 3rd party | Pole-Wood | Broken, wire on ground | 2020 | Tier 2 - Elevated | Distribution Circuit | 1 | 28 | 2020-01-28 | 772179 | Sus | N | 3rdParty¦Treecutting3rdparty¦PoleWood¦Brokenwireonground
20-0015239 | Unknown Cause | Patrol - found nothing |  |  | 2020 | Tier 3 - Extreme | Distribution Circuit | 1 | 29 | 2020-01-29 | 772881 | Sus | N | UnknownCause¦Patrolfoundnothing¦¦
20-0019189 | Unknown Cause | Patrol - found nothing |  |  | 2020 | Tier 2 - Elevated | Distribution Circuit | 2 | 9 | 2020-02-09 | 781869 | Sus | N | UnknownCause¦Patrolfoundnothing¦¦
20-0022022 | Vegetation | Tree - branch fell on line | Conductor, Overhead | Normal | 2020 | Tier 2 - Elevated | Distribution Circuit | 2 | 13 | 2020-02-13 | 790557 | Sus | N | Vegetation¦Treebranchfellonline¦ConductorOverhead¦Normal
20-0027618 | Vegetation | Tree - fell into line | Pole-Wood | Broken | 2020 | Tier 3 - Extreme | Distribution Circuit | 3 | 2 | 2020-03-02 | 821143 | Sus | N | Vegetation¦Treefellintoline¦PoleWood¦Broken
20-0032350 | Vegetation | Tree - fell into line | Crossarm, Wood | Broken | 2020 | Tier 3 - Extreme | Distribution Circuit | 3 | 15 | 2020-03-15 | 852452 | Sus | N | Vegetation¦Treefellintoline¦CrossarmWood¦Broken
20-0035872 | Unknown Cause | Patrol - found nothing |  |  | 2020 | Tier 3 - Extreme | Distribution Circuit | 3 | 24 | 2020-03-24 | 863894 | Sus | N | UnknownCause¦Patrolfoundnothing¦¦
20-0039009 | Equipment Failure/Involved | Underground | Transformer | Broken | 2020 | Tier 2 - Elevated | Transformer only | 4 | 6 | 2020-04-06 | 885982 | Sus | N | EquipmentFailureInvolved¦Underground¦Transformer¦Broken
20-0041087 | Equipment Failure/Involved | Overhead | Transformer (OH) | Failed/Faulted | 2020 | Tier 2 - Elevated | Distribution Circuit | 4 | 13 | 2020-04-13 | 894895 | Sus | N | EquipmentFailureInvolved¦Overhead¦Transformer(OH)¦FailedFaulted
20-0049120 | Equipment Failure/Involved | Overhead | Pole-Wood | Broken | 2020 | Tier 2 - Elevated | Distribution Circuit | 5 | 11 | 2020-05-11 | 911251 | Sus | Y | EquipmentFailureInvolved¦Overhead¦PoleWood¦Broken
20-0053694 | Equipment Failure/Involved | Overhead | Transformer | Failed/Faulted | 2020 | Tier 2 - Elevated | Transformer only | 5 | 24 | 2020-05-24 | 920498 | Sus | Y | EquipmentFailureInvolved¦Overhead¦Transformer¦FailedFaulted
20-0060918 | Equipment Failure/Involved | Overhead | Transformer (OH) | Failed/Faulted | 2020 | Tier 2 - Elevated | Transformer only | 6 | 13 | 2020-06-13 | 938553 | Sus | Y | EquipmentFailureInvolved¦Overhead¦Transformer(OH)¦FailedFaulted
20-0068981 | 3rd Party | Customer Equipment | Transformer | Failed/Faulted | 2020 | Tier 2 - Elevated | Transformer only | 7 | 6 | 2020-07-06 | 959075 | Sus | Y | 3rdParty¦CustomerEquipment¦Transformer¦FailedFaulted
20-0069252 | Vegetation | Tree - grew into line | Conductor, Overhead | Normal | 2020 | Tier 2 - Elevated | Distribution Circuit | 7 | 7 | 2020-07-07 | 959550 | Sus | Y | Vegetation¦Treegrewintoline¦ConductorOverhead¦Normal
20-0073881 | Equipment Failure/Involved | Overhead | Transformer | Failed/Faulted | 2020 | Tier 3 - Extreme | Transformer only | 7 | 20 | 2020-07-20 | 968662 | Sus | Y | EquipmentFailureInvolved¦Overhead¦Transformer¦FailedFaulted
20-0078749 | Unknown Cause | Patrol - found nothing |  |  | 2020 | Tier 2 - Elevated | Distribution Circuit | 8 | 1 | 2020-08-01 | 976794 | Sus | Y | UnknownCause¦Patrolfoundnothing¦¦
20-0079984 | Vegetation | Tree - fell into line | Conductor, Overhead | Broken, wire on ground | 2020 | Tier 3 - Extreme | Distribution Circuit | 8 | 5 | 2020-08-05 | 979338 | Sus | Y | Vegetation¦Treefellintoline¦ConductorOverhead¦Brokenwireonground
20-0088806 | Environmental/External | Fire, Forest/Grass | Conductor, Overhead | Broken, wire on ground | 2020 | Tier 3 - Extreme | Distribution Circuit | 8 | 22 | 2020-08-22 | 1026848 | Sus | Y | EnvironmentalExternal¦FireForestGrass¦ConductorOverhead¦Brokenwireonground
20-0089096 | Vegetation | Tree - fell into line | Fuse | Failed/Faulted | 2020 | Tier 3 - Extreme | Distribution Circuit | 8 | 23 | 2020-08-23 | 1027819 | Sus | Y | Vegetation¦Treefellintoline¦Fuse¦FailedFaulted
20-0089970 | Vegetation | Tree - fell into line | Conductor, Overhead | Normal | 2020 | Tier 2 - Elevated | Distribution Circuit | 8 | 25 | 2020-08-25 | 1030520 | Sus | Y | Vegetation¦Treefellintoline¦ConductorOverhead¦Normal
20-0091011 | Equipment Failure/Involved | Overhead | Transformer (OH) | Failed/Faulted | 2020 | Tier 2 - Elevated | Distribution Circuit | 8 | 28 | 2020-08-28 | 1036379 | Sus | Y | EquipmentFailureInvolved¦Overhead¦Transformer(OH)¦FailedFaulted
20-0097528 | Vegetation | Tree - fell into line | Transformer | Broken, wire on ground | 2020 | Tier 3 - Extreme | Transformer only | 9 | 15 | 2020-09-15 | 1070693 | Sus | Y | Vegetation¦Treefellintoline¦Transformer¦Brokenwireonground
20-0100379 | Environmental/External | Fire, Forest/Grass | Conductor, Overhead | Burned/flashed | 2020 | Tier 2 - Elevated | Distribution Circuit | 9 | 7 | 2020-09-07 | 1088648 | Sus | Y | EnvironmentalExternal¦FireForestGrass¦ConductorOverhead¦Burnedflashed
20-0105814 | Vegetation | Tree - branch fell on line | Conductor, Overhead | Broken, wire on ground | 2020 | Tier 3 - Extreme | Distribution Circuit | 10 | 6 | 2020-10-06 | 1112205 | Sus | Y | Vegetation¦Treebranchfellonline¦ConductorOverhead¦Brokenwireonground
20-0107341 | Equipment Failure/Involved | Overhead | Jumper | Burned Open | 2020 | Tier 3 - Extreme | Distribution Circuit | 10 | 11 | 2020-10-11 | 1115277 | Sus | Y | EquipmentFailureInvolved¦Overhead¦Jumper¦BurnedOpen
20-0109828 | Animal | Squirrel | Conductor, Overhead | Normal | 2020 | Tier 3 - Extreme | Distribution Circuit | 10 | 16 | 2020-10-16 | 1119502 | Sus | Y | Animal¦Squirrel¦ConductorOverhead¦Normal
20-0110709 | Animal | Squirrel | Transformer (OH) | Burned/flashed | 2020 | Tier 3 - Extreme | Distribution Circuit | 10 | 20 | 2020-10-20 | 1121501 | Sus | Y | Animal¦Squirrel¦Transformer(OH)¦Burnedflashed
20-0112687 | Wildfire Mitigation | Public Safety Power Shut-off | Conductor, Overhead | Normal | 2020 | Tier 3 - Extreme | Distribution Circuit | 10 | 25 | 2020-10-25 | 1127098 | Sus | Y | WildfireMitigation¦PublicSafetyPowerShutoff¦ConductorOverhead¦Normal
20-0113002 | Wildfire Mitigation | Public Safety Power Shut-off | Conductor, Overhead | Normal | 2020 | Tier 2 - Elevated | Distribution Circuit | 10 | 25 | 2020-10-25 | 1126374 | Sus | Y | WildfireMitigation¦PublicSafetyPowerShutoff¦ConductorOverhead¦Normal
20-0115478 | Equipment Failure/Involved | Overhead | Conductor, Overhead | Broken | 2020 | Tier 2 - Elevated | Distribution Circuit | 10 | 30 | 2020-10-30 | 1132371 | Sus | Y | EquipmentFailureInvolved¦Overhead¦ConductorOverhead¦Broken
20-0119030 | Unknown Cause | Patrol - found nothing |  |  | 2020 | Tier 2 - Elevated | Distribution Circuit | 11 | 9 | 2020-11-09 | 1140633 | Sus | Y | UnknownCause¦Patrolfoundnothing¦¦
20-0119697 | Equipment Failure/Involved | Overhead | Cutout, fuse holder | Broken | 2020 | Tier 3 - Extreme | Transformer only | 11 | 11 | 2020-11-11 | 1142014 | Sus | Y | EquipmentFailureInvolved¦Overhead¦Cutoutfuseholder¦Broken
20-0122479 | Equipment Failure/Involved | Overhead | Insulator | Broken | 2020 | Tier 2 - Elevated | Distribution Circuit | 11 | 18 | 2020-11-18 | 1148762 | Sus | Y | EquipmentFailureInvolved¦Overhead¦Insulator¦Broken
20-0126577 | Equipment Failure/Involved | Overhead | Transformer (OH) | Failed/Faulted | 2020 | Tier 2 - Elevated | Distribution Circuit | 12 | 1 | 2020-12-01 | 1157489 | Sus | N | EquipmentFailureInvolved¦Overhead¦Transformer(OH)¦FailedFaulted
20-0131365 | Equipment Failure/Involved | Overhead | Transformer | Failed/Faulted | 2020 | Tier 2 - Elevated | Transformer only | 12 | 21 | 2020-12-21 | 1196193 | Sus | N | EquipmentFailureInvolved¦Overhead¦Transformer¦FailedFaulted
20-0131830 | Unknown Cause | Patrol - found nothing |  |  | 2020 | Tier 3 - Extreme | Distribution Circuit | 12 | 25 | 2020-12-25 | 1198774 | Sus | N | UnknownCause¦Patrolfoundnothing¦¦
20-0132294 | Company Initiated | Improper Construction | Pole-Wood | Broken | 2020 | Tier 2 - Elevated | Distribution Circuit | 12 | 30 | 2020-12-30 | 1201549 | Sus | N | CompanyInitiated¦ImproperConstruction¦PoleWood¦Broken
21-0004277 | Unknown Cause | Patrol - found nothing |  |  | 2021 | Tier 2 - Elevated | Distribution Circuit | 1 | 1 | 2021-01-01 | 1202260 | Sus | N | UnknownCause¦Patrolfoundnothing¦¦
21-0004433 | Unknown Cause | Patrol - found nothing |  |  | 2021 | Tier 3 - Extreme | Distribution Circuit | 1 | 3 | 2021-01-03 | 1202779 | Sus | N | UnknownCause¦Patrolfoundnothing¦¦
21-0010097 | Unknown Cause | Patrol - found nothing |  |  | 2021 | Tier 2 - Elevated | Distribution Circuit | 1 | 19 | 2021-01-19 | 1214020 | Sus | N | UnknownCause¦Patrolfoundnothing¦¦
21-0011218 | Vegetation | Tree - fell into line | Conductor, Overhead | Broken, wire on ground | 2021 | Tier 2 - Elevated | Distribution Circuit | 1 | 19 | 2021-01-19 | 1217800 | Sus | N | Vegetation¦Treefellintoline¦ConductorOverhead¦Brokenwireonground
21-0011591 | Vegetation | Tree - fell into line | Pole-Wood | Broken, wire on ground | 2021 | Tier 2 - Elevated | Distribution Circuit | 1 | 20 | 2021-01-20 | 1218946 | Sus | N | Vegetation¦Treefellintoline¦PoleWood¦Brokenwireonground
21-0012290 | Unknown Cause | Patrol - found nothing |  |  | 2021 | Tier 3 - Extreme | Distribution Circuit | 1 | 21 | 2021-01-21 | 1220243 | Sus | N | UnknownCause¦Patrolfoundnothing¦¦
21-0016069 | Unknown Cause | Patrol - found nothing |  |  | 2021 | Tier 3 - Extreme | Distribution Circuit | 1 | 27 | 2021-01-27 | 1233699 | Sus | N | UnknownCause¦Patrolfoundnothing¦¦
21-0017707 | Unknown Cause | Patrol - found nothing |  |  | 2021 | Tier 2 - Elevated | Distribution Circuit | 1 | 28 | 2021-01-28 | 1239749 | Sus | N | UnknownCause¦Patrolfoundnothing¦¦
21-0018238 | Vegetation | Tree - fell into line | Secondary | Broken, wire on ground | 2021 | Tier 3 - Extreme | Distribution Circuit | 1 | 29 | 2021-01-29 | 1241416 | Sus | N | Vegetation¦Treefellintoline¦Secondary¦Brokenwireonground
21-0018238 | Vegetation | Tree - fell into line | Secondary | Broken, wire on ground | 2021 | Tier 3 - Extreme | Distribution Circuit | 1 | 29 | 2021-01-29 | 1241416 | Sus | N | Vegetation¦Treefellintoline¦Secondary¦Brokenwireonground
21-0030890 | Equipment Failure/Involved | Overhead | Other | Broken | 2021 | Tier 3 - Extreme | Distribution Circuit | 3 | 1 | 2021-03-01 | 1264829 | Sus | N | EquipmentFailureInvolved¦Overhead¦Other¦Broken
21-0033007 | Vegetation | Tree - fell into line | Conductor, Overhead | Broken, wire on ground | 2021 | Tier 3 - Extreme | Distribution Circuit | 3 | 5 | 2021-03-05 | 1271355 | Sus | N | Vegetation¦Treefellintoline¦ConductorOverhead¦Brokenwireonground
21-0041948 | Equipment Failure/Involved | Overhead | Transformer (OH) | Failed/Faulted | 2021 | Tier 3 - Extreme | Transformer only | 3 | 28 | 2021-03-28 | 1302041 | Sus | N | EquipmentFailureInvolved¦Overhead¦Transformer(OH)¦FailedFaulted
21-0045729 | 3rd Party | Vehicle | Pole-Wood | Broken | 2021 | Tier 2 - Elevated | Distribution Circuit | 4 | 7 | 2021-04-07 | 1308843 | Sus | N | 3rdParty¦Vehicle¦PoleWood¦Broken
21-0045729 | 3rd Party | Vehicle | Pole-Wood | Broken | 2021 | Tier 2 - Elevated | Distribution Circuit | 4 | 7 | 2021-04-07 | 1308843 | Sus | N | 3rdParty¦Vehicle¦PoleWood¦Broken
21-0047052 | Animal | Bird found | Fuse | Burned Open | 2021 | Tier 2 - Elevated | Distribution Circuit | 4 | 9 | 2021-04-09 | 1312393 | Sus | N | Animal¦Birdfound¦Fuse¦BurnedOpen
21-0047519 | Unknown Cause | Patrol - found nothing |  |  | 2021 | Tier 3 - Extreme | Distribution Circuit | 4 | 12 | 2021-04-12 | 1313554 | Sus | N | UnknownCause¦Patrolfoundnothing¦¦
21-0049734 | Equipment Failure/Involved | Overhead | Transformer (OH) | Failed/Faulted | 2021 | Tier 2 - Elevated | Transformer only | 4 | 16 | 2021-04-16 | 1320025 | Sus | N | EquipmentFailureInvolved¦Overhead¦Transformer(OH)¦FailedFaulted
21-0050100 | Equipment Failure/Involved | Overhead | Transformer (OH) | Failed/Faulted | 2021 | Tier 3 - Extreme | Transformer only | 4 | 18 | 2021-04-18 | 1322307 | Sus | N | EquipmentFailureInvolved¦Overhead¦Transformer(OH)¦FailedFaulted
21-0052454 | Unknown Cause | Patrol - found nothing |  |  | 2021 | Tier 2 - Elevated | Distribution Circuit | 4 | 23 | 2021-04-23 | 1330732 | Sus | N | UnknownCause¦Patrolfoundnothing¦¦
21-0053998 | Animal | Squirrel | Conductor, Overhead | Deteriorated | 2021 | Tier 2 - Elevated | Distribution Circuit | 4 | 27 | 2021-04-27 | 1335590 | Sus | N | Animal¦Squirrel¦ConductorOverhead¦Deteriorated
21-0055837 | Unknown Cause | Patrol - found nothing |  |  | 2021 | Tier 2 - Elevated | Distribution Circuit | 5 | 2 | 2021-05-02 | 1339043 | Sus | Y | UnknownCause¦Patrolfoundnothing¦¦
21-0056983 | Unknown Cause | Patrol - found nothing |  |  | 2021 | Tier 2 - Elevated | Distribution Circuit | 5 | 4 | 2021-05-04 | 1341068 | Sus | Y | UnknownCause¦Patrolfoundnothing¦¦
21-0060909 | Unknown Cause | Patrol - found nothing |  |  | 2021 | Tier 2 - Elevated | Distribution Circuit | 5 | 13 | 2021-05-13 | 1348009 | Sus | Y | UnknownCause¦Patrolfoundnothing¦¦
21-0069428 | Equipment Failure/Involved | Overhead | Other | Broken | 2021 | Tier 2 - Elevated | Distribution Circuit | 6 | 3 | 2021-06-03 | 1364867 | Sus | Y | EquipmentFailureInvolved¦Overhead¦Other¦Broken
21-0071146 | Unknown Cause | Patrol - found nothing |  |  | 2021 | Tier 3 - Extreme | Distribution Circuit | 6 | 7 | 2021-06-07 | 1367876 | Sus | Y | UnknownCause¦Patrolfoundnothing¦¦
21-0075960 | Vegetation | Tree - fell into line | Conductor, Overhead | Broken, wire on ground | 2021 | Tier 3 - Extreme | Distribution Circuit | 6 | 18 | 2021-06-18 | 1377113 | Sus | Y | Vegetation¦Treefellintoline¦ConductorOverhead¦Brokenwireonground
21-0076514 | Environmental/External | Fire, Forest/Grass | Pole-Wood | Normal | 2021 | Tier 2 - Elevated | Distribution Circuit | 6 | 19 | 2021-06-19 | 1378606 | Sus | Y | EnvironmentalExternal¦FireForestGrass¦PoleWood¦Normal
21-0082042 | Unknown Cause | Patrol - found nothing |  |  | 2021 | Tier 2 - Elevated | Transformer only | 6 | 30 | 2021-06-30 | 1388528 | Sus | Y | UnknownCause¦Patrolfoundnothing¦¦
21-0084859 | Unknown Cause | Patrol - found nothing |  |  | 2021 | Tier 3 - Extreme | Distribution Circuit | 7 | 5 | 2021-07-05 | 1392143 | Sus | Y | UnknownCause¦Patrolfoundnothing¦¦
21-0085326 | Equipment Failure/Involved | Overhead | Crossarm, Wood | Deteriorated | 2021 | Tier 3 - Extreme | Distribution Circuit | 7 | 6 | 2021-07-06 | 1393004 | Sus | Y | EquipmentFailureInvolved¦Overhead¦CrossarmWood¦Deteriorated
21-0085326 | Equipment Failure/Involved | Overhead | Crossarm, Wood | Deteriorated | 2021 | Tier 3 - Extreme | Distribution Circuit | 7 | 6 | 2021-07-06 | 1393004 | Sus | Y | EquipmentFailureInvolved¦Overhead¦CrossarmWood¦Deteriorated
21-0092530 | Vegetation | Tree - fell into line | Conductor, Overhead | Broken, wire on ground | 2021 | Tier 3 - Extreme | Distribution Circuit | 7 | 20 | 2021-07-20 | 1409246 | Sus | Y | Vegetation¦Treefellintoline¦ConductorOverhead¦Brokenwireonground
21-0093763 | Vegetation | Tree - fell into line | Conductor, Overhead | Normal | 2021 | Tier 2 - Elevated | Distribution Circuit | 7 | 22 | 2021-07-22 | 1411739 | Sus | Y | Vegetation¦Treefellintoline¦ConductorOverhead¦Normal
21-0094329 | Vegetation | Tree - fell into line | Service conductor | Broken | 2021 | Tier 3 - Extreme | Distribution Circuit | 7 | 23 | 2021-07-23 | 1412789 | Sus | Y | Vegetation¦Treefellintoline¦Serviceconductor¦Broken
21-0094514 | Unknown Cause | Patrol - found nothing |  |  | 2021 | Tier 2 - Elevated | Distribution Circuit | 7 | 24 | 2021-07-24 | 1413380 | Sus | Y | UnknownCause¦Patrolfoundnothing¦¦
21-0094553 | Unknown Cause | Patrol - found nothing |  |  | 2021 | Tier 2 - Elevated | Transformer only | 7 | 24 | 2021-07-24 | 1413639 | Sus | Y | UnknownCause¦Patrolfoundnothing¦¦
21-0102392 | Unknown Cause | Patrol - found nothing |  |  | 2021 | Tier 3 - Extreme | Distribution Circuit | 8 | 10 | 2021-08-10 | 1438958 | Sus | Y | UnknownCause¦Patrolfoundnothing¦¦
21-0104775 | Equipment Failure/Involved | Overhead | Conductor, Overhead | Together | 2021 | Tier 2 - Elevated | Distribution Circuit | 8 | 15 | 2021-08-15 | 1443315 | Sus | Y | EquipmentFailureInvolved¦Overhead¦ConductorOverhead¦Together
21-0113001 | Animal | Bird found | Transformer (OH) | Failed/Faulted | 2021 | Tier 2 - Elevated | Distribution Circuit | 9 | 2 | 2021-09-02 | 1461274 | Sus | Y | Animal¦Birdfound¦Transformer(OH)¦FailedFaulted
21-0113574 | Unknown Cause | Patrol - found nothing |  |  | 2021 | Tier 3 - Extreme | Distribution Circuit | 9 | 3 | 2021-09-03 | 1461828 | Sus | Y | UnknownCause¦Patrolfoundnothing¦¦
21-0115615 | Unknown Cause | Patrol - found nothing |  |  | 2021 | Tier 2 - Elevated | Distribution Circuit | 9 | 9 | 2021-09-09 | 1466649 | Sus | Y | UnknownCause¦Patrolfoundnothing¦¦
21-0121545 | Equipment Failure/Involved | Overhead | Transformer | Failed/Faulted | 2021 | Tier 2 - Elevated | Transformer only | 9 | 22 | 2021-09-22 | 1478216 | Sus | Y | EquipmentFailureInvolved¦Overhead¦Transformer¦FailedFaulted
21-0128526 | Vegetation | Tree - branch fell on line | Conductor, Overhead | Normal | 2021 | Tier 2 - Elevated | Distribution Circuit | 10 | 11 | 2021-10-11 | 1491814 | Sus | Y | Vegetation¦Treebranchfellonline¦ConductorOverhead¦Normal
21-0133414 | Vegetation | Tree - fell into line | Conductor, Overhead | Broken, wire on ground | 2021 | Tier 2 - Elevated | Distribution Circuit | 10 | 19 | 2021-10-19 | 1502511 | Sus | Y | Vegetation¦Treefellintoline¦ConductorOverhead¦Brokenwireonground
21-0136546 | Vegetation | Tree - branch fell on line | Conductor, Overhead | Normal | 2021 | Tier 3 - Extreme | Distribution Circuit | 10 | 24 | 2021-10-24 | 1514706 | Sus | Y | Vegetation¦Treebranchfellonline¦ConductorOverhead¦Normal
21-0137602 | Vegetation | Tree - fell into line | Conductor, Overhead | Broken, wire on ground | 2021 | Tier 3 - Extreme | Distribution Circuit | 10 | 25 | 2021-10-25 | 1519479 | Sus | Y | Vegetation¦Treefellintoline¦ConductorOverhead¦Brokenwireonground
21-0141204 | Equipment Failure/Involved | Underground | Conductor, Underground | Broken | 2021 | Tier 2 - Elevated | Distribution Circuit | 11 | 2 | 2021-11-02 | 1531625 | Sus | Y | EquipmentFailureInvolved¦Underground¦ConductorUnderground¦Broken
21-0157999 | Vegetation | Tree - branch fell on line | Conductor, Overhead | Normal | 2021 | Tier 2 - Elevated | Distribution Circuit | 12 | 14 | 2021-12-14 | 1569278 | Sus | N | Vegetation¦Treebranchfellonline¦ConductorOverhead¦Normal
21-0159309 | Vegetation | Tree - branch fell on line | Conductor, Overhead | Normal | 2021 | Tier 3 - Extreme | Distribution Circuit | 12 | 16 | 2021-12-16 | 1574419 | Sus | N | Vegetation¦Treebranchfellonline¦ConductorOverhead¦Normal
21-0160537 | Vegetation | Tree - fell into line | Conductor, Overhead | Normal | 2021 | Tier 3 - Extreme | Distribution Circuit | 12 | 25 | 2021-12-25 | 1581095 | Sus | N | Vegetation¦Treefellintoline¦ConductorOverhead¦Normal
21-0161522 | Vegetation | Tree - branch fell on line | Conductor, Overhead | Normal | 2021 | Tier 2 - Elevated | Distribution Circuit | 12 | 29 | 2021-12-29 | 1587741 | Sus | N | Vegetation¦Treebranchfellonline¦ConductorOverhead¦Normal
22-0005007 | Unknown Cause | Patrol - not conducted |  |  | 2021 | Tier 3 - Extreme | Distribution Circuit | 12 | 31 | 2021-12-31 | 1591462 | Sus | N | UnknownCause¦Patrolnotconducted¦¦
22-0005012 | Environmental/External | Ice or snow | Fuse | Burned Open | 2021 | Tier 3 - Extreme | Distribution Circuit | 12 | 30 | 2021-12-30 | 1589972 | Sus | N | EnvironmentalExternal¦Iceorsnow¦Fuse¦BurnedOpen
22-0006445 | Equipment Failure/Involved | Overhead | Conductor, Overhead | Broken, wire on ground | 2021 | Tier 2 - Elevated | Distribution Circuit | 12 | 28 | 2021-12-28 | 1587414 | Sus | N | EquipmentFailureInvolved¦Overhead¦ConductorOverhead¦Brokenwireonground
22-0013049 | Equipment Failure/Involved | Overhead | Conductor, Overhead | Together | 2022 | Tier 2 - Elevated | Distribution Circuit | 1 | 22 | 2022-01-22 | 1609149 | Sus | N | EquipmentFailureInvolved¦Overhead¦ConductorOverhead¦Together
22-0019885 | 3rd Party | Vehicle | Other | Normal | 2022 | Tier 3 - Extreme | Distribution Circuit | 2 | 8 | 2022-02-08 | 1623448 | Sus | N | 3rdParty¦Vehicle¦Other¦Normal
22-0027171 | Equipment Failure/Involved | Overhead | Other | Burned/flashed | 2022 | Tier 3 - Extreme | Transformer only | 2 | 26 | 2022-02-26 | 1638417 | Sus | N | EquipmentFailureInvolved¦Overhead¦Other¦Burnedflashed
22-0028433 | Equipment Failure/Involved | Overhead | Pole-Wood | Broken | 2022 | Tier 2 - Elevated | Distribution Circuit | 3 | 1 | 2022-03-01 | 1640191 | Sus | N | EquipmentFailureInvolved¦Overhead¦PoleWood¦Broken
22-0031984 | Equipment Failure/Involved | Overhead | Transformer (OH) | Normal | 2022 | Tier 2 - Elevated | Transformer only | 3 | 9 | 2022-03-09 | 1645631 | Sus | N | EquipmentFailureInvolved¦Overhead¦Transformer(OH)¦Normal
22-0035544 | Unknown Cause | Patrol - found nothing |  |  | 2022 | Tier 2 - Elevated | Distribution Circuit | 3 | 18 | 2022-03-18 | 1650911 | Sus | N | UnknownCause¦Patrolfoundnothing¦¦
22-0044491 | Equipment Failure/Involved | Overhead | Pole-Wood | Deteriorated | 2022 | Tier 3 - Extreme | Distribution Circuit | 4 | 8 | 2022-04-08 | 1665965 | Sus | N | EquipmentFailureInvolved¦Overhead¦PoleWood¦Deteriorated
22-0048735 | Unknown Cause | Patrol - not conducted |  |  | 2022 | Tier 3 - Extreme | Distribution Circuit | 4 | 14 | 2022-04-14 | 1672969 | Sus | N | UnknownCause¦Patrolnotconducted¦¦
22-0050101 | Unknown Cause | Patrol - found nothing |  |  | 2022 | Tier 2 - Elevated | Transformer only | 4 | 15 | 2022-04-15 | 1673854 | Sus | N | UnknownCause¦Patrolfoundnothing¦¦
22-0052628 | Equipment Failure/Involved | Overhead | Insulator | Broken | 2022 | Tier 3 - Extreme | Distribution Circuit | 4 | 21 | 2022-04-21 | 1678424 | Sus | N | EquipmentFailureInvolved¦Overhead¦Insulator¦Broken
22-0058565 | Equipment Failure/Involved | Overhead | Cutout, fuse holder | Broken | 2022 | Tier 2 - Elevated | Distribution Circuit | 5 | 5 | 2022-05-05 | 1689207 | Sus | Y | EquipmentFailureInvolved¦Overhead¦Cutoutfuseholder¦Broken
22-0061741 | 3rd Party | Aircraft | Conductor, Overhead | Broken, wire on ground | 2022 | Tier 2 - Elevated | Distribution Circuit | 5 | 13 | 2022-05-13 | 1695443 | Sus | Y | 3rdParty¦Aircraft¦ConductorOverhead¦Brokenwireonground
22-0063285 | Unknown Cause | Patrol - found nothing |  |  | 2022 | Tier 2 - Elevated | Distribution Circuit | 5 | 18 | 2022-05-18 | 1699389 | Sus | Y | UnknownCause¦Patrolfoundnothing¦¦
22-0072023 | Equipment Failure/Involved | Overhead | Crossarm, Wood | Broken | 2022 | Tier 2 - Elevated | Distribution Circuit | 6 | 9 | 2022-06-09 | 1725468 | Sus | Y | EquipmentFailureInvolved¦Overhead¦CrossarmWood¦Broken
22-0072307 | Company Initiated | Construction Activity/equip, company | Jumper | Normal | 2022 | Tier 3 - Extreme | Distribution Circuit | 6 | 9 | 2022-06-09 | 1726538 | Sus | Y | CompanyInitiated¦ConstructionActivityequipcompany¦Jumper¦Normal
22-0076795 | Animal | Bird found | Switch (OH) | Normal | 2022 | Tier 2 - Elevated | Distribution Circuit | 6 | 22 | 2022-06-22 | 1737650 | Sus | Y | Animal¦Birdfound¦Switch(OH)¦Normal
22-0083643 | 3rd Party | Dig in, 3rd party | Conductor, Overhead | Broken | 2022 | Tier 2 - Elevated | Distribution Circuit | 7 | 10 | 2022-07-10 | 1752483 | Sus | Y | 3rdParty¦Digin3rdparty¦ConductorOverhead¦Broken
22-0084169 | Vegetation | Tree - branch fell on line | Conductor, Overhead | Broken, wire on ground | 2022 | Tier 2 - Elevated | Distribution Circuit | 7 | 12 | 2022-07-12 | 1754026 | Sus | Y | Vegetation¦Treebranchfellonline¦ConductorOverhead¦Brokenwireonground
22-0084173 | Vegetation | Tree - fell into line | Conductor, Overhead | Normal | 2022 | Tier 2 - Elevated | Distribution Circuit | 7 | 12 | 2022-07-12 | 1754029 | Sus | Y | Vegetation¦Treefellintoline¦ConductorOverhead¦Normal
22-0097143 | Unknown Cause | Patrol - found nothing |  |  | 2022 | Tier 3 - Extreme | Distribution Circuit | 8 | 13 | 2022-08-13 | 1779988 | Sus | Y | UnknownCause¦Patrolfoundnothing¦¦
22-0097801 | Equipment Failure/Involved | Overhead | Transformer (OH) | Failed/Faulted | 2022 | Tier 2 - Elevated | Transformer only | 8 | 15 | 2022-08-15 | 1781749 | Sus | Y | EquipmentFailureInvolved¦Overhead¦Transformer(OH)¦FailedFaulted
22-0104933 | Equipment Failure/Involved | Overhead | Transformer (OH) | Leaking | 2022 | Tier 2 - Elevated | Transformer only | 9 | 1 | 2022-09-01 | 1797218 | Sus | Y | EquipmentFailureInvolved¦Overhead¦Transformer(OH)¦Leaking
22-0105391 | Animal | Squirrel | Cutout, fuse holder | Failed/Faulted | 2022 | Tier 3 - Extreme | Distribution Circuit | 9 | 2 | 2022-09-02 | 1797984 | Sus | Y | Animal¦Squirrel¦Cutoutfuseholder¦FailedFaulted
22-0106559 | Equipment Failure/Involved | Overhead | Connector or Splice (OH) | Broken, wire on ground | 2022 | Tier 2 - Elevated | Distribution Circuit | 9 | 6 | 2022-09-06 | 1801919 | Sus | Y | EquipmentFailureInvolved¦Overhead¦ConnectororSplice(OH)¦Brokenwireonground
22-0107491 | Equipment Failure/Involved | Overhead | Transformer (OH) | Failed/Faulted | 2022 | Tier 3 - Extreme | Transformer only | 9 | 7 | 2022-09-07 | 1804473 | Sus | Y | EquipmentFailureInvolved¦Overhead¦Transformer(OH)¦FailedFaulted
22-0109759 | Environmental/External | Fire, Forest/Grass | Conductor, Overhead | Normal | 2022 | Tier 3 - Extreme | Distribution Circuit | 9 | 13 | 2022-09-13 | 1810278 | Sus | Y | EnvironmentalExternal¦FireForestGrass¦ConductorOverhead¦Normal
22-0110595 | Animal | Squirrel | Conductor, Overhead | Normal | 2022 | Tier 3 - Extreme | Distribution Circuit | 9 | 15 | 2022-09-15 | 1811751 | Sus | Y | Animal¦Squirrel¦ConductorOverhead¦Normal
22-0120110 | 3rd Party | Vehicle | Fuse | Burned Open | 2022 | Tier 3 - Extreme | Distribution Circuit | 10 | 11 | 2022-10-11 | 1834772 | Sus | Y | 3rdParty¦Vehicle¦Fuse¦BurnedOpen
22-0122203 | Company Initiated | Construction Activity/equip, company | Transformer (OH) |  | 2022 | Tier 2 - Elevated | Transformer only | 10 | 17 | 2022-10-17 | 1839121 | Sus | Y | CompanyInitiated¦ConstructionActivityequipcompany¦Transformer(OH)¦
22-0126025 | Equipment Failure/Involved | Underground | Transformer (UG) | Broken | 2022 | Tier 2 - Elevated | Distribution Circuit | 10 | 30 | 2022-10-30 | 1848756 | Sus | Y | EquipmentFailureInvolved¦Underground¦Transformer(UG)¦Broken
22-0131794 | Equipment Failure/Involved | Overhead | Pole-Wood | Deteriorated | 2022 | Tier 3 - Extreme | Distribution Circuit | 11 | 16 | 2022-11-16 | 1864209 | Sus | Y | EquipmentFailureInvolved¦Overhead¦PoleWood¦Deteriorated
22-0132026 | Equipment Failure/Involved | Electrical Overload | Transformer (OH) | Broken | 2022 | Tier 2 - Elevated | Transformer only | 11 | 17 | 2022-11-17 | 1864538 | Sus | Y | EquipmentFailureInvolved¦ElectricalOverload¦Transformer(OH)¦Broken
22-0134531 | Equipment Failure/Involved | Overhead | Connector or Splice (OH) | Broken | 2022 | Tier 3 - Extreme | Transformer only | 11 | 28 | 2022-11-28 | 1870418 | Sus | Y | EquipmentFailureInvolved¦Overhead¦ConnectororSplice(OH)¦Broken
22-0138090 | Vegetation | Tree - branch fell on line | Conductor, Overhead | Normal | 2022 | Tier 3 - Extreme | Distribution Circuit | 12 | 10 | 2022-12-10 | 1880339 | Sus | N | Vegetation¦Treebranchfellonline¦ConductorOverhead¦Normal
22-0140553 | Equipment Failure/Involved | Overhead | Crossarm, Wood | Broken, wire on ground | 2022 | Tier 2 - Elevated | Distribution Circuit | 12 | 18 | 2022-12-18 | 1892140 | Sus | N | EquipmentFailureInvolved¦Overhead¦CrossarmWood¦Brokenwireonground
22-0141382 | Vegetation | Tree - fell into line | Conductor, Overhead | Broken | 2022 | Tier 2 - Elevated | Distribution Circuit | 12 | 26 | 2022-12-26 | 1897681 | Sus | N | Vegetation¦Treefellintoline¦ConductorOverhead¦Broken
22-0141535 | Vegetation | Tree - fell into line | Pole-Wood | Broken, wire on ground | 2022 | Tier 3 - Extreme | Distribution Circuit | 12 | 27 | 2022-12-27 | 1898098 | Sus | N | Vegetation¦Treefellintoline¦PoleWood¦Brokenwireonground
22-0142044 | Unknown Cause | Patrol - found nothing |  |  | 2022 | Tier 2 - Elevated | Distribution Circuit | 12 | 29 | 2022-12-29 | 1901128 | Sus | N | UnknownCause¦Patrolfoundnothing¦¦
23-0004403 | Vegetation | Tree - fell into line | Conductor, Overhead | Broken, wire on ground | 2022 | Tier 3 - Extreme | Distribution Circuit | 12 | 31 | 2022-12-31 | 1906736 | Sus | N | Vegetation¦Treefellintoline¦ConductorOverhead¦Brokenwireonground
15-0009893 | Vegetation | Tree - fell into line | Conductor, Overhead | Broken, wire on ground | 2015 | Tier 2 - Elevated | Transmission line | 2 | 6 | 2015-02-06 | 1173633 | Sus | N | Vegetation¦Treefellintoline¦ConductorOverhead¦Brokenwireonground
15-0011098 | Unknown Cause | Patrol - found nothing |  |  | 2015 | Tier 2 - Elevated | Distribution Circuit | 2 | 6 | 2015-02-06 | 1176391 | Sus | N | UnknownCause¦Patrolfoundnothing¦¦
15-0011239 | Equipment Failure/Involved | Other | Conductor, Overhead | Broken | 2015 | Tier 2 - Elevated | Distribution Circuit | 2 | 7 | 2015-02-07 | 1180259 | Sus | N | EquipmentFailureInvolved¦Other¦ConductorOverhead¦Broken
15-0011272 | Vegetation | Tree - fell into line | Conductor, Overhead | Broken, wire on ground | 2015 | Tier 2 - Elevated | Distribution Circuit | 2 | 6 | 2015-02-06 | 1181383 | Sus | N | Vegetation¦Treefellintoline¦ConductorOverhead¦Brokenwireonground
15-0013356 | Equipment Failure/Involved | Fire, pole | Capacitor | Burned/flashed | 2015 | Tier 3 - Extreme | Distribution Circuit | 2 | 14 | 2015-02-14 | 1190157 | Sus | N | EquipmentFailureInvolved¦Firepole¦Capacitor¦Burnedflashed
15-0033867 | Vegetation | Tree - fell into line | Conductor, Overhead | Normal | 2015 | Tier 3 - Extreme | Distribution Circuit | 5 | 13 | 2015-05-13 | 1233881 | Sus | Y | Vegetation¦Treefellintoline¦ConductorOverhead¦Normal
15-0034333 | Unknown Cause | Patrol - found nothing |  |  | 2015 | Tier 2 - Elevated | Distribution Circuit | 5 | 15 | 2015-05-15 | 1234939 | Sus | Y | UnknownCause¦Patrolfoundnothing¦¦
15-0039076 | Unknown Cause | Patrol - not conducted |  |  | 2015 | Tier 2 - Elevated | Distribution Circuit | 6 | 6 | 2015-06-06 | 1244940 | Sus | Y | UnknownCause¦Patrolnotconducted¦¦
15-0041178 | 3rd Party | Metallic Balloon | Conductor, Overhead | Normal | 2015 | Tier 2 - Elevated | Distribution Circuit | 6 | 15 | 2015-06-15 | 1251287 | Sus | Y | 3rdParty¦MetallicBalloon¦ConductorOverhead¦Normal
15-0043473 | Unknown Cause | Patrol - found nothing |  |  | 2015 | Tier 3 - Extreme | Distribution Circuit | 6 | 25 | 2015-06-25 | 1256738 | Sus | Y | UnknownCause¦Patrolfoundnothing¦¦
15-0050797 | Vegetation | Tree - fell into line | Conductor, Overhead | Normal | 2015 | Tier 3 - Extreme | Distribution Circuit | 7 | 27 | 2015-07-27 | 1278172 | Sus | Y | Vegetation¦Treefellintoline¦ConductorOverhead¦Normal
15-0052182 | Equipment Failure/Involved | Overhead | Transformer | Failed/Faulted | 2015 | Tier 2 - Elevated | Transformer only | 8 | 2 | 2015-08-02 | 1281669 | Sus | Y | EquipmentFailureInvolved¦Overhead¦Transformer¦FailedFaulted
15-0053475 | Equipment Failure/Involved | Overhead | Transformer | Burned/flashed | 2015 | Tier 2 - Elevated | Transformer only | 8 | 6 | 2015-08-06 | 1284271 | Sus | Y | EquipmentFailureInvolved¦Overhead¦Transformer¦Burnedflashed
15-0058135 | Vegetation | Tree - bark fell into line | Fuse | Failed/Faulted | 2015 | Tier 3 - Extreme | Distribution Circuit | 8 | 29 | 2015-08-29 | 1296589 | Sus | Y | Vegetation¦Treebarkfellintoline¦Fuse¦FailedFaulted
15-0059409 | Unknown Cause | Patrol - found nothing |  |  | 2015 | Tier 2 - Elevated | Distribution Circuit | 9 | 4 | 2015-09-04 | 1300224 | Sus | Y | UnknownCause¦Patrolfoundnothing¦¦
15-0060653 | Vegetation | Tree - fell into line | Conductor, Overhead | Broken | 2015 | Tier 3 - Extreme | Transformer only | 9 | 11 | 2015-09-11 | 1303837 | Sus | Y | Vegetation¦Treefellintoline¦ConductorOverhead¦Broken
15-0062407 | Vegetation | Tree - fell into line | Conductor, Overhead | Arcing | 2015 | Tier 3 - Extreme | Distribution Circuit | 9 | 20 | 2015-09-20 | 1308972 | Sus | Y | Vegetation¦Treefellintoline¦ConductorOverhead¦Arcing
15-0063143 | Equipment Failure/Involved | Underground | Bushing | Arcing | 2015 | Tier 2 - Elevated | Distribution Circuit | 9 | 24 | 2015-09-24 | 1311321 | Sus | Y | EquipmentFailureInvolved¦Underground¦Bushing¦Arcing
15-0065927 | Unknown Cause | Patrol - found nothing |  |  | 2015 | Tier 3 - Extreme | Distribution Circuit | 9 | 27 | 2015-09-27 | 1312642 | Sus | Y | UnknownCause¦Patrolfoundnothing¦¦
15-0067517 | Unknown Cause | Patrol - found nothing |  |  | 2015 | Tier 2 - Elevated | Distribution Circuit | 10 | 2 | 2015-10-02 | 1315605 | Sus | Y | UnknownCause¦Patrolfoundnothing¦¦
15-0069704 | Equipment Failure/Involved | Overhead | Transformer | Failed/Faulted | 2015 | Tier 2 - Elevated | Transformer only | 10 | 12 | 2015-10-12 | 1320687 | Sus | Y | EquipmentFailureInvolved¦Overhead¦Transformer¦FailedFaulted
15-0072326 | Equipment Failure/Involved | Underground | Transformer (UG) | Failed/Faulted | 2015 | Tier 2 - Elevated | Distribution Circuit | 10 | 20 | 2015-10-20 | 1326967 | Sus | Y | EquipmentFailureInvolved¦Underground¦Transformer(UG)¦FailedFaulted
15-0072326 | Equipment Failure/Involved | Underground | Transformer (UG) | Failed/Faulted | 2015 | Tier 2 - Elevated | Distribution Circuit | 10 | 20 | 2015-10-20 | 1326967 | Sus | Y | EquipmentFailureInvolved¦Underground¦Transformer(UG)¦FailedFaulted
15-0075773 | Unknown Cause | Patrol - found nothing |  |  | 2015 | Tier 2 - Elevated | Distribution Circuit | 11 | 5 | 2015-11-05 | 1335840 | Sus | Y | UnknownCause¦Patrolfoundnothing¦¦
15-0076317 | Unknown Cause | Patrol - found nothing |  |  | 2015 | Tier 2 - Elevated | Distribution Circuit | 11 | 7 | 2015-11-07 | 1336934 | Sus | Y | UnknownCause¦Patrolfoundnothing¦¦
15-0076408 | Animal | Other | Fuse | Normal | 2015 | Tier 2 - Elevated | Distribution Circuit | 11 | 7 | 2015-11-07 | 1337169 | Sus | Y | Animal¦Other¦Fuse¦Normal
15-0078732 | Equipment Failure/Involved | Overhead | Conductor, Overhead | Bent or Twisted | 2015 | Tier 2 - Elevated | Distribution Circuit | 11 | 17 | 2015-11-17 | 1344336 | Sus | Y | EquipmentFailureInvolved¦Overhead¦ConductorOverhead¦BentorTwisted
15-0082624 | Equipment Failure/Involved | Overhead | Conductor, Overhead | Broken, wire on ground | 2015 | Tier 2 - Elevated | Distribution Circuit | 12 | 3 | 2015-12-03 | 1353395 | Sus | N | EquipmentFailureInvolved¦Overhead¦ConductorOverhead¦Brokenwireonground
15-0083052 | Unknown Cause | Patrol - found nothing |  |  | 2015 | Tier 2 - Elevated | Distribution Circuit | 12 | 6 | 2015-12-06 | 1354755 | Sus | N | UnknownCause¦Patrolfoundnothing¦¦
15-0083072 | Vegetation | Tree - fell into line | Conductor, Overhead | Broken, wire on ground | 2015 | Tier 3 - Extreme | Distribution Circuit | 12 | 6 | 2015-12-06 | 1354836 | Sus | N | Vegetation¦Treefellintoline¦ConductorOverhead¦Brokenwireonground
15-0084150 | Vegetation | Tree - branch fell on line | Fuse | Failed/Faulted | 2015 | Tier 3 - Extreme | Distribution Circuit | 12 | 10 | 2015-12-10 | 1358210 | Sus | N | Vegetation¦Treebranchfellonline¦Fuse¦FailedFaulted
15-0084707 | Vegetation | Tree - branch fell on line | Conductor, Overhead | Normal | 2015 | Tier 3 - Extreme | Distribution Circuit | 12 | 13 | 2015-12-13 | 1361035 | Sus | N | Vegetation¦Treebranchfellonline¦ConductorOverhead¦Normal
15-0085521 | Unknown Cause | Patrol - found nothing |  |  | 2015 | Tier 2 - Elevated | Distribution Circuit | 12 | 15 | 2015-12-15 | 1364117 | Sus | N | UnknownCause¦Patrolfoundnothing¦¦
15-0086720 | Vegetation | Tree - branch fell on line | Conductor, Overhead | Normal | 2015 | Tier 2 - Elevated | Distribution Circuit | 12 | 22 | 2015-12-22 | 1368920 | Sus | N | Vegetation¦Treebranchfellonline¦ConductorOverhead¦Normal
15-0086737 | Vegetation | Tree - fell into line | Conductor, Overhead | Broken, wire on ground | 2015 | Tier 3 - Extreme | Distribution Circuit | 12 | 22 | 2015-12-22 | 1369108 | Sus | N | Vegetation¦Treefellintoline¦ConductorOverhead¦Brokenwireonground
16-0002781 | Unknown Cause | Patrol - found nothing |  |  | 2016 | Tier 3 - Extreme | Distribution Circuit | 1 | 4 | 2016-01-04 | 1376767 | Sus | N | UnknownCause¦Patrolfoundnothing¦¦
16-0005225 | Equipment Failure/Involved | Electrical Overload | Transformer | Failed/Faulted | 2016 | Tier 3 - Extreme | Transformer only | 1 | 13 | 2016-01-13 | 1383219 | Sus | N | EquipmentFailureInvolved¦ElectricalOverload¦Transformer¦FailedFaulted
16-0007378 | Vegetation | Tree - fell into line | Conductor, Overhead | Broken, wire on ground | 2016 | Tier 2 - Elevated | Distribution Circuit | 1 | 22 | 2016-01-22 | 1389724 | Sus | N | Vegetation¦Treefellintoline¦ConductorOverhead¦Brokenwireonground
16-0008137 | Equipment Failure/Involved | Overhead | Transformer (OH) | Failed/Faulted | 2016 | Tier 2 - Elevated | Distribution Circuit | 1 | 25 | 2016-01-25 | 1391763 | Sus | N | EquipmentFailureInvolved¦Overhead¦Transformer(OH)¦FailedFaulted
16-0013259 | Vegetation | Tree - branch fell on line | Fuse | Failed/Faulted | 2016 | Tier 3 - Extreme | Distribution Circuit | 2 | 17 | 2016-02-17 | 1405595 | Sus | N | Vegetation¦Treebranchfellonline¦Fuse¦FailedFaulted
16-0014005 | Equipment Failure/Involved | Overhead | Transformer | Failed/Faulted | 2016 | Tier 2 - Elevated | Distribution Circuit | 2 | 18 | 2016-02-18 | 1408716 | Sus | N | EquipmentFailureInvolved¦Overhead¦Transformer¦FailedFaulted
16-0016761 | Equipment Failure/Involved | Overhead | Transformer | Deteriorated | 2016 | Tier 2 - Elevated | Transformer only | 3 | 2 | 2016-03-02 | 1414746 | Sus | N | EquipmentFailureInvolved¦Overhead¦Transformer¦Deteriorated
16-0017440 | Unknown Cause | Patrol - found nothing |  |  | 2016 | Tier 2 - Elevated | Distribution Circuit | 3 | 5 | 2016-03-05 | 1416371 | Sus | N | UnknownCause¦Patrolfoundnothing¦¦
16-0017777 | Vegetation | Tree - branch fell on line | Conductor, Overhead | Normal | 2016 | Tier 3 - Extreme | Distribution Circuit | 3 | 5 | 2016-03-05 | 1417435 | Sus | N | Vegetation¦Treebranchfellonline¦ConductorOverhead¦Normal
16-0017821 | Unknown Cause | Patrol - found nothing | Conductor, Overhead | Bent or Twisted | 2016 | Tier 2 - Elevated | Distribution Circuit | 3 | 5 | 2016-03-05 | 1418524 | Sus | N | UnknownCause¦Patrolfoundnothing¦ConductorOverhead¦BentorTwisted
16-0018175 | Unknown Cause | Patrol - found nothing |  |  | 2016 | Tier 3 - Extreme | Distribution Circuit | 3 | 5 | 2016-03-05 | 1418648 | Sus | N | UnknownCause¦Patrolfoundnothing¦¦
16-0019877 | Vegetation | Tree - branch fell on line | Pole-Wood | Broken | 2016 | Tier 2 - Elevated | Distribution Circuit | 3 | 10 | 2016-03-10 | 1426282 | Sus | N | Vegetation¦Treebranchfellonline¦PoleWood¦Broken
16-0022777 | Unknown Cause | Patrol - not conducted |  |  | 2016 | Tier 3 - Extreme | Distribution Circuit | 3 | 20 | 2016-03-20 | 1434884 | Sus | N | UnknownCause¦Patrolnotconducted¦¦
16-0028421 | Vegetation | Tree - fell into line | Conductor, Overhead | Normal | 2016 | Tier 2 - Elevated | Distribution Circuit | 4 | 13 | 2016-04-13 | 1450269 | Sus | N | Vegetation¦Treefellintoline¦ConductorOverhead¦Normal
16-0029834 | Unknown Cause | Patrol - found nothing |  |  | 2016 | Tier 2 - Elevated | Distribution Circuit | 4 | 19 | 2016-04-19 | 1454029 | Sus | N | UnknownCause¦Patrolfoundnothing¦¦
16-0032104 | Vegetation | Tree - fell into line | Conductor, Overhead | Together | 2016 | Tier 2 - Elevated | Distribution Circuit | 4 | 27 | 2016-04-27 | 1460478 | Sus | N | Vegetation¦Treefellintoline¦ConductorOverhead¦Together
16-0033554 | Unknown Cause | Patrol - found nothing |  |  | 2016 | Tier 3 - Extreme | Distribution Circuit | 5 | 3 | 2016-05-03 | 1464044 | Sus | Y | UnknownCause¦Patrolfoundnothing¦¦
16-0036112 | Vegetation | Tree - fell into line | Crossarm, Wood | Broken | 2016 | Tier 2 - Elevated | Distribution Circuit | 5 | 15 | 2016-05-15 | 1469947 | Sus | Y | Vegetation¦Treefellintoline¦CrossarmWood¦Broken
16-0037525 | Unknown Cause | Patrol - found nothing |  |  | 2016 | Tier 2 - Elevated | Distribution Circuit | 5 | 20 | 2016-05-20 | 1473804 | Sus | Y | UnknownCause¦Patrolfoundnothing¦¦
16-0037620 | Equipment Failure/Involved | Overhead | Conductor, Overhead | Together | 2016 | Tier 2 - Elevated | Distribution Circuit | 5 | 21 | 2016-05-21 | 1474522 | Sus | Y | EquipmentFailureInvolved¦Overhead¦ConductorOverhead¦Together
16-0038449 | Equipment Failure/Involved | Overhead | Insulator | Broken | 2016 | Tier 3 - Extreme | Distribution Circuit | 5 | 26 | 2016-05-26 | 1477519 | Sus | Y | EquipmentFailureInvolved¦Overhead¦Insulator¦Broken
16-0044366 | Equipment Failure/Involved | Underground | Transformer (UG) | Failed/Faulted | 2016 | Tier 2 - Elevated | Distribution Circuit | 6 | 19 | 2016-06-19 | 1492370 | Sus | Y | EquipmentFailureInvolved¦Underground¦Transformer(UG)¦FailedFaulted
16-0050339 | 3rd Party | Vehicle | Pole-Wood | Broken | 2016 | Tier 3 - Extreme | Distribution Circuit | 7 | 16 | 2016-07-16 | 1510990 | Sus | Y | 3rdParty¦Vehicle¦PoleWood¦Broken
16-0050339 | 3rd Party | Vehicle | Pole-Wood | Broken | 2016 | Tier 3 - Extreme | Distribution Circuit | 7 | 16 | 2016-07-16 | 1510990 | Sus | Y | 3rdParty¦Vehicle¦PoleWood¦Broken
16-0050342 | Unknown Cause | Patrol - found nothing |  |  | 2016 | Tier 2 - Elevated | Distribution Circuit | 7 | 16 | 2016-07-16 | 1511000 | Sus | Y | UnknownCause¦Patrolfoundnothing¦¦
16-0053827 | Unknown Cause | Patrol - found nothing |  |  | 2016 | Tier 2 - Elevated | Distribution Circuit | 7 | 30 | 2016-07-30 | 1518882 | Sus | Y | UnknownCause¦Patrolfoundnothing¦¦
16-0054941 | Unknown Cause | Patrol - found nothing |  |  | 2016 | Tier 2 - Elevated | Distribution Circuit | 8 | 4 | 2016-08-04 | 1521289 | Sus | Y | UnknownCause¦Patrolfoundnothing¦¦
16-0056682 | Vegetation | Tree - fell into line | Conductor, Overhead | Normal | 2016 | Tier 3 - Extreme | Distribution Circuit | 8 | 11 | 2016-08-11 | 1524926 | Sus | Y | Vegetation¦Treefellintoline¦ConductorOverhead¦Normal
16-0060543 | Unknown Cause | Patrol - not conducted |  |  | 2016 | Tier 3 - Extreme | Transformer only | 8 | 28 | 2016-08-28 | 1533281 | Sus | Y | UnknownCause¦Patrolnotconducted¦¦
16-0062699 | Unknown Cause | Patrol - found nothing |  |  | 2016 | Tier 2 - Elevated | Distribution Circuit | 9 | 6 | 2016-09-06 | 1537343 | Sus | Y | UnknownCause¦Patrolfoundnothing¦¦
16-0064445 | Equipment Failure/Involved | Substation | Transformer Power | Malfunctioning | 2016 | Tier 2 - Elevated | Substation - Distribution | 9 | 14 | 2016-09-14 | 1541474 | Sus | Y | EquipmentFailureInvolved¦Substation¦TransformerPower¦Malfunctioning
16-0070631 | Animal | Squirrel |  | Failed/Faulted | 2016 | Tier 3 - Extreme | Transformer only | 10 | 9 | 2016-10-09 | 1555261 | Sus | Y | Animal¦Squirrel¦¦FailedFaulted
16-0074624 | Vegetation | Tree - branch fell on line | Conductor, Overhead | Normal | 2016 | Tier 3 - Extreme | Distribution Circuit | 10 | 21 | 2016-10-21 | 1567166 | Sus | Y | Vegetation¦Treebranchfellonline¦ConductorOverhead¦Normal
16-0075452 | Vegetation | Tree - branch fell on line | Conductor, Overhead | Normal | 2016 | Tier 3 - Extreme | Distribution Circuit | 10 | 25 | 2016-10-25 | 1569755 | Sus | Y | Vegetation¦Treebranchfellonline¦ConductorOverhead¦Normal
16-0076047 | 3rd Party | Tree - cutting, 3rd party | Conductor, Overhead | Together | 2016 | Tier 2 - Elevated | Distribution Circuit | 10 | 27 | 2016-10-27 | 1570938 | Sus | Y | 3rdParty¦Treecutting3rdparty¦ConductorOverhead¦Together
16-0076047 | 3rd Party | Tree - cutting, 3rd party | Conductor, Overhead | Together | 2016 | Tier 2 - Elevated | Distribution Circuit | 10 | 27 | 2016-10-27 | 1570938 | Sus | Y | 3rdParty¦Treecutting3rdparty¦ConductorOverhead¦Together
16-0076159 | Vegetation | Tree - branch fell on line | Conductor, Overhead | Normal | 2016 | Tier 3 - Extreme | Distribution Circuit | 10 | 27 | 2016-10-27 | 1571218 | Sus | Y | Vegetation¦Treebranchfellonline¦ConductorOverhead¦Normal
16-0076655 | Vegetation | Tree - branch fell on line | Conductor, Overhead | Broken, wire on ground | 2016 | Tier 3 - Extreme | Distribution Circuit | 10 | 29 | 2016-10-29 | 1572622 | Sus | Y | Vegetation¦Treebranchfellonline¦ConductorOverhead¦Brokenwireonground
16-0077215 | Vegetation | Tree - branch fell on line | Conductor, Overhead | Normal | 2016 | Tier 3 - Extreme | Distribution Circuit | 11 | 1 | 2016-11-01 | 1574360 | Sus | Y | Vegetation¦Treebranchfellonline¦ConductorOverhead¦Normal
16-0079424 | Vegetation | Tree - fell into line | Conductor, Overhead | Broken, wire on ground | 2016 | Tier 3 - Extreme | Distribution Circuit | 11 | 12 | 2016-11-12 | 1579950 | Sus | Y | Vegetation¦Treefellintoline¦ConductorOverhead¦Brokenwireonground
16-0082366 | Vegetation | Tree - branch fell on line | Fuse | Failed/Faulted | 2016 | Tier 2 - Elevated | Distribution Circuit | 11 | 26 | 2016-11-26 | 1589501 | Sus | Y | Vegetation¦Treebranchfellonline¦Fuse¦FailedFaulted
16-0083799 | Equipment Failure/Involved | Overhead | Transformer | Failed/Faulted | 2016 | Tier 3 - Extreme | Transformer only | 12 | 4 | 2016-12-04 | 1594230 | Sus | N | EquipmentFailureInvolved¦Overhead¦Transformer¦FailedFaulted
16-0084981 | Unknown Cause | Patrol - found nothing |  |  | 2016 | Tier 2 - Elevated | Distribution Circuit | 12 | 10 | 2016-12-10 | 1598735 | Sus | N | UnknownCause¦Patrolfoundnothing¦¦
16-0085815 | Vegetation | Tree - branch fell on line | Conductor, Overhead | Normal | 2016 | Tier 3 - Extreme | Distribution Circuit | 12 | 15 | 2016-12-15 | 1602999 | Sus | N | Vegetation¦Treebranchfellonline¦ConductorOverhead¦Normal
16-0086633 | 3rd Party | Dig in, 3rd party | Conductor, Underground | Broken | 2016 | Tier 2 - Elevated | Transformer only | 12 | 21 | 2016-12-21 | 1608423 | Sus | N | 3rdParty¦Digin3rdparty¦ConductorUnderground¦Broken
16-0086824 | Unknown Cause | Patrol - found nothing |  |  | 2016 | Tier 2 - Elevated | Transformer only | 12 | 23 | 2016-12-23 | 1609795 | Sus | N | UnknownCause¦Patrolfoundnothing¦¦
16-0087167 | Animal | Squirrel | Fuse | Failed/Faulted | 2016 | Tier 2 - Elevated | Distribution Circuit | 12 | 27 | 2016-12-27 | 1611614 | Sus | N | Animal¦Squirrel¦Fuse¦FailedFaulted
17-0002863 | Vegetation | Tree - fell into line | Conductor, Overhead | Normal | 2017 | Tier 2 - Elevated | Distribution Circuit | 1 | 2 | 2017-01-02 | 1615158 | Sus | N | Vegetation¦Treefellintoline¦ConductorOverhead¦Normal
17-0005038 | Equipment Failure/Involved | Overhead | Conductor, Overhead | Broken, wire on ground | 2017 | Tier 2 - Elevated | Distribution Circuit | 1 | 8 | 2017-01-08 | 1622539 | Sus | N | EquipmentFailureInvolved¦Overhead¦ConductorOverhead¦Brokenwireonground
17-0005422 | Vegetation | Tree - branch fell on line | Conductor, Overhead | Broken, wire on ground | 2017 | Tier 2 - Elevated | Distribution Circuit | 1 | 8 | 2017-01-08 | 1626111 | Sus | N | Vegetation¦Treebranchfellonline¦ConductorOverhead¦Brokenwireonground
17-0006468 | Vegetation | Tree - fell into line | Crossarm, Wood | Broken, wire on ground | 2017 | Tier 3 - Extreme | Distribution Circuit | 1 | 10 | 2017-01-10 | 1632588 | Sus | N | Vegetation¦Treefellintoline¦CrossarmWood¦Brokenwireonground
17-0008211 | Equipment Failure/Involved | Overhead | Pole-Wood | Broken, wire on ground | 2017 | Tier 3 - Extreme | Distribution Circuit | 1 | 11 | 2017-01-11 | 1640498 | Sus | N | EquipmentFailureInvolved¦Overhead¦PoleWood¦Brokenwireonground
17-0010039 | Equipment Failure/Involved | Overhead | Conductor, Overhead | Broken, wire on ground | 2017 | Tier 2 - Elevated | Distribution Circuit | 1 | 18 | 2017-01-18 | 1646276 | Sus | N | EquipmentFailureInvolved¦Overhead¦ConductorOverhead¦Brokenwireonground
17-0010827 | Unknown Cause | Patrol - not conducted |  |  | 2017 | Tier 2 - Elevated | Distribution Circuit | 1 | 19 | 2017-01-19 | 1649743 | Sus | N | UnknownCause¦Patrolnotconducted¦¦
17-0010828 | Vegetation | Tree - fell into line | Conductor, Overhead | Broken | 2017 | Tier 2 - Elevated | Distribution Circuit | 1 | 18 | 2017-01-18 | 1647248 | Sus | N | Vegetation¦Treefellintoline¦ConductorOverhead¦Broken
17-0012166 | Vegetation | Tree - fell into line | Conductor, Overhead | Broken, wire on ground | 2017 | Tier 3 - Extreme | Distribution Circuit | 1 | 21 | 2017-01-21 | 1656979 | Sus | N | Vegetation¦Treefellintoline¦ConductorOverhead¦Brokenwireonground
17-0012557 | Vegetation | Tree - fell into line | Conductor, Overhead | Broken, wire on ground | 2017 | Tier 3 - Extreme | Distribution Circuit | 1 | 21 | 2017-01-21 | 1657436 | Sus | N | Vegetation¦Treefellintoline¦ConductorOverhead¦Brokenwireonground
17-0013403 | Vegetation | Tree - fell into line | Conductor, Overhead | Broken, wire on ground | 2017 | Tier 2 - Elevated | Distribution Circuit | 1 | 22 | 2017-01-22 | 1662344 | Sus | N | Vegetation¦Treefellintoline¦ConductorOverhead¦Brokenwireonground
17-0015426 | Equipment Failure/Involved | Overhead | Transformer | Failed/Faulted | 2017 | Tier 2 - Elevated | Transformer only | 1 | 26 | 2017-01-26 | 1668117 | Sus | N | EquipmentFailureInvolved¦Overhead¦Transformer¦FailedFaulted
17-0017138 | Unknown Cause | Patrol - found nothing |  |  | 2017 | Tier 3 - Extreme | Distribution Circuit | 2 | 3 | 2017-02-03 | 1673499 | Sus | N | UnknownCause¦Patrolfoundnothing¦¦
17-0018116 | Vegetation | Tree - fell into line | Conductor, Overhead | Broken, wire on ground | 2017 | Tier 3 - Extreme | Distribution Circuit | 2 | 7 | 2017-02-07 | 1677751 | Sus | N | Vegetation¦Treefellintoline¦ConductorOverhead¦Brokenwireonground
17-0018273 | Vegetation | Tree - fell into line | Conductor, Overhead | On Ground | 2017 | Tier 3 - Extreme | Distribution Circuit | 2 | 7 | 2017-02-07 | 1678178 | Sus | N | Vegetation¦Treefellintoline¦ConductorOverhead¦OnGround
17-0019933 | Environmental/External | Lightning | Transformer | Failed/Faulted | 2017 | Tier 3 - Extreme | Transformer only | 2 | 10 | 2017-02-10 | 1684604 | Sus | N | EnvironmentalExternal¦Lightning¦Transformer¦FailedFaulted
17-0023480 | Unknown Cause | Patrol - found nothing |  |  | 2017 | Tier 2 - Elevated | Distribution Circuit | 2 | 19 | 2017-02-19 | 1701746 | Sus | N | UnknownCause¦Patrolfoundnothing¦¦
17-0023742 | Environmental/External | Lightning | Transformer | Failed/Faulted | 2017 | Tier 2 - Elevated | Distribution Circuit | 2 | 20 | 2017-02-20 | 1702734 | Sus | N | EnvironmentalExternal¦Lightning¦Transformer¦FailedFaulted
17-0025860 | Unknown Cause | Patrol - found nothing |  |  | 2017 | Tier 2 - Elevated | Distribution Circuit | 2 | 22 | 2017-02-22 | 1711275 | Sus | N | UnknownCause¦Patrolfoundnothing¦¦
17-0026357 | Unknown Cause | Patrol - found nothing |  |  | 2017 | Tier 3 - Extreme | Transformer only | 2 | 23 | 2017-02-23 | 1712406 | Sus | N | UnknownCause¦Patrolfoundnothing¦¦
17-0034370 | Vegetation | Tree - fell into line | Conductor, Overhead | Broken, wire on ground | 2017 | Tier 3 - Extreme | Distribution Circuit | 3 | 28 | 2017-03-28 | 1737175 | Sus | N | Vegetation¦Treefellintoline¦ConductorOverhead¦Brokenwireonground
17-0034780 | Unknown Cause | Patrol - not conducted |  |  | 2017 | Tier 2 - Elevated | Distribution Circuit | 3 | 29 | 2017-03-29 | 1738519 | Sus | N | UnknownCause¦Patrolnotconducted¦¦
17-0036967 | Animal | Bird found | Fuse | Failed/Faulted | 2017 | Tier 2 - Elevated | Distribution Circuit | 4 | 6 | 2017-04-06 | 1745219 | Sus | N | Animal¦Birdfound¦Fuse¦FailedFaulted
17-0037378 | Vegetation | Tree - fell into line | Secondary | Broken | 2017 | Tier 3 - Extreme | Distribution Circuit | 4 | 6 | 2017-04-06 | 1746882 | Sus | N | Vegetation¦Treefellintoline¦Secondary¦Broken
17-0037788 | Unknown Cause | Patrol - found nothing |  |  | 2017 | Tier 2 - Elevated | Distribution Circuit | 4 | 6 | 2017-04-06 | 1750560 | Sus | N | UnknownCause¦Patrolfoundnothing¦¦
17-0040192 | Vegetation | Tree - fell into line | Pole-Wood | Broken, wire on ground | 2017 | Tier 2 - Elevated | Distribution Circuit | 4 | 14 | 2017-04-14 | 1757604 | Sus | N | Vegetation¦Treefellintoline¦PoleWood¦Brokenwireonground
17-0053483 | Equipment Failure/Involved | Overhead | Conductor, Overhead | Broken, wire on ground | 2017 | Tier 2 - Elevated | Distribution Circuit | 6 | 7 | 2017-06-07 | 1799077 | Sus | Y | EquipmentFailureInvolved¦Overhead¦ConductorOverhead¦Brokenwireonground
17-0054175 | Unknown Cause | Patrol - not conducted |  |  | 2017 | Tier 2 - Elevated | Distribution Circuit | 6 | 10 | 2017-06-10 | 1801064 | Sus | Y | UnknownCause¦Patrolnotconducted¦¦
17-0058930 | Equipment Failure/Involved | Overhead | Transformer (OH) | Broken | 2017 | Tier 2 - Elevated | Transformer only | 6 | 27 | 2017-06-27 | 1819192 | Sus | Y | EquipmentFailureInvolved¦Overhead¦Transformer(OH)¦Broken
17-0060627 | Unknown Cause | Patrol - found nothing |  |  | 2017 | Tier 3 - Extreme | Distribution Circuit | 7 | 5 | 2017-07-05 | 1823963 | Sus | Y | UnknownCause¦Patrolfoundnothing¦¦
17-0065085 | Unknown Cause | Patrol - found nothing |  |  | 2017 | Tier 2 - Elevated | Distribution Circuit | 7 | 24 | 2017-07-24 | 1838712 | Sus | Y | UnknownCause¦Patrolfoundnothing¦¦
17-0065458 | Equipment Failure/Involved | Overhead | Transformer | Failed/Faulted | 2017 | Tier 2 - Elevated | Transformer only | 7 | 25 | 2017-07-25 | 1839789 | Sus | Y | EquipmentFailureInvolved¦Overhead¦Transformer¦FailedFaulted
17-0068208 | Equipment Failure/Involved | Overhead | Transformer (OH) | Failed/Faulted | 2017 | Tier 2 - Elevated | Transformer only | 8 | 5 | 2017-08-05 | 1847101 | Sus | Y | EquipmentFailureInvolved¦Overhead¦Transformer(OH)¦FailedFaulted
17-0068306 | Vegetation | Tree - fell into line | Conductor, Overhead | Broken, wire on ground | 2017 | Tier 3 - Extreme | Distribution Circuit | 8 | 6 | 2017-08-06 | 1847455 | Sus | Y | Vegetation¦Treefellintoline¦ConductorOverhead¦Brokenwireonground
17-0070018 | Vegetation | Tree - fell into line | Conductor, Overhead | Burned/flashed | 2017 | Tier 2 - Elevated | Distribution Circuit | 8 | 14 | 2017-08-14 | 1852038 | Sus | Y | Vegetation¦Treefellintoline¦ConductorOverhead¦Burnedflashed
17-0070329 | Unknown Cause | Patrol - found nothing |  |  | 2017 | Tier 3 - Extreme | Transformer only | 8 | 15 | 2017-08-15 | 1852908 | Sus | Y | UnknownCause¦Patrolfoundnothing¦¦
17-0071267 | Animal | Bird found | Transformer (OH) | Failed/Faulted | 2017 | Tier 2 - Elevated | Distribution Circuit | 8 | 18 | 2017-08-18 | 1854664 | Sus | Y | Animal¦Birdfound¦Transformer(OH)¦FailedFaulted
17-0071711 | Equipment Failure/Involved | Underground | Conductor, Underground | Broken | 2017 | Tier 3 - Extreme | Distribution Circuit | 8 | 21 | 2017-08-21 | 1856234 | Sus | Y | EquipmentFailureInvolved¦Underground¦ConductorUnderground¦Broken
17-0075242 | Equipment Failure/Involved | Overhead | Transformer | Failed/Faulted | 2017 | Tier 3 - Extreme | Transformer only | 9 | 2 | 2017-09-02 | 1866923 | Sus | Y | EquipmentFailureInvolved¦Overhead¦Transformer¦FailedFaulted
17-0081222 | Equipment Failure/Involved | Overhead | Cutout, fuse holder | Broken | 2017 | Tier 2 - Elevated | Distribution Circuit | 9 | 23 | 2017-09-23 | 1884681 | Sus | Y | EquipmentFailureInvolved¦Overhead¦Cutoutfuseholder¦Broken
17-0083916 | Unknown Cause | Patrol - not conducted |  |  | 2017 | Tier 3 - Extreme | Distribution Circuit | 10 | 3 | 2017-10-03 | 1890433 | Sus | Y | UnknownCause¦Patrolnotconducted¦¦
17-0085241 | Vegetation | Tree - fell into line | Conductor, Overhead | Together | 2017 | Tier 3 - Extreme | Distribution Circuit | 10 | 8 | 2017-10-08 | 1893835 | Sus | Y | Vegetation¦Treefellintoline¦ConductorOverhead¦Together
17-0088095 | Equipment Failure/Involved | Underground | Transformer (UG) | Failed/Faulted | 2017 | Tier 2 - Elevated | Distribution Circuit | 10 | 17 | 2017-10-17 | 1902612 | Sus | Y | EquipmentFailureInvolved¦Underground¦Transformer(UG)¦FailedFaulted
17-0088243 | Equipment Failure/Involved | Overhead | Transformer | Failed/Faulted | 2017 | Tier 3 - Extreme | Transformer only | 10 | 18 | 2017-10-18 | 1903170 | Sus | Y | EquipmentFailureInvolved¦Overhead¦Transformer¦FailedFaulted
17-0088699 | Equipment Failure/Involved | Overhead | Pole-Wood | Broken | 2017 | Tier 2 - Elevated | Distribution Circuit | 10 | 8 | 2017-10-08 | 1904443 | Sus | Y | EquipmentFailureInvolved¦Overhead¦PoleWood¦Broken
17-0095284 | Equipment Failure/Involved | Overhead | Booster | Malfunctioning | 2017 | Tier 3 - Extreme | Distribution Circuit | 11 | 17 | 2017-11-17 | 1924490 | Sus | Y | EquipmentFailureInvolved¦Overhead¦Booster¦Malfunctioning
17-0095616 | Vegetation | Tree - branch fell on line | Conductor, Overhead | Normal | 2017 | Tier 3 - Extreme | Distribution Circuit | 11 | 16 | 2017-11-16 | 1923944 | Sus | Y | Vegetation¦Treebranchfellonline¦ConductorOverhead¦Normal
17-0096151 | Vegetation | Tree - fell into line | Conductor, Overhead | On Ground | 2017 | Tier 3 - Extreme | Distribution Circuit | 11 | 18 | 2017-11-18 | 1925453 | Sus | Y | Vegetation¦Treefellintoline¦ConductorOverhead¦OnGround
17-0096539 | Vegetation | Tree - fell into line | Conductor, Overhead | Broken, wire on ground | 2017 | Tier 2 - Elevated | Distribution Circuit | 11 | 20 | 2017-11-20 | 1926667 | Sus | Y | Vegetation¦Treefellintoline¦ConductorOverhead¦Brokenwireonground
17-0097580 | Equipment Failure/Involved | Overhead | Cutout, fuse holder | Broken | 2017 | Tier 2 - Elevated | Transformer only | 11 | 26 | 2017-11-26 | 1929230 | Sus | Y | EquipmentFailureInvolved¦Overhead¦Cutoutfuseholder¦Broken
17-0099679 | Vegetation | Tree - fell into line | Pole-Wood | Broken, wire on ground | 2017 | Tier 3 - Extreme | Distribution Circuit | 12 | 4 | 2017-12-04 | 1934860 | Sus | N | Vegetation¦Treefellintoline¦PoleWood¦Brokenwireonground
17-0099715 | Vegetation | Tree - branch fell on line | Conductor, Overhead | Normal | 2017 | Tier 2 - Elevated | Distribution Circuit | 12 | 4 | 2017-12-04 | 1935543 | Sus | N | Vegetation¦Treebranchfellonline¦ConductorOverhead¦Normal
17-0101761 | Animal | Squirrel | Fuse | Failed/Faulted | 2017 | Tier 3 - Extreme | Distribution Circuit | 12 | 15 | 2017-12-15 | 1943480 | Sus | N | Animal¦Squirrel¦Fuse¦FailedFaulted
17-0103280 | Animal | Squirrel | Transformer (OH) | Failed/Faulted | 2017 | Tier 3 - Extreme | Transformer only | 12 | 25 | 2017-12-25 | 1951068 | Sus | N | Animal¦Squirrel¦Transformer(OH)¦FailedFaulted
18-0007414 | Equipment Failure/Involved | Overhead | Transformer (OH) | Normal | 2018 | Tier 3 - Extreme | Transformer only | 1 | 19 | 2018-01-19 | 10873 | Sus | N | EquipmentFailureInvolved¦Overhead¦Transformer(OH)¦Normal
18-0007503 | Animal | Squirrel | Transformer (OH) | Normal | 2018 | Tier 2 - Elevated | Distribution Circuit | 1 | 19 | 2018-01-19 | 10928 | Sus | N | Animal¦Squirrel¦Transformer(OH)¦Normal
18-0011676 | Vegetation | Tree - fell into line | Conductor, Overhead | Broken, wire on object | 2018 | Tier 2 - Elevated | Distribution Circuit | 2 | 5 | 2018-02-05 | 19794 | Sus | N | Vegetation¦Treefellintoline¦ConductorOverhead¦Brokenwireonobject
18-0020521 | Vegetation | Tree - fell into line | Conductor, Overhead | Normal | 2018 | Tier 2 - Elevated | Distribution Circuit | 3 | 7 | 2018-03-07 | 39663 | Sus | N | Vegetation¦Treefellintoline¦ConductorOverhead¦Normal
18-0021402 | 3rd Party | Tree - cutting, 3rd party | Transformer | Failed/Faulted | 2018 | Tier 2 - Elevated | Transformer only | 3 | 9 | 2018-03-09 | 41099 | Sus | N | 3rdParty¦Treecutting3rdparty¦Transformer¦FailedFaulted
18-0022006 | Equipment Failure/Involved | Overhead | Fuse | Broken | 2018 | Tier 2 - Elevated | Distribution Circuit | 3 | 12 | 2018-03-12 | 42658 | Sus | N | EquipmentFailureInvolved¦Overhead¦Fuse¦Broken
18-0037460 | Unknown Cause | Patrol - found nothing |  |  | 2018 | Tier 3 - Extreme | Distribution Circuit | 5 | 1 | 2018-05-01 | 77874 | Sus | Y | UnknownCause¦Patrolfoundnothing¦¦
18-0038599 | Unknown Cause | Patrol - found nothing |  |  | 2018 | Tier 2 - Elevated | Distribution Circuit | 5 | 6 | 2018-05-06 | 80160 | Sus | Y | UnknownCause¦Patrolfoundnothing¦¦
18-0039948 | Equipment Failure/Involved | Overhead | Transformer | Failed/Faulted | 2018 | Tier 2 - Elevated | Transformer only | 5 | 10 | 2018-05-10 | 83132 | Sus | Y | EquipmentFailureInvolved¦Overhead¦Transformer¦FailedFaulted
18-0041045 | Equipment Failure/Involved | Overhead | Connector or Splice (OH) | Burned Open | 2018 | Tier 2 - Elevated | Transformer only | 5 | 14 | 2018-05-14 | 86210 | Sus | Y | EquipmentFailureInvolved¦Overhead¦ConnectororSplice(OH)¦BurnedOpen
18-0053698 | Equipment Failure/Involved | Overhead | Insulator | Failed/Faulted | 2018 | Tier 2 - Elevated | Distribution Circuit | 6 | 22 | 2018-06-22 | 115674 | Sus | Y | EquipmentFailureInvolved¦Overhead¦Insulator¦FailedFaulted
18-0053952 | Equipment Failure/Involved | Overhead | Transformer | Failed/Faulted | 2018 | Tier 2 - Elevated | Transformer only | 6 | 23 | 2018-06-23 | 116662 | Sus | Y | EquipmentFailureInvolved¦Overhead¦Transformer¦FailedFaulted
18-0057763 | Vegetation | Tree - fell into line | Conductor, Overhead | Broken, wire on ground | 2018 | Tier 3 - Extreme | Distribution Circuit | 7 | 8 | 2018-07-08 | 126514 | Sus | Y | Vegetation¦Treefellintoline¦ConductorOverhead¦Brokenwireonground
18-0064819 | Company Initiated | Construction Activity/equip, company | Generator | Malfunctioning | 2018 | Tier 2 - Elevated | Distribution Circuit | 7 | 29 | 2018-07-29 | 144478 | Sus | Y | CompanyInitiated¦ConstructionActivityequipcompany¦Generator¦Malfunctioning
18-0071042 | 3rd Party | Vehicle | Pole-Wood | Broken, wire on ground | 2018 | Tier 2 - Elevated | Distribution Circuit | 8 | 17 | 2018-08-17 | 157013 | Sus | Y | 3rdParty¦Vehicle¦PoleWood¦Brokenwireonground
18-0073038 | Unknown Cause | Patrol - found nothing |  |  | 2018 | Tier 3 - Extreme | Distribution Circuit | 8 | 24 | 2018-08-24 | 161304 | Sus | Y | UnknownCause¦Patrolfoundnothing¦¦
18-0090384 | Vegetation | Tree - fell into line | Conductor, Overhead | Broken, wire on ground | 2018 | Tier 3 - Extreme | Distribution Circuit | 10 | 15 | 2018-10-15 | 195273 | Sus | Y | Vegetation¦Treefellintoline¦ConductorOverhead¦Brokenwireonground
18-0097730 | Equipment Failure/Involved | Overhead | Insulator | Broken | 2018 | Tier 2 - Elevated | Distribution Circuit | 11 | 7 | 2018-11-07 | 210323 | Sus | Y | EquipmentFailureInvolved¦Overhead¦Insulator¦Broken
18-0100860 | Environmental/External | Fire, Forest/Grass | Pole-Wood | Burned/flashed | 2018 | Tier 3 - Extreme | Distribution Circuit | 11 | 8 | 2018-11-08 | 217874 | Sus | Y | EnvironmentalExternal¦FireForestGrass¦PoleWood¦Burnedflashed
18-0101111 | Environmental/External | Fire, Forest/Grass | Pole-Wood | Burned/flashed | 2018 | Tier 3 - Extreme | Distribution Circuit | 11 | 8 | 2018-11-08 | 218370 | Sus | Y | EnvironmentalExternal¦FireForestGrass¦PoleWood¦Burnedflashed
18-0101136 | Environmental/External | Fire, Forest/Grass | Pole-Wood | Burned/flashed | 2018 | Tier 3 - Extreme | Distribution Circuit | 11 | 8 | 2018-11-08 | 218401 | Sus | Y | EnvironmentalExternal¦FireForestGrass¦PoleWood¦Burnedflashed
18-0104336 | Vegetation | Tree - fell into line | Conductor, Overhead | Normal | 2018 | Tier 3 - Extreme | Distribution Circuit | 11 | 28 | 2018-11-28 | 226545 | Sus | Y | Vegetation¦Treefellintoline¦ConductorOverhead¦Normal
18-0108360 | Unknown Cause | Patrol - not conducted |  |  | 2018 | Tier 3 - Extreme | Distribution Circuit | 12 | 10 | 2018-12-10 | 237377 | Sus | N | UnknownCause¦Patrolnotconducted¦¦
18-0109707 | Vegetation | Tree - fell into line | Conductor, Overhead | Normal | 2018 | Tier 3 - Extreme | Distribution Circuit | 12 | 17 | 2018-12-17 | 242455 | Sus | N | Vegetation¦Treefellintoline¦ConductorOverhead¦Normal
18-0110169 | Animal | Bird found | Fuse | Failed/Faulted | 2018 | Tier 2 - Elevated | Distribution Circuit | 12 | 20 | 2018-12-20 | 244762 | Sus | N | Animal¦Birdfound¦Fuse¦FailedFaulted
18-0110707 | Unknown Cause | Patrol - not conducted |  |  | 2018 | Tier 2 - Elevated | Distribution Circuit | 12 | 26 | 2018-12-26 | 247312 | Sus | N | UnknownCause¦Patrolnotconducted¦¦
19-0005597 | Unknown Cause | Patrol - found nothing |  |  | 2019 | Tier 2 - Elevated | Distribution Circuit | 1 | 7 | 2019-01-07 | 258446 | Sus | N | UnknownCause¦Patrolfoundnothing¦¦
19-0005599 | Unknown Cause | Patrol - found nothing |  |  | 2019 | Tier 2 - Elevated | Distribution Circuit | 1 | 6 | 2019-01-06 | 256445 | Sus | N | UnknownCause¦Patrolfoundnothing¦¦
19-0006063 | Vegetation | Tree - branch fell on line | Conductor, Overhead | Broken, wire on ground | 2019 | Tier 3 - Extreme | Distribution Circuit | 1 | 7 | 2019-01-07 | 259903 | Sus | N | Vegetation¦Treebranchfellonline¦ConductorOverhead¦Brokenwireonground
19-0019988 | Unknown Cause | Patrol - found nothing |  |  | 2019 | Tier 3 - Extreme | Distribution Circuit | 2 | 5 | 2019-02-05 | 296113 | Sus | N | UnknownCause¦Patrolfoundnothing¦¦
19-0020370 | Equipment Failure/Involved | Electrical Overload | Jumper | Arcing | 2019 | Tier 3 - Extreme | Distribution Circuit | 2 | 9 | 2019-02-09 | 297173 | Sus | N | EquipmentFailureInvolved¦ElectricalOverload¦Jumper¦Arcing
19-0020571 | Vegetation | Tree - fell into line | Conductor, Overhead | Broken, wire on ground | 2019 | Tier 2 - Elevated | Distribution Circuit | 2 | 10 | 2019-02-10 | 298139 | Sus | N | Vegetation¦Treefellintoline¦ConductorOverhead¦Brokenwireonground
19-0023729 | Vegetation | Tree - fell into line | Transformer | Broken, wire on ground | 2019 | Tier 2 - Elevated | Transformer only | 2 | 14 | 2019-02-14 | 308770 | Sus | N | Vegetation¦Treefellintoline¦Transformer¦Brokenwireonground
19-0024119 | Vegetation | Tree - grew into line | Conductor, Overhead | Broken, wire on ground | 2019 | Tier 2 - Elevated | Distribution Circuit | 2 | 12 | 2019-02-12 | 312377 | Sus | N | Vegetation¦Treegrewintoline¦ConductorOverhead¦Brokenwireonground
19-0025581 | Vegetation | Tree - fell into line | Conductor, Overhead | Together | 2019 | Tier 3 - Extreme | Distribution Circuit | 2 | 17 | 2019-02-17 | 315709 | Sus | N | Vegetation¦Treefellintoline¦ConductorOverhead¦Together
19-0028400 | Vegetation | Tree - fell into line | Crossarm, Wood | Broken | 2019 | Tier 3 - Extreme | Distribution Circuit | 2 | 26 | 2019-02-26 | 324560 | Sus | N | Vegetation¦Treefellintoline¦CrossarmWood¦Broken
19-0028532 | Equipment Failure/Involved | Overhead | Conductor, Overhead | Broken, wire on ground | 2019 | Tier 3 - Extreme | Distribution Circuit | 2 | 26 | 2019-02-26 | 325163 | Sus | N | EquipmentFailureInvolved¦Overhead¦ConductorOverhead¦Brokenwireonground
19-0028838 | Vegetation | Tree - fell into line | Conductor, Overhead | Normal | 2019 | Tier 3 - Extreme | Distribution Circuit | 2 | 27 | 2019-02-27 | 326123 | Sus | N | Vegetation¦Treefellintoline¦ConductorOverhead¦Normal
19-0029136 | Equipment Failure/Involved | Overhead | Woodpin | Broken, wire on object | 2019 | Tier 2 - Elevated | Distribution Circuit | 2 | 27 | 2019-02-27 | 327241 | Sus | N | EquipmentFailureInvolved¦Overhead¦Woodpin¦Brokenwireonobject
19-0029579 | Equipment Failure/Involved | Overhead | Transformer | Failed/Faulted | 2019 | Tier 2 - Elevated | Transformer only | 2 | 28 | 2019-02-28 | 328362 | Sus | N | EquipmentFailureInvolved¦Overhead¦Transformer¦FailedFaulted
19-0031823 | Vegetation | Tree - fell into line | Conductor, Overhead | Broken, wire on ground | 2019 | Tier 3 - Extreme | Distribution Circuit | 3 | 7 | 2019-03-07 | 333889 | Sus | N | Vegetation¦Treefellintoline¦ConductorOverhead¦Brokenwireonground
19-0034321 | Unknown Cause | Patrol - found nothing |  |  | 2019 | Tier 2 - Elevated | Distribution Circuit | 3 | 16 | 2019-03-16 | 340603 | Sus | N | UnknownCause¦Patrolfoundnothing¦¦
19-0042270 | Vegetation | Tree - fell into line | Conductor, Overhead | Broken, wire on ground | 2019 | Tier 3 - Extreme | Distribution Circuit | 4 | 14 | 2019-04-14 | 360413 | Sus | N | Vegetation¦Treefellintoline¦ConductorOverhead¦Brokenwireonground
19-0043868 | Unknown Cause | Patrol - found nothing |  |  | 2019 | Tier 3 - Extreme | Distribution Circuit | 4 | 18 | 2019-04-18 | 362841 | Sus | N | UnknownCause¦Patrolfoundnothing¦¦
19-0044455 | Environmental/External | Lightning | Transformer | Failed/Faulted | 2019 | Tier 2 - Elevated | Transformer only | 4 | 19 | 2019-04-19 | 363916 | Sus | N | EnvironmentalExternal¦Lightning¦Transformer¦FailedFaulted
19-0045190 | Equipment Failure/Involved | Overhead | Transformer (OH) | Normal | 2019 | Tier 2 - Elevated | Transformer only | 4 | 23 | 2019-04-23 | 366032 | Sus | N | EquipmentFailureInvolved¦Overhead¦Transformer(OH)¦Normal
19-0052838 | Equipment Failure/Involved | Overhead | Crossarm, Wood | Broken | 2019 | Tier 2 - Elevated | Distribution Circuit | 5 | 16 | 2019-05-16 | 382550 | Sus | Y | EquipmentFailureInvolved¦Overhead¦CrossarmWood¦Broken
19-0061447 | Vegetation | Tree - fell into line | Conductor, Overhead | Broken, wire on ground | 2019 | Tier 2 - Elevated | Distribution Circuit | 6 | 1 | 2019-06-01 | 395403 | Sus | Y | Vegetation¦Treefellintoline¦ConductorOverhead¦Brokenwireonground
19-0064116 | Equipment Failure/Involved | Overhead | Pole-Wood | Broken | 2019 | Tier 3 - Extreme | Distribution Circuit | 6 | 7 | 2019-06-07 | 400410 | Sus | Y | EquipmentFailureInvolved¦Overhead¦PoleWood¦Broken
19-0064327 | Unknown Cause | Patrol - found nothing |  |  | 2019 | Tier 3 - Extreme | Distribution Circuit | 6 | 7 | 2019-06-07 | 400828 | Sus | Y | UnknownCause¦Patrolfoundnothing¦¦
19-0073247 | Unknown Cause | Patrol - found nothing |  |  | 2019 | Tier 2 - Elevated | Transformer only | 6 | 28 | 2019-06-28 | 434954 | Sus | Y | UnknownCause¦Patrolfoundnothing¦¦
19-0073460 | Unknown Cause | Patrol - found nothing |  |  | 2019 | Tier 3 - Extreme | Distribution Circuit | 6 | 30 | 2019-06-30 | 437953 | Sus | Y | UnknownCause¦Patrolfoundnothing¦¦
19-0073640 | Equipment Failure/Involved | Overhead | Transformer (OH) | Broken | 2019 | Tier 2 - Elevated | Transformer only | 7 | 1 | 2019-07-01 | 438616 | Sus | Y | EquipmentFailureInvolved¦Overhead¦Transformer(OH)¦Broken
19-0075791 | Unknown Cause | Patrol - found nothing |  |  | 2019 | Tier 2 - Elevated | Distribution Circuit | 7 | 9 | 2019-07-09 | 443915 | Sus | Y | UnknownCause¦Patrolfoundnothing¦¦
19-0077170 | Vegetation | Tree - fell into line | Conductor, Overhead | Normal | 2019 | Tier 2 - Elevated | Distribution Circuit | 7 | 14 | 2019-07-14 | 450137 | Sus | Y | Vegetation¦Treefellintoline¦ConductorOverhead¦Normal
19-0080886 | Unknown Cause | Patrol - found nothing |  |  | 2019 | Tier 3 - Extreme | Distribution Circuit | 7 | 24 | 2019-07-24 | 470576 | Sus | Y | UnknownCause¦Patrolfoundnothing¦¦
19-0088069 | Vegetation | Tree - fell into line | Connector or Splice (OH) | Broken, wire on ground | 2019 | Tier 2 - Elevated | Distribution Circuit | 8 | 14 | 2019-08-14 | 511309 | Sus | Y | Vegetation¦Treefellintoline¦ConnectororSplice(OH)¦Brokenwireonground
19-0092138 | 3rd Party | Tree - cutting, 3rd party | Conductor, Overhead | Broken, wire on ground | 2019 | Tier 2 - Elevated | Distribution Circuit | 8 | 26 | 2019-08-26 | 539542 | Sus | Y | 3rdParty¦Treecutting3rdparty¦ConductorOverhead¦Brokenwireonground
19-0094522 | Equipment Failure/Involved | Underground | Conductor, Underground | Burned/flashed | 2019 | Tier 2 - Elevated | Distribution Circuit | 9 | 2 | 2019-09-02 | 550746 | Sus | Y | EquipmentFailureInvolved¦Underground¦ConductorUnderground¦Burnedflashed
19-0104946 | Unknown Cause | Patrol - found nothing |  |  | 2019 | Tier 3 - Extreme | Distribution Circuit | 9 | 28 | 2019-09-28 | 625675 | Sus | Y | UnknownCause¦Patrolfoundnothing¦¦
19-0108513 | Animal | Squirrel | Fuse | Failed/Faulted | 2019 | Tier 2 - Elevated | Distribution Circuit | 10 | 7 | 2019-10-07 | 647028 | Sus | Y | Animal¦Squirrel¦Fuse¦FailedFaulted
19-0109086 | Wildfire Mitigation | Public Safety Power Shut-off | Circuit Breaker | Normal | 2019 | Zone 1 - HHZ | Distribution Circuit | 10 | 9 | 2019-10-09 | 649598 | Sus | Y | WildfireMitigation¦PublicSafetyPowerShutoff¦CircuitBreaker¦Normal
19-0110819 | Animal | Squirrel | Fuse | Normal | 2019 | Tier 2 - Elevated | Distribution Circuit | 10 | 12 | 2019-10-12 | 655140 | Sus | Y | Animal¦Squirrel¦Fuse¦Normal
19-0112184 | Unknown Cause | Patrol - found nothing |  |  | 2019 | Tier 2 - Elevated | Distribution Circuit | 10 | 16 | 2019-10-16 | 660230 | Sus | Y | UnknownCause¦Patrolfoundnothing¦¦
19-0121928 | Equipment Failure/Involved | Overhead |  | Failed/Faulted | 2019 | Tier 3 - Extreme | Transformer only | 11 | 6 | 2019-11-06 | 700951 | Sus | Y | EquipmentFailureInvolved¦Overhead¦¦FailedFaulted
19-0123272 | Unknown Cause | Patrol - found nothing |  |  | 2019 | Tier 2 - Elevated | Distribution Circuit | 11 | 9 | 2019-11-09 | 703198 | Sus | Y | UnknownCause¦Patrolfoundnothing¦¦
19-0124136 | 3rd Party | Vehicle | Pole-Wood | Broken, wire on ground | 2019 | Tier 2 - Elevated | Distribution Circuit | 11 | 13 | 2019-11-13 | 705675 | Sus | Y | 3rdParty¦Vehicle¦PoleWood¦Brokenwireonground
19-0126079 | Equipment Failure/Involved | Overhead | Transformer (OH) | Failed/Faulted | 2019 | Tier 2 - Elevated | Distribution Circuit | 11 | 19 | 2019-11-19 | 709808 | Sus | Y | EquipmentFailureInvolved¦Overhead¦Transformer(OH)¦FailedFaulted
19-0126562 | Wildfire Mitigation | Public Safety Power Shut-off |  |  | 2019 | Tier 2 - Elevated | Distribution Circuit | 11 | 20 | 2019-11-20 | 711139 | Sus | Y | WildfireMitigation¦PublicSafetyPowerShutoff¦¦
19-0129984 | Unknown Cause | Patrol - found nothing |  |  | 2019 | Tier 3 - Extreme | Distribution Circuit | 11 | 26 | 2019-11-26 | 718272 | Sus | Y | UnknownCause¦Patrolfoundnothing¦¦
19-0132063 | Vegetation | Tree - fell into line | Pole-Wood | Broken | 2019 | Tier 3 - Extreme | Distribution Circuit | 12 | 1 | 2019-12-01 | 726326 | Sus | N | Vegetation¦Treefellintoline¦PoleWood¦Broken
19-0132863 | Vegetation | Tree - fell into line | Conductor, Overhead | Normal | 2019 | Tier 3 - Extreme | Distribution Circuit | 12 | 3 | 2019-12-03 | 728778 | Sus | N | Vegetation¦Treefellintoline¦ConductorOverhead¦Normal
19-0134923 | Environmental/External | Lightning | Fuse | Failed/Faulted | 2019 | Tier 3 - Extreme | Distribution Circuit | 12 | 7 | 2019-12-07 | 733158 | Sus | N | EnvironmentalExternal¦Lightning¦Fuse¦FailedFaulted
19-0136091 | Equipment Failure/Involved | Overhead | Woodpin | Broken | 2019 | Tier 2 - Elevated | Distribution Circuit | 12 | 12 | 2019-12-12 | 737109 | Sus | N | EquipmentFailureInvolved¦Overhead¦Woodpin¦Broken
19-0137306 | 3rd Party | Vehicle | Pole-Wood | Broken | 2019 | Tier 2 - Elevated | Distribution Circuit | 12 | 20 | 2019-12-20 | 747065 | Sus | N | 3rdParty¦Vehicle¦PoleWood¦Broken
20-0009498 | Vegetation | Tree - fell into line | Conductor, Overhead | Broken, wire on ground | 2020 | Tier 2 - Elevated | Distribution Circuit | 1 | 16 | 2020-01-16 | 761891 | Sus | N | Vegetation¦Treefellintoline¦ConductorOverhead¦Brokenwireonground
20-0013671 | 3rd Party | Tree - cutting, 3rd party | Conductor, Overhead | Broken, wire on ground | 2020 | Tier 3 - Extreme | Distribution Circuit | 1 | 25 | 2020-01-25 | 769940 | Sus | N | 3rdParty¦Treecutting3rdparty¦ConductorOverhead¦Brokenwireonground
20-0019459 | Unknown Cause | Patrol - found nothing |  |  | 2020 | Tier 3 - Extreme | Distribution Circuit | 2 | 9 | 2020-02-09 | 780890 | Sus | N | UnknownCause¦Patrolfoundnothing¦¦
20-0032257 | Unknown Cause | Patrol - found nothing |  |  | 2020 | Tier 2 - Elevated | Distribution Circuit | 3 | 15 | 2020-03-15 | 851901 | Sus | N | UnknownCause¦Patrolfoundnothing¦¦
20-0032262 | Vegetation | Tree - fell into line | Conductor, Overhead | Broken, wire on ground | 2020 | Tier 3 - Extreme | Distribution Circuit | 3 | 15 | 2020-03-15 | 852090 | Sus | N | Vegetation¦Treefellintoline¦ConductorOverhead¦Brokenwireonground
20-0032393 | Unknown Cause | Patrol - found nothing |  |  | 2020 | Tier 3 - Extreme | Distribution Circuit | 3 | 15 | 2020-03-15 | 851735 | Sus | N | UnknownCause¦Patrolfoundnothing¦¦
20-0032944 | Vegetation | Tree - fell into line | Conductor, Overhead | Broken, wire on ground | 2020 | Tier 2 - Elevated | Distribution Circuit | 3 | 16 | 2020-03-16 | 855400 | Sus | N | Vegetation¦Treefellintoline¦ConductorOverhead¦Brokenwireonground
20-0033113 | Unknown Cause | Patrol - not conducted |  |  | 2020 | Tier 3 - Extreme | Distribution Circuit | 3 | 16 | 2020-03-16 | 855705 | Sus | N | UnknownCause¦Patrolnotconducted¦¦
20-0033279 | Vegetation | Tree - branch fell on line | Conductor, Overhead | Broken, wire on ground | 2020 | Tier 3 - Extreme | Distribution Circuit | 3 | 16 | 2020-03-16 | 856512 | Sus | N | Vegetation¦Treebranchfellonline¦ConductorOverhead¦Brokenwireonground
20-0033429 | Vegetation | Tree - fell into line | Secondary | Broken, wire on ground | 2020 | Tier 3 - Extreme | Distribution Circuit | 3 | 16 | 2020-03-16 | 856849 | Sus | N | Vegetation¦Treefellintoline¦Secondary¦Brokenwireonground
20-0034537 | Unknown Cause | Patrol - found nothing |  |  | 2020 | Tier 3 - Extreme | Transformer only | 3 | 20 | 2020-03-20 | 859411 | Sus | N | UnknownCause¦Patrolfoundnothing¦¦
20-0034738 | Equipment Failure/Involved | Overhead | Conductor, Overhead | On Ground | 2020 | Tier 2 - Elevated | Distribution Circuit | 3 | 20 | 2020-03-20 | 859761 | Sus | N | EquipmentFailureInvolved¦Overhead¦ConductorOverhead¦OnGround
20-0044594 | Vegetation | Tree - fell into line | Conductor, Overhead | Broken, wire on ground | 2020 | Tier 3 - Extreme | Distribution Circuit | 4 | 25 | 2020-04-25 | 901558 | Sus | N | Vegetation¦Treefellintoline¦ConductorOverhead¦Brokenwireonground
20-0049771 | Equipment Failure/Involved | Overhead | Crossarm, Wood | Broken | 2020 | Tier 3 - Extreme | Transformer only | 5 | 13 | 2020-05-13 | 913053 | Sus | Y | EquipmentFailureInvolved¦Overhead¦CrossarmWood¦Broken
20-0051111 | Equipment Failure/Involved | Overhead | Transformer | Failed/Faulted | 2020 | Tier 2 - Elevated | Transformer only | 5 | 18 | 2020-05-18 | 915641 | Sus | Y | EquipmentFailureInvolved¦Overhead¦Transformer¦FailedFaulted
20-0055980 | Equipment Failure/Involved | Overhead | Transformer (OH) | Failed/Faulted | 2020 | Tier 2 - Elevated | Distribution Circuit | 5 | 30 | 2020-05-30 | 926464 | Sus | Y | EquipmentFailureInvolved¦Overhead¦Transformer(OH)¦FailedFaulted
20-0058424 | Vegetation | Tree - fell into line | Conductor, Overhead | Broken, wire on ground | 2020 | Tier 2 - Elevated | Distribution Circuit | 6 | 6 | 2020-06-06 | 932659 | Sus | Y | Vegetation¦Treefellintoline¦ConductorOverhead¦Brokenwireonground
20-0065516 | Equipment Failure/Involved | Overhead | Cutout, fuse holder | Broken | 2020 | Tier 3 - Extreme | Transformer only | 6 | 26 | 2020-06-26 | 948170 | Sus | Y | EquipmentFailureInvolved¦Overhead¦Cutoutfuseholder¦Broken
20-0085135 | Equipment Failure/Involved | Overhead | Transformer (OH) | Failed/Faulted | 2020 | Tier 2 - Elevated | Transformer only | 8 | 16 | 2020-08-16 | 1012883 | Sus | Y | EquipmentFailureInvolved¦Overhead¦Transformer(OH)¦FailedFaulted
20-0086447 | Unknown Cause | Patrol - not conducted |  |  | 2020 | Tier 2 - Elevated | Distribution Circuit | 8 | 17 | 2020-08-17 | 1018004 | Sus | Y | UnknownCause¦Patrolnotconducted¦¦
20-0090424 | Environmental/External | Fire, Forest/Grass | Conductor, Overhead | Normal | 2020 | Tier 3 - Extreme | Distribution Circuit | 8 | 19 | 2020-08-19 | 1033303 | Sus | Y | EnvironmentalExternal¦FireForestGrass¦ConductorOverhead¦Normal
20-0097178 | Environmental/External | Fire, Forest/Grass | Customer Equipment | Burned/flashed | 2020 | Tier 3 - Extreme | Transformer only | 8 | 19 | 2020-08-19 | 1068978 | Sus | Y | EnvironmentalExternal¦FireForestGrass¦CustomerEquipment¦Burnedflashed
20-0098045 | Environmental/External | Fire, Forest/Grass | Pole-Wood | Burned/flashed | 2020 | Tier 3 - Extreme | Distribution Circuit | 8 | 19 | 2020-08-19 | 1074674 | Sus | Y | EnvironmentalExternal¦FireForestGrass¦PoleWood¦Burnedflashed
20-0099781 | Environmental/External | Fire, Forest/Grass | Conductor, Overhead | Burned/flashed | 2020 | Tier 3 - Extreme | Distribution Circuit | 9 | 7 | 2020-09-07 | 1086063 | Sus | Y | EnvironmentalExternal¦FireForestGrass¦ConductorOverhead¦Burnedflashed
20-0099833 | Environmental/External | Fire, Forest/Grass | Conductor, Overhead | Burned/flashed | 2020 | Tier 3 - Extreme | Distribution Circuit | 9 | 7 | 2020-09-07 | 1086163 | Sus | Y | EnvironmentalExternal¦FireForestGrass¦ConductorOverhead¦Burnedflashed
20-0101011 | Equipment Failure/Involved | Overhead | Transformer (OH) | Deteriorated | 2020 | Tier 2 - Elevated | Transformer only | 9 | 24 | 2020-09-24 | 1091008 | Sus | Y | EquipmentFailureInvolved¦Overhead¦Transformer(OH)¦Deteriorated
20-0107148 | Equipment Failure/Involved | Overhead | Transformer (OH) | Leaking | 2020 | Tier 3 - Extreme | Transformer only | 10 | 9 | 2020-10-09 | 1114573 | Sus | Y | EquipmentFailureInvolved¦Overhead¦Transformer(OH)¦Leaking
20-0123807 | Equipment Failure/Involved | Overhead | Transformer (OH) | Failed/Faulted | 2020 | Tier 2 - Elevated | Transformer only | 11 | 21 | 2020-11-21 | 1151447 | Sus | Y | EquipmentFailureInvolved¦Overhead¦Transformer(OH)¦FailedFaulted
20-0131663 | Unknown Cause | Patrol - found nothing |  |  | 2020 | Tier 2 - Elevated | Distribution Circuit | 12 | 24 | 2020-12-24 | 1198099 | Sus | N | UnknownCause¦Patrolfoundnothing¦¦
20-0132296 | Unknown Cause | Patrol - found nothing |  |  | 2020 | Tier 3 - Extreme | Transformer only | 12 | 30 | 2020-12-30 | 1201505 | Sus | N | UnknownCause¦Patrolfoundnothing¦¦
21-0008078 | Vegetation | Tree - grew into line | Conductor, Overhead | Normal | 2021 | Tier 2 - Elevated | Distribution Circuit | 1 | 13 | 2021-01-13 | 1209614 | Sus | N | Vegetation¦Treegrewintoline¦ConductorOverhead¦Normal
21-0009730 | Vegetation | Tree - branch fell on line | Conductor, Overhead | Normal | 2021 | Tier 3 - Extreme | Distribution Circuit | 1 | 18 | 2021-01-18 | 1212411 | Sus | N | Vegetation¦Treebranchfellonline¦ConductorOverhead¦Normal
21-0010444 | Unknown Cause | Patrol - found nothing |  |  | 2021 | Tier 2 - Elevated | Distribution Circuit | 1 | 19 | 2021-01-19 | 1215782 | Sus | N | UnknownCause¦Patrolfoundnothing¦¦
21-0011601 | Equipment Failure/Involved | Overhead | Conductor, Overhead | Broken, wire on ground | 2021 | Tier 3 - Extreme | Distribution Circuit | 1 | 19 | 2021-01-19 | 1218969 | Sus | N | EquipmentFailureInvolved¦Overhead¦ConductorOverhead¦Brokenwireonground
21-0011741 | Vegetation | Tree - bark fell into line | Fuse | Normal | 2021 | Tier 3 - Extreme | Distribution Circuit | 1 | 19 | 2021-01-19 | 1215307 | Sus | N | Vegetation¦Treebarkfellintoline¦Fuse¦Normal
21-0013278 | Animal | Squirrel | Cutout, fuse holder | Normal | 2021 | Tier 3 - Extreme | Distribution Circuit | 1 | 23 | 2021-01-23 | 1221740 | Sus | N | Animal¦Squirrel¦Cutoutfuseholder¦Normal
21-0016217 | Vegetation | Tree - fell into line | Conductor, Overhead | On Ground | 2021 | Tier 2 - Elevated | Distribution Circuit | 1 | 27 | 2021-01-27 | 1235426 | Sus | N | Vegetation¦Treefellintoline¦ConductorOverhead¦OnGround
21-0018304 | Equipment Failure/Involved | Overhead | Insulator | Broken | 2021 | Tier 3 - Extreme | Distribution Circuit | 1 | 29 | 2021-01-29 | 1241266 | Sus | N | EquipmentFailureInvolved¦Overhead¦Insulator¦Broken
21-0026889 | Company Initiated | Construction Activity/equip, company | Conductor, Overhead | Normal | 2021 | Tier 3 - Extreme | Distribution Circuit | 2 | 18 | 2021-02-18 | 1257251 | Sus | N | CompanyInitiated¦ConstructionActivityequipcompany¦ConductorOverhead¦Normal
21-0027596 | Vegetation | Tree - fell into line | Conductor, Overhead | Bent or Twisted | 2021 | Tier 2 - Elevated | Transformer only | 2 | 19 | 2021-02-19 | 1258249 | Sus | N | Vegetation¦Treefellintoline¦ConductorOverhead¦BentorTwisted
21-0027821 | Vegetation | Tree - fell into line | Conductor, Overhead | On Ground | 2021 | Tier 2 - Elevated | Distribution Circuit | 2 | 21 | 2021-02-21 | 1258834 | Sus | N | Vegetation¦Treefellintoline¦ConductorOverhead¦OnGround
21-0030909 | Unknown Cause | Patrol - found nothing |  |  | 2021 | Tier 2 - Elevated | Distribution Circuit | 3 | 1 | 2021-03-01 | 1264831 | Sus | N | UnknownCause¦Patrolfoundnothing¦¦
21-0040866 | Unknown Cause | Patrol - found nothing |  |  | 2021 | Tier 3 - Extreme | Distribution Circuit | 3 | 25 | 2021-03-25 | 1296699 | Sus | N | UnknownCause¦Patrolfoundnothing¦¦
21-0041663 | Animal | Bird found | Conductor, Overhead | Broken, wire on ground | 2021 | Tier 2 - Elevated | Distribution Circuit | 3 | 26 | 2021-03-26 | 1299966 | Sus | N | Animal¦Birdfound¦ConductorOverhead¦Brokenwireonground
21-0041740 | Unknown Cause | Patrol - not conducted |  |  | 2021 | Tier 3 - Extreme | Distribution Circuit | 3 | 27 | 2021-03-27 | 1300145 | Sus | N | UnknownCause¦Patrolnotconducted¦¦
21-0045516 | Unknown Cause | Patrol - found nothing |  |  | 2021 | Tier 3 - Extreme | Transformer only | 4 | 6 | 2021-04-06 | 1308255 | Sus | N | UnknownCause¦Patrolfoundnothing¦¦
21-0046640 | Unknown Cause | Patrol - found nothing |  |  | 2021 | Tier 2 - Elevated | Distribution Circuit | 4 | 9 | 2021-04-09 | 1311803 | Sus | N | UnknownCause¦Patrolfoundnothing¦¦
21-0047026 | Animal | Squirrel | Fuse | Failed/Faulted | 2021 | Tier 3 - Extreme | Distribution Circuit | 4 | 9 | 2021-04-09 | 1312271 | Sus | N | Animal¦Squirrel¦Fuse¦FailedFaulted
21-0055830 | Vegetation | Tree - fell into line | Conductor, Overhead | Normal | 2021 | Tier 3 - Extreme | Distribution Circuit | 5 | 1 | 2021-05-01 | 1338981 | Sus | Y | Vegetation¦Treefellintoline¦ConductorOverhead¦Normal
21-0066816 | Company Initiated | Improper Construction | Conductor, Overhead | Bent or Twisted | 2021 | Tier 2 - Elevated | Distribution Circuit | 5 | 27 | 2021-05-27 | 1359902 | Sus | Y | CompanyInitiated¦ImproperConstruction¦ConductorOverhead¦BentorTwisted
21-0068055 | Equipment Failure/Involved | Overhead | Transformer (OH) | Failed/Faulted | 2021 | Tier 2 - Elevated | Transformer only | 5 | 31 | 2021-05-31 | 1362415 | Sus | Y | EquipmentFailureInvolved¦Overhead¦Transformer(OH)¦FailedFaulted
21-0075864 | Equipment Failure/Involved | Underground | Transformer (UG) | Failed/Faulted | 2021 | Tier 2 - Elevated | Distribution Circuit | 6 | 17 | 2021-06-17 | 1376864 | Sus | Y | EquipmentFailureInvolved¦Underground¦Transformer(UG)¦FailedFaulted
21-0091998 | Equipment Failure/Involved | Overhead | Cutout, fuse holder | Broken | 2021 | Tier 2 - Elevated | Distribution Circuit | 7 | 19 | 2021-07-19 | 1408420 | Sus | Y | EquipmentFailureInvolved¦Overhead¦Cutoutfuseholder¦Broken
21-0092143 | Environmental/External | Lightning | Transformer (OH) | Failed/Faulted | 2021 | Tier 3 - Extreme | Transformer only | 7 | 20 | 2021-07-20 | 1408602 | Sus | Y | EnvironmentalExternal¦Lightning¦Transformer(OH)¦FailedFaulted
21-0097992 | Equipment Failure/Involved | Overhead | Lightning Arrestor | Burned/flashed | 2021 | Tier 2 - Elevated | Distribution Circuit | 7 | 31 | 2021-07-31 | 1425162 | Sus | Y | EquipmentFailureInvolved¦Overhead¦LightningArrestor¦Burnedflashed
21-0100317 | Equipment Failure/Involved | Overhead | Pole-Wood | Deteriorated | 2021 | Tier 3 - Extreme | Distribution Circuit | 8 | 5 | 2021-08-05 | 1434842 | Sus | Y | EquipmentFailureInvolved¦Overhead¦PoleWood¦Deteriorated
21-0101325 | Equipment Failure/Involved | Electrical Overload | Transformer (OH) | Failed/Faulted | 2021 | Tier 2 - Elevated | Transformer only | 8 | 6 | 2021-08-06 | 1436026 | Sus | Y | EquipmentFailureInvolved¦ElectricalOverload¦Transformer(OH)¦FailedFaulted
21-0107832 | Equipment Failure/Involved | Overhead | Pole-Wood | Broken | 2021 | Tier 3 - Extreme | Distribution Circuit | 8 | 22 | 2021-08-22 | 1449979 | Sus | Y | EquipmentFailureInvolved¦Overhead¦PoleWood¦Broken
21-0112496 | Equipment Failure/Involved | Overhead | Conductor, Overhead | Broken | 2021 | Tier 2 - Elevated | Distribution Circuit | 9 | 2 | 2021-09-02 | 1460575 | Sus | Y | EquipmentFailureInvolved¦Overhead¦ConductorOverhead¦Broken
21-0117557 | Animal | Bird found | Recloser | Burned/flashed | 2021 | Tier 2 - Elevated | Distribution Circuit | 9 | 14 | 2021-09-14 | 1471833 | Sus | Y | Animal¦Birdfound¦Recloser¦Burnedflashed
21-0119777 | Animal | Bird found | Conductor, Overhead | Normal | 2021 | Tier 3 - Extreme | Distribution Circuit | 9 | 20 | 2021-09-20 | 1475888 | Sus | Y | Animal¦Birdfound¦ConductorOverhead¦Normal
21-0120675 | Equipment Failure/Involved | Overhead | Crossarm, Wood | Deteriorated | 2021 | Tier 3 - Extreme | Distribution Circuit | 9 | 21 | 2021-09-21 | 1477500 | Sus | Y | EquipmentFailureInvolved¦Overhead¦CrossarmWood¦Deteriorated
21-0121444 | Vegetation | Tree - fell into line | Conductor, Overhead | Normal | 2021 | Tier 2 - Elevated | Distribution Circuit | 9 | 23 | 2021-09-23 | 1478673 | Sus | Y | Vegetation¦Treefellintoline¦ConductorOverhead¦Normal
21-0125251 | 3rd Party | Vehicle | Pole-Wood | Broken | 2021 | Tier 2 - Elevated | Distribution Circuit | 10 | 3 | 2021-10-03 | 1485788 | Sus | Y | 3rdParty¦Vehicle¦PoleWood¦Broken
21-0126529 | Unknown Cause | Patrol - found nothing |  |  | 2021 | Tier 2 - Elevated | Distribution Circuit | 10 | 6 | 2021-10-06 | 1488473 | Sus | Y | UnknownCause¦Patrolfoundnothing¦¦
21-0135726 | Equipment Failure/Involved | Overhead | Conductor, Overhead | Broken, wire on ground | 2021 | Tier 2 - Elevated | Distribution Circuit | 10 | 24 | 2021-10-24 | 1508525 | Sus | Y | EquipmentFailureInvolved¦Overhead¦ConductorOverhead¦Brokenwireonground
21-0137088 | Unknown Cause | Patrol - found nothing |  |  | 2021 | Tier 2 - Elevated | Distribution Circuit | 10 | 25 | 2021-10-25 | 1518121 | Sus | Y | UnknownCause¦Patrolfoundnothing¦¦
21-0137306 | Environmental/External | Water | Transformer | Broken | 2021 | Tier 3 - Extreme | Transformer only | 10 | 24 | 2021-10-24 | 1509510 | Sus | Y | EnvironmentalExternal¦Water¦Transformer¦Broken
21-0138463 | Unknown Cause | Patrol - found nothing |  |  | 2021 | Tier 2 - Elevated | Distribution Circuit | 10 | 26 | 2021-10-26 | 1522260 | Sus | Y | UnknownCause¦Patrolfoundnothing¦¦
21-0142018 | Vegetation | Tree - fell into line | Conductor, Overhead | Together | 2021 | Tier 2 - Elevated | Distribution Circuit | 11 | 4 | 2021-11-04 | 1534258 | Sus | Y | Vegetation¦Treefellintoline¦ConductorOverhead¦Together
21-0143063 | Unknown Cause | Patrol - found nothing |  |  | 2021 | Tier 2 - Elevated | Transformer only | 11 | 6 | 2021-11-06 | 1536455 | Sus | Y | UnknownCause¦Patrolfoundnothing¦¦
21-0149081 | Vegetation | Tree - fell into line | Conductor, Overhead | Broken, wire on ground | 2021 | Tier 3 - Extreme | Distribution Circuit | 11 | 20 | 2021-11-20 | 1552210 | Sus | Y | Vegetation¦Treefellintoline¦ConductorOverhead¦Brokenwireonground
21-0156686 | Unknown Cause | Patrol - not conducted |  |  | 2021 | Tier 3 - Extreme | Distribution Circuit | 12 | 11 | 2021-12-11 | 1564175 | Sus | N | UnknownCause¦Patrolnotconducted¦¦
21-0156760 | Vegetation | Tree - branch fell on line | Conductor, Overhead | Broken | 2021 | Tier 2 - Elevated | Distribution Circuit | 12 | 12 | 2021-12-12 | 1564977 | Sus | N | Vegetation¦Treebranchfellonline¦ConductorOverhead¦Broken
21-0157770 | Vegetation | Tree - fell into line | Pole-Wood | Broken, wire on ground | 2021 | Tier 2 - Elevated | Distribution Circuit | 12 | 14 | 2021-12-14 | 1569588 | Sus | N | Vegetation¦Treefellintoline¦PoleWood¦Brokenwireonground
21-0157949 | Vegetation | Tree - fell into line | Conductor, Overhead | Broken, wire on ground | 2021 | Tier 2 - Elevated | Distribution Circuit | 12 | 14 | 2021-12-14 | 1569855 | Sus | N | Vegetation¦Treefellintoline¦ConductorOverhead¦Brokenwireonground
21-0158632 | Vegetation | Tree - fell into line | Conductor, Overhead | Broken, wire on ground | 2021 | Tier 2 - Elevated | Distribution Circuit | 12 | 15 | 2021-12-15 | 1573664 | Sus | N | Vegetation¦Treefellintoline¦ConductorOverhead¦Brokenwireonground
21-0160979 | Environmental/External | Ice or snow | Pole-Wood | Broken, wire on ground | 2021 | Tier 2 - Elevated | Distribution Circuit | 12 | 27 | 2021-12-27 | 1584566 | Sus | N | EnvironmentalExternal¦Iceorsnow¦PoleWood¦Brokenwireonground
21-0161049 | Vegetation | Tree - fell into line | Conductor, Overhead | Broken, wire on ground | 2021 | Tier 3 - Extreme | Distribution Circuit | 12 | 27 | 2021-12-27 | 1583811 | Sus | N | Vegetation¦Treefellintoline¦ConductorOverhead¦Brokenwireonground
21-0161138 | Equipment Failure/Involved | Overhead | Conductor, Overhead | Broken, wire on ground | 2021 | Tier 3 - Extreme | Distribution Circuit | 12 | 27 | 2021-12-27 | 1585884 | Sus | N | EquipmentFailureInvolved¦Overhead¦ConductorOverhead¦Brokenwireonground
21-0161140 | Vegetation | Tree - branch fell on line | Conductor, Overhead | Normal | 2021 | Tier 2 - Elevated | Distribution Circuit | 12 | 27 | 2021-12-27 | 1585751 | Sus | N | Vegetation¦Treebranchfellonline¦ConductorOverhead¦Normal
21-0161532 | Vegetation | Tree - fell into line | Pole-Wood | Broken, wire on ground | 2021 | Tier 3 - Extreme | Distribution Circuit | 12 | 29 | 2021-12-29 | 1585737 | Sus | N | Vegetation¦Treefellintoline¦PoleWood¦Brokenwireonground
21-0161557 | Environmental/External | Ice or snow | Fuse | Burned Open | 2021 | Tier 2 - Elevated | Distribution Circuit | 12 | 29 | 2021-12-29 | 1588420 | Sus | N | EnvironmentalExternal¦Iceorsnow¦Fuse¦BurnedOpen
21-0161844 | Vegetation | Tree - fell into line | Conductor, Overhead | Broken, wire on ground | 2021 | Tier 3 - Extreme | Distribution Circuit | 12 | 27 | 2021-12-27 | 1589926 | Sus | N | Vegetation¦Treefellintoline¦ConductorOverhead¦Brokenwireonground
22-0005217 | Vegetation | Tree - fell into line | Conductor, Overhead | Broken | 2022 | Tier 2 - Elevated | Distribution Circuit | 1 | 2 | 2022-01-02 | 1592552 | Sus | N | Vegetation¦Treefellintoline¦ConductorOverhead¦Broken
22-0005766 | Vegetation | Tree - branch fell on line | Conductor, Overhead | Normal | 2022 | Tier 3 - Extreme | Distribution Circuit | 1 | 3 | 2022-01-03 | 1594253 | Sus | N | Vegetation¦Treebranchfellonline¦ConductorOverhead¦Normal
22-0012918 | Vegetation | Tree - branch fell on line | Conductor, Overhead | Normal | 2022 | Tier 2 - Elevated | Distribution Circuit | 1 | 22 | 2022-01-22 | 1608566 | Sus | N | Vegetation¦Treebranchfellonline¦ConductorOverhead¦Normal
22-0020536 | Equipment Failure/Involved | Overhead | Transformer (OH) | Broken | 2022 | Tier 2 - Elevated | Transformer only | 2 | 9 | 2022-02-09 | 1624145 | Sus | N | EquipmentFailureInvolved¦Overhead¦Transformer(OH)¦Broken
22-0021774 | Vegetation | Tree - branch fell on line | Conductor, Overhead | Normal | 2022 | Tier 3 - Extreme | Distribution Circuit | 2 | 12 | 2022-02-12 | 1626278 | Sus | N | Vegetation¦Treebranchfellonline¦ConductorOverhead¦Normal
22-0024467 | Unknown Cause | Patrol - found nothing |  |  | 2022 | Tier 2 - Elevated | Distribution Circuit | 2 | 19 | 2022-02-19 | 1632275 | Sus | N | UnknownCause¦Patrolfoundnothing¦¦
22-0025734 | Unknown Cause | Patrol - found nothing |  |  | 2022 | Tier 2 - Elevated | Distribution Circuit | 2 | 23 | 2022-02-23 | 1634643 | Sus | N | UnknownCause¦Patrolfoundnothing¦¦
22-0026650 | 3rd Party | Tree - cutting, 3rd party | Conductor, Overhead | Normal | 2022 | Tier 2 - Elevated | Distribution Circuit | 2 | 25 | 2022-02-25 | 1636653 | Sus | N | 3rdParty¦Treecutting3rdparty¦ConductorOverhead¦Normal
22-0045730 | Unknown Cause | Patrol - not conducted |  |  | 2022 | Tier 2 - Elevated | Transmission line | 4 | 11 | 2022-04-11 | 1669632 | Sus | N | UnknownCause¦Patrolnotconducted¦¦
22-0060468 | Equipment Failure/Involved | Underground | Conductor, Underground | Deteriorated | 2022 | Tier 2 - Elevated | Distribution Circuit | 5 | 10 | 2022-05-10 | 1693415 | Sus | Y | EquipmentFailureInvolved¦Underground¦ConductorUnderground¦Deteriorated
22-0062392 | Company Initiated | Construction Activity/equip, company | Jumper | Burned/flashed | 2022 | Tier 2 - Elevated | Distribution Circuit | 5 | 16 | 2022-05-16 | 1697305 | Sus | Y | CompanyInitiated¦ConstructionActivityequipcompany¦Jumper¦Burnedflashed
22-0068550 | Vegetation | Tree - fell into line | Pole-Wood | Broken, wire on ground | 2022 | Tier 2 - Elevated | Distribution Circuit | 5 | 31 | 2022-05-31 | 1715169 | Sus | Y | Vegetation¦Treefellintoline¦PoleWood¦Brokenwireonground
22-0076022 | Unknown Cause | Patrol - found nothing |  |  | 2022 | Tier 2 - Elevated | Distribution Circuit | 6 | 19 | 2022-06-19 | 1735224 | Sus | Y | UnknownCause¦Patrolfoundnothing¦¦
22-0076693 | Unknown Cause | Patrol - found nothing |  |  | 2022 | Tier 3 - Extreme | Transformer only | 6 | 21 | 2022-06-21 | 1737244 | Sus | Y | UnknownCause¦Patrolfoundnothing¦¦
22-0081592 | Animal | Bird found | Transformer (OH) | Normal | 2022 | Tier 2 - Elevated | Distribution Circuit | 7 | 4 | 2022-07-04 | 1748500 | Sus | Y | Animal¦Birdfound¦Transformer(OH)¦Normal
22-0098459 | Unknown Cause | Patrol - found nothing |  |  | 2022 | Tier 3 - Extreme | Distribution Circuit | 8 | 17 | 2022-08-17 | 1783126 | Sus | Y | UnknownCause¦Patrolfoundnothing¦¦
22-0100608 | Unknown Cause | Patrol - found nothing |  |  | 2022 | Tier 2 - Elevated | Distribution Circuit | 8 | 22 | 2022-08-22 | 1787452 | Sus | Y | UnknownCause¦Patrolfoundnothing¦¦
22-0105973 | Unknown Cause | Patrol - found nothing |  |  | 2022 | Tier 2 - Elevated | Distribution Circuit | 9 | 5 | 2022-09-05 | 1800159 | Sus | Y | UnknownCause¦Patrolfoundnothing¦¦
22-0106862 | Vegetation | Tree - grew into line | Conductor, Overhead | Normal | 2022 | Tier 2 - Elevated | Distribution Circuit | 9 | 6 | 2022-09-06 | 1803036 | Sus | Y | Vegetation¦Treegrewintoline¦ConductorOverhead¦Normal
22-0112423 | Unknown Cause | Patrol - found nothing |  |  | 2022 | Tier 3 - Extreme | Distribution Circuit | 9 | 19 | 2022-09-19 | 1816438 | Sus | Y | UnknownCause¦Patrolfoundnothing¦¦
22-0116913 | Equipment Failure/Involved | Overhead | Pole-Wood | Normal | 2022 | Tier 3 - Extreme | Distribution Circuit | 10 | 1 | 2022-10-01 | 1825607 | Sus | Y | EquipmentFailureInvolved¦Overhead¦PoleWood¦Normal
22-0135449 | Vegetation | Tree - fell into line | Conductor, Overhead | Normal | 2022 | Tier 2 - Elevated | Distribution Circuit | 12 | 1 | 2022-12-01 | 1872766 | Sus | N | Vegetation¦Treefellintoline¦ConductorOverhead¦Normal
22-0136342 | Vegetation | Tree - fell into line | Conductor, Overhead | Broken, wire on ground | 2022 | Tier 2 - Elevated | Distribution Circuit | 12 | 3 | 2022-12-03 | 1875357 | Sus | N | Vegetation¦Treefellintoline¦ConductorOverhead¦Brokenwireonground
22-0136493 | Equipment Failure/Involved | Overhead | Regulator | Failed/Faulted | 2022 | Tier 2 - Elevated | Distribution Circuit | 12 | 4 | 2022-12-04 | 1876088 | Sus | N | EquipmentFailureInvolved¦Overhead¦Regulator¦FailedFaulted
22-0137768 | Vegetation | Tree - fell into line | Conductor, Overhead | Together | 2022 | Tier 2 - Elevated | Distribution Circuit | 12 | 8 | 2022-12-08 | 1879260 | Sus | N | Vegetation¦Treefellintoline¦ConductorOverhead¦Together
22-0139195 | Vegetation | Tree - fell into line | Fuse | Burned Open | 2022 | Tier 3 - Extreme | Distribution Circuit | 12 | 11 | 2022-12-11 | 1886306 | Sus | N | Vegetation¦Treefellintoline¦Fuse¦BurnedOpen
22-0141680 | Vegetation | Tree - bark fell into line | Conductor, Overhead | Together | 2022 | Tier 3 - Extreme | Distribution Circuit | 12 | 27 | 2022-12-27 | 1899214 | Sus | N | Vegetation¦Treebarkfellintoline¦ConductorOverhead¦Together
22-0141816 | Vegetation | Tree - fell into line | Conductor, Overhead | Broken, wire on ground | 2022 | Tier 2 - Elevated | Distribution Circuit | 12 | 27 | 2022-12-27 | 1899714 | Sus | N | Vegetation¦Treefellintoline¦ConductorOverhead¦Brokenwireonground
22-0142161 | Environmental/External | Flood/Erosion | Pole-Wood | Broken | 2022 | Tier 2 - Elevated | Distribution Circuit | 12 | 30 | 2022-12-30 | 1901806 | Sus | N | EnvironmentalExternal¦FloodErosion¦PoleWood¦Broken
15-0008841 | Equipment Failure/Involved | Other | Transformer | Leaking | 2015 | Tier 2 - Elevated | Distribution Circuit | 2 | 2 | 2015-02-02 | 1171323 | Sus | N | EquipmentFailureInvolved¦Other¦Transformer¦Leaking
15-0009336 | Equipment Failure/Involved | Other | Transformer | Failed/Faulted | 2015 | Tier 2 - Elevated | Transformer only | 2 | 4 | 2015-02-04 | 1172188 | Sus | N | EquipmentFailureInvolved¦Other¦Transformer¦FailedFaulted
15-0012132 | Equipment Failure/Involved | Other | Connector or Splice (OH) | Arcing | 2015 | Tier 3 - Extreme | Distribution Circuit | 2 | 9 | 2015-02-09 | 1186101 | Sus | N | EquipmentFailureInvolved¦Other¦ConnectororSplice(OH)¦Arcing
15-0021216 | Animal | Other | Fuse | Failed/Faulted | 2015 | Tier 2 - Elevated | Distribution Circuit | 3 | 22 | 2015-03-22 | 1206574 | Sus | N | Animal¦Other¦Fuse¦FailedFaulted
15-0024281 | Vegetation | Tree - fell into line | Conductor, Overhead | Broken, wire on ground | 2015 | Tier 2 - Elevated | Distribution Circuit | 4 | 5 | 2015-04-05 | 1213011 | Sus | N | Vegetation¦Treefellintoline¦ConductorOverhead¦Brokenwireonground
15-0028271 | Equipment Failure/Involved | Other | Transformer | Malfunctioning | 2015 | Tier 2 - Elevated | Transformer only | 4 | 21 | 2015-04-21 | 1222555 | Sus | N | EquipmentFailureInvolved¦Other¦Transformer¦Malfunctioning
15-0040177 | Unknown Cause | Patrol - found nothing |  |  | 2015 | Tier 2 - Elevated | Distribution Circuit | 6 | 10 | 2015-06-10 | 1248653 | Sus | Y | UnknownCause¦Patrolfoundnothing¦¦
15-0045839 | Company Initiated | Personnel, company |  |  | 2015 | Tier 2 - Elevated | Distribution Circuit | 8 | 5 | 2015-08-05 | 1282970 | Sus | Y | CompanyInitiated¦Personnelcompany¦¦
15-0045985 | Vegetation | Tree - branch fell on line | Conductor, Overhead | Broken, wire on ground | 2015 | Tier 2 - Elevated | Distribution Circuit | 7 | 7 | 2015-07-07 | 1264245 | Sus | Y | Vegetation¦Treebranchfellonline¦ConductorOverhead¦Brokenwireonground
15-0046101 | Equipment Failure/Involved | Overhead | Connector or Splice (OH) | Broken | 2015 | Tier 2 - Elevated | Transformer only | 7 | 7 | 2015-07-07 | 1264056 | Sus | Y | EquipmentFailureInvolved¦Overhead¦ConnectororSplice(OH)¦Broken
15-0049724 | Equipment Failure/Involved | Overhead | Transformer (OH) | Deteriorated | 2015 | Tier 2 - Elevated | Transformer only | 7 | 21 | 2015-07-21 | 1275122 | Sus | Y | EquipmentFailureInvolved¦Overhead¦Transformer(OH)¦Deteriorated
15-0057614 | Vegetation | Tree - fell into line | Conductor, Overhead | Broken, wire on ground | 2015 | Tier 3 - Extreme | Distribution Circuit | 8 | 27 | 2015-08-27 | 1295234 | Sus | Y | Vegetation¦Treefellintoline¦ConductorOverhead¦Brokenwireonground
15-0057627 | Animal | Squirrel | Conductor, Overhead | Normal | 2015 | Tier 2 - Elevated | Distribution Circuit | 8 | 27 | 2015-08-27 | 1295306 | Sus | Y | Animal¦Squirrel¦ConductorOverhead¦Normal
15-0071526 | 3rd Party | Tree - cutting, 3rd party | Conductor, Overhead | Normal | 2015 | Tier 2 - Elevated | Distribution Circuit | 10 | 18 | 2015-10-18 | 1325320 | Sus | Y | 3rdParty¦Treecutting3rdparty¦ConductorOverhead¦Normal
15-0071555 | Environmental/External | Lightning | Transformer (OH) | Failed/Faulted | 2015 | Tier 3 - Extreme | Transformer only | 10 | 18 | 2015-10-18 | 1325558 | Sus | Y | EnvironmentalExternal¦Lightning¦Transformer(OH)¦FailedFaulted
15-0072823 | Equipment Failure/Involved | Overhead | Transformer (OH) | Failed/Faulted | 2015 | Tier 3 - Extreme | Transformer only | 10 | 22 | 2015-10-22 | 1327956 | Sus | Y | EquipmentFailureInvolved¦Overhead¦Transformer(OH)¦FailedFaulted
15-0074825 | Vegetation | Other ground vegetation | Cutout, fuse holder | Normal | 2015 | Tier 2 - Elevated | Distribution Circuit | 11 | 2 | 2015-11-02 | 1333268 | Sus | Y | Vegetation¦Othergroundvegetation¦Cutoutfuseholder¦Normal
15-0077987 | Vegetation | Tree - fell into line | Pole-Wood | Broken, wire on ground | 2015 | Tier 2 - Elevated | Distribution Circuit | 11 | 15 | 2015-11-15 | 1342368 | Sus | Y | Vegetation¦Treefellintoline¦PoleWood¦Brokenwireonground
15-0080964 | Vegetation | Tree - fell into line | Conductor, Overhead | Broken, wire on ground | 2015 | Tier 2 - Elevated | Distribution Circuit | 11 | 24 | 2015-11-24 | 1348299 | Sus | Y | Vegetation¦Treefellintoline¦ConductorOverhead¦Brokenwireonground
15-0082460 | Vegetation | Tree - fell into line | Conductor, Overhead | Broken, wire on ground | 2015 | Tier 2 - Elevated | Distribution Circuit | 12 | 3 | 2015-12-03 | 1352723 | Sus | N | Vegetation¦Treefellintoline¦ConductorOverhead¦Brokenwireonground
15-0082759 | Equipment Failure/Involved | Overhead | Connector or Splice (OH) | Burned Open | 2015 | Tier 2 - Elevated | Transformer only | 12 | 4 | 2015-12-04 | 1353770 | Sus | N | EquipmentFailureInvolved¦Overhead¦ConnectororSplice(OH)¦BurnedOpen
15-0083801 | Vegetation | Tree - branch fell on line | Fuse | Failed/Faulted | 2015 | Tier 2 - Elevated | Distribution Circuit | 12 | 10 | 2015-12-10 | 1357089 | Sus | N | Vegetation¦Treebranchfellonline¦Fuse¦FailedFaulted
15-0084782 | Vegetation | Tree - fell into line | Conductor, Overhead | On Ground | 2015 | Tier 3 - Extreme | Distribution Circuit | 12 | 13 | 2015-12-13 | 1360540 | Sus | N | Vegetation¦Treefellintoline¦ConductorOverhead¦OnGround
15-0085602 | Vegetation | Tree - branch fell on line | Conductor, Overhead | Normal | 2015 | Tier 2 - Elevated | Distribution Circuit | 12 | 16 | 2015-12-16 | 1364727 | Sus | N | Vegetation¦Treebranchfellonline¦ConductorOverhead¦Normal
16-0011092 | Unknown Cause | Patrol - found nothing |  |  | 2016 | Tier 3 - Extreme | Distribution Circuit | 2 | 6 | 2016-02-06 | 1399608 | Sus | N | UnknownCause¦Patrolfoundnothing¦¦
16-0012639 | Equipment Failure/Involved | Overhead | Lightning Arrestor | Failed/Faulted | 2016 | Tier 2 - Elevated | Distribution Circuit | 2 | 15 | 2016-02-15 | 1403624 | Sus | N | EquipmentFailureInvolved¦Overhead¦LightningArrestor¦FailedFaulted
16-0014080 | Unknown Cause | Patrol - found nothing |  |  | 2016 | Tier 2 - Elevated | Transformer only | 2 | 19 | 2016-02-19 | 1409001 | Sus | N | UnknownCause¦Patrolfoundnothing¦¦
16-0016130 | Vegetation | Tree - fell into line | Conductor, Overhead | Broken, wire on ground | 2016 | Tier 2 - Elevated | Distribution Circuit | 2 | 28 | 2016-02-28 | 1413408 | Sus | N | Vegetation¦Treefellintoline¦ConductorOverhead¦Brokenwireonground
16-0018602 | Equipment Failure/Involved | Overhead | Insulator | Broken | 2016 | Tier 3 - Extreme | Distribution Circuit | 3 | 6 | 2016-03-06 |  | Sus | N | EquipmentFailureInvolved¦Overhead¦Insulator¦Broken
16-0020584 | Vegetation | Tree - fell into line | Conductor, Overhead | Normal | 2016 | Tier 3 - Extreme | Distribution Circuit | 3 | 11 | 2016-03-11 | 1428496 | Sus | N | Vegetation¦Treefellintoline¦ConductorOverhead¦Normal
16-0023052 | Vegetation | Tree - fell into line | Conductor, Overhead | Broken, wire on ground | 2016 | Tier 2 - Elevated | Distribution Circuit | 3 | 21 | 2016-03-21 | 1435452 | Sus | N | Vegetation¦Treefellintoline¦ConductorOverhead¦Brokenwireonground
16-0023198 | Equipment Failure/Involved | Overhead | Crossarm, Wood | Broken | 2016 | Tier 2 - Elevated | Distribution Circuit | 3 | 22 | 2016-03-22 | 1436043 | Sus | N | EquipmentFailureInvolved¦Overhead¦CrossarmWood¦Broken
16-0028455 | Vegetation | Tree - fell into line | Conductor, Overhead | Together | 2016 | Tier 2 - Elevated | Distribution Circuit | 4 | 13 | 2016-04-13 | 1450370 | Sus | N | Vegetation¦Treefellintoline¦ConductorOverhead¦Together
16-0031224 | Unknown Cause | Patrol - found nothing |  |  | 2016 | Tier 2 - Elevated | Distribution Circuit | 4 | 25 | 2016-04-25 | 1457849 | Sus | N | UnknownCause¦Patrolfoundnothing¦¦
16-0032048 | Vegetation | Tree - fell into line | Conductor, Overhead | Normal | 2016 | Tier 2 - Elevated | Distribution Circuit | 4 | 27 | 2016-04-27 | 1460337 | Sus | N | Vegetation¦Treefellintoline¦ConductorOverhead¦Normal
16-0037700 | Vegetation | Tree - branch fell on line | Conductor, Overhead | Normal | 2016 | Tier 3 - Extreme | Distribution Circuit | 5 | 22 | 2016-05-22 | 1474869 | Sus | Y | Vegetation¦Treebranchfellonline¦ConductorOverhead¦Normal
16-0044598 | Unknown Cause | Patrol - found nothing |  |  | 2016 | Tier 2 - Elevated | Transformer only | 6 | 20 | 2016-06-20 | 1492946 | Sus | Y | UnknownCause¦Patrolfoundnothing¦¦
16-0052235 | Equipment Failure/Involved | Overhead |  | Normal | 2016 | Tier 2 - Elevated | Transformer only | 7 | 25 | 2016-07-25 | 1515503 | Sus | Y | EquipmentFailureInvolved¦Overhead¦¦Normal
16-0054304 | 3rd Party | Vehicle | Pole-Wood | Broken, wire on object | 2016 | Tier 2 - Elevated | Distribution Circuit | 8 | 1 | 2016-08-01 | 1520087 | Sus | Y | 3rdParty¦Vehicle¦PoleWood¦Brokenwireonobject
16-0054321 | Unknown Cause | Patrol - found nothing |  |  | 2016 | Tier 3 - Extreme | Distribution Circuit | 8 | 2 | 2016-08-02 | 1520118 | Sus | Y | UnknownCause¦Patrolfoundnothing¦¦
16-0056813 | Animal | Bird found | Conductor, Overhead | Broken, wire on ground | 2016 | Tier 2 - Elevated | Distribution Circuit | 8 | 12 | 2016-08-12 | 1525226 | Sus | Y | Animal¦Birdfound¦ConductorOverhead¦Brokenwireonground
16-0059343 | Animal | Squirrel |  | Failed/Faulted | 2016 | Tier 2 - Elevated | Transformer only | 8 | 23 | 2016-08-23 | 1530751 | Sus | Y | Animal¦Squirrel¦¦FailedFaulted
16-0063063 | Equipment Failure/Involved | Overhead | Conductor, Overhead | Broken | 2016 | Tier 2 - Elevated | Distribution Circuit | 9 | 7 | 2016-09-07 | 1538178 | Sus | Y | EquipmentFailureInvolved¦Overhead¦ConductorOverhead¦Broken
16-0069222 | Environmental/External | Lightning | Transformer | Burned/flashed | 2016 | Tier 3 - Extreme | Transformer only | 10 | 3 | 2016-10-03 | 1551887 | Sus | Y | EnvironmentalExternal¦Lightning¦Transformer¦Burnedflashed
16-0072100 | Unknown Cause | Patrol - found nothing |  |  | 2016 | Tier 2 - Elevated | Distribution Circuit | 10 | 14 | 2016-10-14 | 1559024 | Sus | Y | UnknownCause¦Patrolfoundnothing¦¦
16-0073110 | Unknown Cause | Patrol - not conducted |  |  | 2016 | Tier 3 - Extreme | Distribution Circuit | 10 | 17 | 2016-10-17 | 1563872 | Sus | Y | UnknownCause¦Patrolnotconducted¦¦
16-0078658 | Equipment Failure/Involved | Overhead | Service conductor | Normal | 2016 | Tier 2 - Elevated | Transformer only | 11 | 8 | 2016-11-08 | 1578216 | Sus | Y | EquipmentFailureInvolved¦Overhead¦Serviceconductor¦Normal
16-0079059 | Equipment Failure/Involved | Overhead | Crossarm, Wood | Broken | 2016 | Tier 2 - Elevated | Distribution Circuit | 11 | 9 | 2016-11-09 | 1579090 | Sus | Y | EquipmentFailureInvolved¦Overhead¦CrossarmWood¦Broken
16-0083625 | Equipment Failure/Involved | Overhead | Conductor, Overhead | Broken, wire on ground | 2016 | Tier 3 - Extreme | Distribution Circuit | 12 | 2 | 2016-12-02 | 1593509 | Sus | N | EquipmentFailureInvolved¦Overhead¦ConductorOverhead¦Brokenwireonground
16-0086980 | Equipment Failure/Involved | Overhead | Transformer | Failed/Faulted | 2016 | Tier 2 - Elevated | Transformer only | 12 | 25 | 2016-12-25 | 1610632 | Sus | N | EquipmentFailureInvolved¦Overhead¦Transformer¦FailedFaulted
17-0002978 | Vegetation | Tree - branch fell on line | Transformer | Leaking | 2017 | Tier 3 - Extreme | Transformer only | 1 | 3 | 2017-01-03 | 1615497 | Sus | N | Vegetation¦Treebranchfellonline¦Transformer¦Leaking
17-0004587 | Equipment Failure/Involved | Overhead | Cutout, fuse holder | Broken | 2017 | Tier 3 - Extreme | Distribution Circuit | 1 | 7 | 2017-01-07 | 1621117 | Sus | N | EquipmentFailureInvolved¦Overhead¦Cutoutfuseholder¦Broken
17-0005370 | Vegetation | Tree - fell into line | Conductor, Overhead | Broken, wire on ground | 2017 | Tier 2 - Elevated | Distribution Circuit | 1 | 8 | 2017-01-08 | 1627181 | Sus | N | Vegetation¦Treefellintoline¦ConductorOverhead¦Brokenwireonground
17-0005416 | Vegetation | Tree - branch fell on line | Conductor, Overhead | Broken, wire on ground | 2017 | Tier 2 - Elevated | Distribution Circuit | 1 | 8 | 2017-01-08 | 1624135 | Sus | N | Vegetation¦Treebranchfellonline¦ConductorOverhead¦Brokenwireonground
17-0006721 | Vegetation | Tree - fell into line | Conductor, Overhead | Broken | 2017 | Tier 3 - Extreme | Distribution Circuit | 1 | 10 | 2017-01-10 | 1633950 | Sus | N | Vegetation¦Treefellintoline¦ConductorOverhead¦Broken
17-0007372 | Vegetation | Tree - fell into line | Conductor, Overhead | Broken, wire on ground | 2017 | Tier 3 - Extreme | Distribution Circuit | 1 | 11 | 2017-01-11 | 1638319 | Sus | N | Vegetation¦Treefellintoline¦ConductorOverhead¦Brokenwireonground
17-0010401 | Equipment Failure/Involved | Overhead | Transformer | Failed/Faulted | 2017 | Tier 2 - Elevated | Transformer only | 1 | 18 | 2017-01-18 | 1647929 | Sus | N | EquipmentFailureInvolved¦Overhead¦Transformer¦FailedFaulted
17-0011599 | Vegetation | Tree - branch fell on line | Conductor, Overhead | Normal | 2017 | Tier 3 - Extreme | Distribution Circuit | 1 | 20 | 2017-01-20 | 1653069 | Sus | N | Vegetation¦Treebranchfellonline¦ConductorOverhead¦Normal
17-0013717 | Unknown Cause | Patrol - found nothing |  |  | 2017 | Tier 3 - Extreme | Distribution Circuit | 1 | 23 | 2017-01-23 | 1662790 | Sus | N | UnknownCause¦Patrolfoundnothing¦¦
17-0015536 | Equipment Failure/Involved | Overhead | Transformer | Failed/Faulted | 2017 | Tier 2 - Elevated | Transformer only | 1 | 26 | 2017-01-26 | 1668235 | Sus | N | EquipmentFailureInvolved¦Overhead¦Transformer¦FailedFaulted
17-0015837 | Equipment Failure/Involved | Overhead | Secondary | Deteriorated | 2017 | Tier 2 - Elevated | Transformer only | 1 | 28 | 2017-01-28 | 1668969 | Sus | N | EquipmentFailureInvolved¦Overhead¦Secondary¦Deteriorated
17-0017685 | Equipment Failure/Involved | Overhead | Transformer | Failed/Faulted | 2017 | Tier 2 - Elevated | Transformer only | 2 | 6 | 2017-02-06 | 1675857 | Sus | N | EquipmentFailureInvolved¦Overhead¦Transformer¦FailedFaulted
17-0018004 | Vegetation | Tree - fell into line | Conductor, Overhead | Bent or Twisted | 2017 | Tier 2 - Elevated | Distribution Circuit | 2 | 6 | 2017-02-06 | 1677197 | Sus | N | Vegetation¦Treefellintoline¦ConductorOverhead¦BentorTwisted
17-0018843 | Vegetation | Tree - branch fell on line | Conductor, Overhead | Normal | 2017 | Tier 3 - Extreme | Distribution Circuit | 2 | 7 | 2017-02-07 | 1680463 | Sus | N | Vegetation¦Treebranchfellonline¦ConductorOverhead¦Normal
17-0019238 | Vegetation | Tree - fell into line | Transformer | Broken | 2017 | Tier 3 - Extreme | Transformer only | 2 | 9 | 2017-02-09 | 1682749 | Sus | N | Vegetation¦Treefellintoline¦Transformer¦Broken
17-0019497 | Vegetation | Tree - fell into line | Conductor, Overhead | On Ground | 2017 | Tier 3 - Extreme | Distribution Circuit | 2 | 9 | 2017-02-09 | 1683403 | Sus | N | Vegetation¦Treefellintoline¦ConductorOverhead¦OnGround
17-0022955 | Unknown Cause | Patrol - found nothing |  |  | 2017 | Tier 2 - Elevated | Distribution Circuit | 2 | 17 | 2017-02-17 | 1691694 | Sus | N | UnknownCause¦Patrolfoundnothing¦¦
17-0023611 | Unknown Cause | Patrol - found nothing |  |  | 2017 | Tier 2 - Elevated | Distribution Circuit | 2 | 19 | 2017-02-19 | 1702190 | Sus | N | UnknownCause¦Patrolfoundnothing¦¦
17-0023660 | Unknown Cause | Patrol - found nothing |  |  | 2017 | Tier 2 - Elevated | Distribution Circuit | 2 | 20 | 2017-02-20 | 1702460 | Sus | N | UnknownCause¦Patrolfoundnothing¦¦
17-0025005 | Vegetation | Tree - fell into line | Conductor, Overhead | Broken, wire on ground | 2017 | Tier 3 - Extreme | Distribution Circuit | 2 | 20 | 2017-02-20 | 1707254 | Sus | N | Vegetation¦Treefellintoline¦ConductorOverhead¦Brokenwireonground
17-0025019 | Unknown Cause | Patrol - found nothing |  |  | 2017 | Tier 2 - Elevated | Distribution Circuit | 2 | 20 | 2017-02-20 | 1705975 | Sus | N | UnknownCause¦Patrolfoundnothing¦¦
17-0025809 | Equipment Failure/Involved | Overhead | Conductor, Overhead | Broken | 2017 | Tier 2 - Elevated | Transformer only | 2 | 22 | 2017-02-22 | 1711354 | Sus | N | EquipmentFailureInvolved¦Overhead¦ConductorOverhead¦Broken
17-0027105 | Equipment Failure/Involved | Overhead | Secondary | Broken | 2017 | Tier 3 - Extreme | Transformer only | 2 | 27 | 2017-02-27 | 1715183 | Sus | N | EquipmentFailureInvolved¦Overhead¦Secondary¦Broken
17-0028867 | Equipment Failure/Involved | Overhead | Conductor, Overhead | Broken | 2017 | Tier 2 - Elevated | Distribution Circuit | 3 | 6 | 2017-03-06 | 1721182 | Sus | N | EquipmentFailureInvolved¦Overhead¦ConductorOverhead¦Broken
17-0029866 | Unknown Cause | Patrol - found nothing |  |  | 2017 | Tier 2 - Elevated | Distribution Circuit | 3 | 9 | 2017-03-09 | 1723663 | Sus | N | UnknownCause¦Patrolfoundnothing¦¦
17-0030190 | Unknown Cause | Patrol - not conducted |  |  | 2017 | Tier 2 - Elevated | Distribution Circuit | 3 | 11 | 2017-03-11 | 1725198 | Sus | N | UnknownCause¦Patrolnotconducted¦¦
17-0032172 | Unknown Cause | Patrol - found nothing |  |  | 2017 | Tier 2 - Elevated | Distribution Circuit | 3 | 21 | 2017-03-21 | 1731487 | Sus | N | UnknownCause¦Patrolfoundnothing¦¦
17-0032518 | Unknown Cause | Patrol - found nothing |  |  | 2017 | Tier 2 - Elevated | Distribution Circuit | 3 | 21 | 2017-03-21 | 1732152 | Sus | N | UnknownCause¦Patrolfoundnothing¦¦
17-0034377 | Company Initiated | Other Circuits | Conductor, Overhead | Normal | 2017 | Tier 3 - Extreme | Distribution Circuit | 3 | 28 | 2017-03-28 | 1737368 | Sus | N | CompanyInitiated¦OtherCircuits¦ConductorOverhead¦Normal
17-0037937 | Unknown Cause | Patrol - found nothing |  |  | 2017 | Tier 3 - Extreme | Distribution Circuit | 4 | 7 | 2017-04-07 | 1750341 | Sus | N | UnknownCause¦Patrolfoundnothing¦¦
17-0039649 | 3rd Party | Vehicle | Pole-Wood | Broken | 2017 | Tier 2 - Elevated | Distribution Circuit | 4 | 12 | 2017-04-12 | 1756338 | Sus | N | 3rdParty¦Vehicle¦PoleWood¦Broken
17-0040182 | Equipment Failure/Involved | Overhead | Transformer | Broken | 2017 | Tier 2 - Elevated | Transformer only | 4 | 13 | 2017-04-13 | 1757440 | Sus | N | EquipmentFailureInvolved¦Overhead¦Transformer¦Broken
17-0041151 | Unknown Cause | Patrol - found nothing |  |  | 2017 | Tier 3 - Extreme | Distribution Circuit | 4 | 18 | 2017-04-18 | 1760249 | Sus | N | UnknownCause¦Patrolfoundnothing¦¦
17-0042025 | Equipment Failure/Involved | Overhead | Transformer | Failed/Faulted | 2017 | Tier 2 - Elevated | Transformer only | 4 | 21 | 2017-04-21 | 1764413 | Sus | N | EquipmentFailureInvolved¦Overhead¦Transformer¦FailedFaulted
17-0046003 | Vegetation | Tree - fell into line | Conductor, Overhead | Broken, wire on ground | 2017 | Tier 2 - Elevated | Distribution Circuit | 5 | 7 | 2017-05-07 | 1776955 | Sus | Y | Vegetation¦Treefellintoline¦ConductorOverhead¦Brokenwireonground
17-0047377 | Vegetation | Tree - fell into line | Conductor, Overhead | Broken, wire on ground | 2017 | Tier 3 - Extreme | Distribution Circuit | 5 | 11 | 2017-05-11 | 1780195 | Sus | Y | Vegetation¦Treefellintoline¦ConductorOverhead¦Brokenwireonground
17-0049233 | Vegetation | Tree - branch fell on line | Conductor, Overhead | Normal | 2017 | Tier 3 - Extreme | Transformer only | 5 | 19 | 2017-05-19 | 1785628 | Sus | Y | Vegetation¦Treebranchfellonline¦ConductorOverhead¦Normal
17-0054290 | Equipment Failure/Involved | Overhead | Transformer | Failed/Faulted | 2017 | Tier 2 - Elevated | Transformer only | 6 | 11 | 2017-06-11 | 1801612 | Sus | Y | EquipmentFailureInvolved¦Overhead¦Transformer¦FailedFaulted
17-0054713 | Equipment Failure/Involved | Electrical Overload | Transformer | Failed/Faulted | 2017 | Tier 2 - Elevated | Transformer only | 6 | 12 | 2017-06-12 | 1803195 | Sus | Y | EquipmentFailureInvolved¦ElectricalOverload¦Transformer¦FailedFaulted
17-0055799 | Unknown Cause | Patrol - found nothing |  |  | 2017 | Tier 3 - Extreme | Distribution Circuit | 6 | 16 | 2017-06-16 | 1805959 | Sus | Y | UnknownCause¦Patrolfoundnothing¦¦
17-0063305 | Equipment Failure/Involved | Underground | Transformer (UG) | Broken | 2017 | Tier 2 - Elevated | Distribution Circuit | 7 | 17 | 2017-07-17 | 1833079 | Sus | Y | EquipmentFailureInvolved¦Underground¦Transformer(UG)¦Broken
17-0065487 | Equipment Failure/Involved | Underground | Transformer (UG) | Failed/Faulted | 2017 | Tier 2 - Elevated | Distribution Circuit | 7 | 25 | 2017-07-25 | 1839945 | Sus | Y | EquipmentFailureInvolved¦Underground¦Transformer(UG)¦FailedFaulted
17-0065554 | Equipment Failure/Involved | Overhead | Cutout, fuse holder | Broken | 2017 | Tier 2 - Elevated | Transformer only | 7 | 26 | 2017-07-26 | 1840107 | Sus | Y | EquipmentFailureInvolved¦Overhead¦Cutoutfuseholder¦Broken
17-0066746 | Unknown Cause | Patrol - found nothing |  |  | 2017 | Tier 3 - Extreme | Distribution Circuit | 7 | 31 | 2017-07-31 | 1843166 | Sus | Y | UnknownCause¦Patrolfoundnothing¦¦
17-0076129 | Animal | Squirrel | Cutout, fuse holder | Normal | 2017 | Tier 2 - Elevated | Distribution Circuit | 9 | 5 | 2017-09-05 | 1870743 | Sus | Y | Animal¦Squirrel¦Cutoutfuseholder¦Normal
17-0080858 | Vegetation | Tree - fell into line | Secondary | On Ground | 2017 | Tier 3 - Extreme | Transformer only | 9 | 21 | 2017-09-21 | 1883710 | Sus | Y | Vegetation¦Treefellintoline¦Secondary¦OnGround
17-0085257 | Vegetation | Tree - fell into line | Service conductor | Broken, wire on ground | 2017 | Tier 3 - Extreme | Transformer only | 10 | 8 | 2017-10-08 | 1893850 | Sus | Y | Vegetation¦Treefellintoline¦Serviceconductor¦Brokenwireonground
17-0085492 | Vegetation | Tree - fell into line | Conductor, Overhead | Broken, wire on ground | 2017 | Tier 2 - Elevated | Distribution Circuit | 10 | 9 | 2017-10-09 | 1896202 | Sus | Y | Vegetation¦Treefellintoline¦ConductorOverhead¦Brokenwireonground
17-0085772 | Vegetation | Tree - fell into line | Conductor, Overhead | Broken, wire on ground | 2017 | Tier 3 - Extreme | Distribution Circuit | 10 | 8 | 2017-10-08 | 1896967 | Sus | Y | Vegetation¦Treefellintoline¦ConductorOverhead¦Brokenwireonground
17-0087595 | Unknown Cause | Patrol - found nothing |  |  | 2017 | Tier 2 - Elevated | Transformer only | 10 | 15 | 2017-10-15 | 1901437 | Sus | Y | UnknownCause¦Patrolfoundnothing¦¦
17-0088008 | Unknown Cause | Patrol - found nothing |  |  | 2017 | Tier 3 - Extreme | Distribution Circuit | 10 | 9 | 2017-10-09 | 1902621 | Sus | Y | UnknownCause¦Patrolfoundnothing¦¦
17-0088524 | Unknown Cause | Patrol - found nothing |  |  | 2017 | Tier 2 - Elevated | Distribution Circuit | 10 | 18 | 2017-10-18 | 1903774 | Sus | Y | UnknownCause¦Patrolfoundnothing¦¦
17-0089625 | Unknown Cause | Patrol - found nothing |  |  | 2017 | Tier 3 - Extreme | Distribution Circuit | 10 | 23 | 2017-10-23 | 1907569 | Sus | Y | UnknownCause¦Patrolfoundnothing¦¦
17-0090565 | Equipment Failure/Involved | Overhead | Pole-Wood | Burned/flashed | 2017 | Tier 3 - Extreme | Distribution Circuit | 10 | 26 | 2017-10-26 | 1910105 | Sus | Y | EquipmentFailureInvolved¦Overhead¦PoleWood¦Burnedflashed
17-0094817 | Unknown Cause | Patrol - found nothing |  |  | 2017 | Tier 3 - Extreme | Distribution Circuit | 11 | 14 | 2017-11-14 | 1921850 | Sus | Y | UnknownCause¦Patrolfoundnothing¦¦
17-0095634 | Equipment Failure/Involved | Overhead | Insulator | Broken | 2017 | Tier 2 - Elevated | Distribution Circuit | 11 | 16 | 2017-11-16 | 1924094 | Sus | Y | EquipmentFailureInvolved¦Overhead¦Insulator¦Broken
17-0095726 | Animal | Other | Jumper | Burned Open | 2017 | Tier 2 - Elevated | Distribution Circuit | 11 | 16 | 2017-11-16 | 1924343 | Sus | Y | Animal¦Other¦Jumper¦BurnedOpen
17-0102213 | Animal | Bird found | Fuse | Failed/Faulted | 2017 | Tier 3 - Extreme | Distribution Circuit | 12 | 16 | 2017-12-16 | 1945029 | Sus | N | Animal¦Birdfound¦Fuse¦FailedFaulted
18-0005487 | Equipment Failure/Involved | Overhead | Pole-Wood | Broken | 2018 | Tier 2 - Elevated | Distribution Circuit | 1 | 11 | 2018-01-11 | 6925 | Sus | N | EquipmentFailureInvolved¦Overhead¦PoleWood¦Broken
18-0007224 | Vegetation | Tree - branch fell on line | Conductor, Overhead | Broken, wire on ground | 2018 | Tier 2 - Elevated | Distribution Circuit | 1 | 19 | 2018-01-19 | 10585 | Sus | N | Vegetation¦Treebranchfellonline¦ConductorOverhead¦Brokenwireonground
18-0007961 | Unknown Cause | Patrol - found nothing |  |  | 2018 | Tier 2 - Elevated | Transformer only | 1 | 22 | 2018-01-22 | 12093 | Sus | N | UnknownCause¦Patrolfoundnothing¦¦
18-0018167 | Unknown Cause | Patrol - found nothing |  |  | 2018 | Tier 2 - Elevated | Distribution Circuit | 2 | 28 | 2018-02-28 | 33562 | Sus | N | UnknownCause¦Patrolfoundnothing¦¦
18-0019224 | Vegetation | Tree - fell into line | Conductor, Overhead | Normal | 2018 | Tier 2 - Elevated | Distribution Circuit | 3 | 2 | 2018-03-02 | 36624 | Sus | N | Vegetation¦Treefellintoline¦ConductorOverhead¦Normal
18-0022407 | Company Initiated | Return Circuit Normal | Conductor, Overhead | Normal | 2018 | Tier 2 - Elevated | Distribution Circuit | 3 | 13 | 2018-03-13 | 43528 | Sus | N | CompanyInitiated¦ReturnCircuitNormal¦ConductorOverhead¦Normal
18-0026378 | Equipment Failure/Involved | Overhead | Conductor, Overhead | Broken, wire on ground | 2018 | Tier 2 - Elevated | Distribution Circuit | 3 | 24 | 2018-03-24 | 52870 | Sus | N | EquipmentFailureInvolved¦Overhead¦ConductorOverhead¦Brokenwireonground
18-0044581 | Equipment Failure/Involved | Overhead | Transformer (OH) | Failed/Faulted | 2018 | Tier 3 - Extreme | Transformer only | 5 | 25 | 2018-05-25 | 94232 | Sus | Y | EquipmentFailureInvolved¦Overhead¦Transformer(OH)¦FailedFaulted
18-0048672 | Vegetation | Tree - fell into line | Transformer | Burned/flashed | 2018 | Tier 2 - Elevated | Transformer only | 6 | 7 | 2018-06-07 | 103903 | Sus | Y | Vegetation¦Treefellintoline¦Transformer¦Burnedflashed
18-0058194 | Environmental/External | Fire, Forest/Grass | Transformer (OH) | Normal | 2018 | Tier 2 - Elevated | Transformer only | 7 | 10 | 2018-07-10 | 127753 | Sus | Y | EnvironmentalExternal¦FireForestGrass¦Transformer(OH)¦Normal
18-0065836 | Vegetation | Tree - fell into line | Conductor, Overhead | Normal | 2018 | Tier 3 - Extreme | Distribution Circuit | 8 | 1 | 2018-08-01 | 146665 | Sus | Y | Vegetation¦Treefellintoline¦ConductorOverhead¦Normal
18-0065991 | Environmental/External | Fire, Forest/Grass | Pole-Wood | Burned/flashed | 2018 | Tier 2 - Elevated | Distribution Circuit | 7 | 23 | 2018-07-23 | 147024 | Sus | Y | EnvironmentalExternal¦FireForestGrass¦PoleWood¦Burnedflashed
18-0066146 | Environmental/External | Fire, Forest/Grass | Conductor, Overhead | Normal | 2018 | Tier 3 - Extreme | Distribution Circuit | 7 | 26 | 2018-07-26 | 147508 | Sus | Y | EnvironmentalExternal¦FireForestGrass¦ConductorOverhead¦Normal
18-0067312 | Equipment Failure/Involved | Overhead | Jumper | Broken | 2018 | Tier 2 - Elevated | Distribution Circuit | 8 | 7 | 2018-08-07 | 150367 | Sus | Y | EquipmentFailureInvolved¦Overhead¦Jumper¦Broken
18-0074254 | Vegetation | Tree - fell into line | Conductor, Overhead | Normal | 2018 | Tier 2 - Elevated | Distribution Circuit | 8 | 28 | 2018-08-28 | 163995 | Sus | Y | Vegetation¦Treefellintoline¦ConductorOverhead¦Normal
18-0082521 | Vegetation | Tree - fell into line | Conductor, Overhead | Broken, wire on ground | 2018 | Tier 3 - Extreme | Distribution Circuit | 9 | 23 | 2018-09-23 | 179710 | Sus | Y | Vegetation¦Treefellintoline¦ConductorOverhead¦Brokenwireonground
18-0087964 | Vegetation | Tree - fell into line | Crossarm, Wood | Broken | 2018 | Tier 3 - Extreme | Distribution Circuit | 10 | 7 | 2018-10-07 | 190359 | Sus | Y | Vegetation¦Treefellintoline¦CrossarmWood¦Broken
18-0091126 | 3rd Party | Tree - cutting, 3rd party | Conductor, Overhead | Normal | 2018 | Tier 3 - Extreme | Distribution Circuit | 10 | 16 | 2018-10-16 | 196625 | Sus | Y | 3rdParty¦Treecutting3rdparty¦ConductorOverhead¦Normal
18-0091126 | 3rd Party | Tree - cutting, 3rd party | Conductor, Overhead | Normal | 2018 | Tier 3 - Extreme | Distribution Circuit | 10 | 16 | 2018-10-16 | 196625 | Sus | Y | 3rdParty¦Treecutting3rdparty¦ConductorOverhead¦Normal
18-0096484 | Equipment Failure/Involved | Overhead | Conductor, Overhead | Broken | 2018 | Tier 3 - Extreme | Distribution Circuit | 11 | 1 | 2018-11-01 | 207190 | Sus | Y | EquipmentFailureInvolved¦Overhead¦ConductorOverhead¦Broken
18-0099957 | Unknown Cause | Patrol - found nothing |  |  | 2018 | Tier 2 - Elevated | Distribution Circuit | 11 | 15 | 2018-11-15 | 215805 | Sus | Y | UnknownCause¦Patrolfoundnothing¦¦
18-0100429 | Vegetation | Tree - grew into line | Conductor, Overhead | Normal | 2018 | Tier 2 - Elevated | Distribution Circuit | 11 | 16 | 2018-11-16 | 216905 | Sus | Y | Vegetation¦Treegrewintoline¦ConductorOverhead¦Normal
18-0100490 | 3rd Party | Vehicle | Pole-Wood | Broken | 2018 | Tier 3 - Extreme | Distribution Circuit | 11 | 16 | 2018-11-16 | 216987 | Sus | Y | 3rdParty¦Vehicle¦PoleWood¦Broken
18-0100490 | 3rd Party | Vehicle | Pole-Wood | Broken | 2018 | Tier 3 - Extreme | Distribution Circuit | 11 | 16 | 2018-11-16 | 216987 | Sus | Y | 3rdParty¦Vehicle¦PoleWood¦Broken
18-0102149 | Equipment Failure/Involved | Fire, pole | Pole-Wood | Burned/flashed | 2018 | Tier 2 - Elevated | Distribution Circuit | 11 | 21 | 2018-11-21 | 221002 | Sus | Y | EquipmentFailureInvolved¦Firepole¦PoleWood¦Burnedflashed
18-0102812 | Unknown Cause | Patrol - found nothing |  |  | 2018 | Tier 3 - Extreme | Distribution Circuit | 11 | 24 | 2018-11-24 | 223688 | Sus | Y | UnknownCause¦Patrolfoundnothing¦¦
18-0105275 | Vegetation | Tree - branch fell on line | Conductor, Overhead | Normal | 2018 | Tier 3 - Extreme | Distribution Circuit | 11 | 29 | 2018-11-29 | 229382 | Sus | Y | Vegetation¦Treebranchfellonline¦ConductorOverhead¦Normal
18-0110141 | Unknown Cause | Patrol - found nothing |  |  | 2018 | Tier 3 - Extreme | Distribution Circuit | 12 | 20 | 2018-12-20 | 244624 | Sus | N | UnknownCause¦Patrolfoundnothing¦¦
19-0004957 | Vegetation | Tree - branch fell on line | Conductor, Overhead | Normal | 2019 | Tier 3 - Extreme | Distribution Circuit | 1 | 5 | 2019-01-05 | 254886 | Sus | N | Vegetation¦Treebranchfellonline¦ConductorOverhead¦Normal
19-0005111 | Equipment Failure/Involved | Underground | Connector or Splice (UG) | Failed/Faulted | 2019 | Tier 3 - Extreme | Distribution Circuit | 1 | 6 | 2019-01-06 | 255120 | Sus | N | EquipmentFailureInvolved¦Underground¦ConnectororSplice(UG)¦FailedFaulted
19-0005775 | Vegetation | Tree - branch fell on line | Conductor, Overhead | Normal | 2019 | Tier 3 - Extreme | Distribution Circuit | 1 | 6 | 2019-01-06 | 258719 | Sus | N | Vegetation¦Treebranchfellonline¦ConductorOverhead¦Normal
19-0011816 | Vegetation | Tree - branch fell on line | Conductor, Overhead | Normal | 2019 | Tier 2 - Elevated | Distribution Circuit | 1 | 18 | 2019-01-18 | 275864 | Sus | N | Vegetation¦Treebranchfellonline¦ConductorOverhead¦Normal
19-0012602 | Environmental/External | Lightning | Transformer | Failed/Faulted | 2019 | Tier 2 - Elevated | Transformer only | 1 | 20 | 2019-01-20 | 277328 | Sus | N | EnvironmentalExternal¦Lightning¦Transformer¦FailedFaulted
19-0017505 | Unknown Cause | Patrol - found nothing |  |  | 2019 | Tier 2 - Elevated | Distribution Circuit | 2 | 3 | 2019-02-03 | 288568 | Sus | N | UnknownCause¦Patrolfoundnothing¦¦
19-0018087 | Equipment Failure/Involved | Overhead | Transformer | Failed/Faulted | 2019 | Tier 3 - Extreme | Transformer only | 2 | 4 | 2019-02-04 | 289900 | Sus | N | EquipmentFailureInvolved¦Overhead¦Transformer¦FailedFaulted
19-0018645 | Vegetation | Tree - fell into line | Conductor, Overhead | Broken, wire on ground | 2019 | Tier 3 - Extreme | Distribution Circuit | 2 | 5 | 2019-02-05 | 292704 | Sus | N | Vegetation¦Treefellintoline¦ConductorOverhead¦Brokenwireonground
19-0018961 | Vegetation | Tree - fell into line | Pole-Wood | Broken, wire on ground | 2019 | Tier 2 - Elevated | Distribution Circuit | 2 | 5 | 2019-02-05 | 293635 | Sus | N | Vegetation¦Treefellintoline¦PoleWood¦Brokenwireonground
19-0019307 | Vegetation | Tree - fell into line | Conductor, Overhead | Broken | 2019 | Tier 3 - Extreme | Distribution Circuit | 2 | 5 | 2019-02-05 | 294577 | Sus | N | Vegetation¦Treefellintoline¦ConductorOverhead¦Broken
19-0019814 | Equipment Failure/Involved | Overhead | Insulator | Broken | 2019 | Tier 3 - Extreme | Distribution Circuit | 2 | 7 | 2019-02-07 | 295854 | Sus | N | EquipmentFailureInvolved¦Overhead¦Insulator¦Broken
19-0020741 | Vegetation | Tree - fell into line | Conductor, Overhead | Broken, wire on ground | 2019 | Tier 2 - Elevated | Distribution Circuit | 2 | 10 | 2019-02-10 | 298639 | Sus | N | Vegetation¦Treefellintoline¦ConductorOverhead¦Brokenwireonground
19-0021525 | Equipment Failure/Involved | Overhead | Recloser | Malfunctioning | 2019 | Tier 2 - Elevated | Distribution Circuit | 2 | 12 | 2019-02-12 | 300790 | Sus | N | EquipmentFailureInvolved¦Overhead¦Recloser¦Malfunctioning
19-0021769 | Environmental/External | Ice or snow | Pole-Wood | Broken, wire on ground | 2019 | Tier 2 - Elevated | Distribution Circuit | 2 | 13 | 2019-02-13 | 302628 | Sus | N | EnvironmentalExternal¦Iceorsnow¦PoleWood¦Brokenwireonground
19-0022134 | Vegetation | Tree - fell into line | Conductor, Overhead | Broken, wire on ground | 2019 | Tier 2 - Elevated | Distribution Circuit | 2 | 13 | 2019-02-13 | 303879 | Sus | N | Vegetation¦Treefellintoline¦ConductorOverhead¦Brokenwireonground
19-0022325 | Vegetation | Tree - fell into line | Conductor, Overhead | Broken, wire on ground | 2019 | Tier 2 - Elevated | Distribution Circuit | 2 | 13 | 2019-02-13 | 304741 | Sus | N | Vegetation¦Treefellintoline¦ConductorOverhead¦Brokenwireonground
19-0022725 | Vegetation | Tree - fell into line | Conductor, Overhead | Broken, wire on ground | 2019 | Tier 2 - Elevated | Distribution Circuit | 2 | 14 | 2019-02-14 | 306093 | Sus | N | Vegetation¦Treefellintoline¦ConductorOverhead¦Brokenwireonground
19-0022928 | Vegetation | Tree - branch fell on line | Conductor, Overhead | Normal | 2019 | Tier 2 - Elevated | Distribution Circuit | 2 | 14 | 2019-02-14 | 306751 | Sus | N | Vegetation¦Treebranchfellonline¦ConductorOverhead¦Normal
19-0023392 | Vegetation | Tree - fell into line | Conductor, Overhead | Normal | 2019 | Tier 2 - Elevated | Distribution Circuit | 2 | 14 | 2019-02-14 | 309406 | Sus | N | Vegetation¦Treefellintoline¦ConductorOverhead¦Normal
19-0024740 | Unknown Cause | Patrol - found nothing |  |  | 2019 | Tier 2 - Elevated | Distribution Circuit | 2 | 13 | 2019-02-13 | 315011 | Sus | N | UnknownCause¦Patrolfoundnothing¦¦
19-0025178 | Vegetation | Tree - fell into line | Pole-Wood | Broken, wire on ground | 2019 | Tier 3 - Extreme | Distribution Circuit | 2 | 17 | 2019-02-17 | 315614 | Sus | N | Vegetation¦Treefellintoline¦PoleWood¦Brokenwireonground
19-0025181 | Environmental/External | Ice or snow | Conductor, Overhead | Broken, wire on ground | 2019 | Tier 2 - Elevated | Distribution Circuit | 2 | 12 | 2019-02-12 | 316031 | Sus | N | EnvironmentalExternal¦Iceorsnow¦ConductorOverhead¦Brokenwireonground
19-0025321 | Vegetation | Tree - fell into line | Conductor, Overhead | Together | 2019 | Tier 2 - Elevated | Distribution Circuit | 2 | 12 | 2019-02-12 | 316795 | Sus | N | Vegetation¦Treefellintoline¦ConductorOverhead¦Together
19-0025680 | Vegetation | Tree - fell into line | Conductor, Overhead | Broken, wire on ground | 2019 | Tier 3 - Extreme | Distribution Circuit | 2 | 18 | 2019-02-18 | 317692 | Sus | N | Vegetation¦Treefellintoline¦ConductorOverhead¦Brokenwireonground
19-0026616 | Environmental/External | Ice or snow | Conductor, Overhead | Broken, wire on ground | 2019 | Tier 2 - Elevated | Distribution Circuit | 2 | 13 | 2019-02-13 | 320065 | Sus | N | EnvironmentalExternal¦Iceorsnow¦ConductorOverhead¦Brokenwireonground
19-0027450 | Vegetation | Tree - fell into line | Pole-Wood | Broken, wire on ground | 2019 | Tier 3 - Extreme | Distribution Circuit | 2 | 23 | 2019-02-23 | 321753 | Sus | N | Vegetation¦Treefellintoline¦PoleWood¦Brokenwireonground
19-0028019 | Vegetation | Tree - branch fell on line | Conductor, Overhead | Normal | 2019 | Tier 3 - Extreme | Distribution Circuit | 2 | 25 | 2019-02-25 | 323598 | Sus | N | Vegetation¦Treebranchfellonline¦ConductorOverhead¦Normal
19-0030994 | Vegetation | Tree - fell into line | Conductor, Overhead | Broken, wire on ground | 2019 | Tier 2 - Elevated | Distribution Circuit | 3 | 5 | 2019-03-05 | 331874 | Sus | N | Vegetation¦Treefellintoline¦ConductorOverhead¦Brokenwireonground
19-0034839 | Unknown Cause | Patrol - found nothing |  |  | 2019 | Tier 3 - Extreme | Distribution Circuit | 3 | 18 | 2019-03-18 | 342461 | Sus | N | UnknownCause¦Patrolfoundnothing¦¦
19-0036439 | Environmental/External | Lightning | Lightning Arrestor | Failed/Faulted | 2019 | Tier 2 - Elevated | Distribution Circuit | 3 | 24 | 2019-03-24 | 346212 | Sus | N | EnvironmentalExternal¦Lightning¦LightningArrestor¦FailedFaulted
19-0036447 | Environmental/External | Lightning | Conductor, Overhead | Normal | 2019 | Tier 2 - Elevated | Distribution Circuit | 3 | 24 | 2019-03-24 | 346236 | Sus | N | EnvironmentalExternal¦Lightning¦ConductorOverhead¦Normal
19-0041270 | Unknown Cause | Patrol - found nothing |  |  | 2019 | Tier 2 - Elevated | Distribution Circuit | 4 | 10 | 2019-04-10 | 357675 | Sus | N | UnknownCause¦Patrolfoundnothing¦¦
19-0047021 | Equipment Failure/Involved | Overhead | Transformer (OH) | Deteriorated | 2019 | Tier 2 - Elevated | Distribution Circuit | 4 | 29 | 2019-04-29 | 370056 | Sus | N | EquipmentFailureInvolved¦Overhead¦Transformer(OH)¦Deteriorated
19-0048158 | Unknown Cause | Patrol - found nothing |  |  | 2019 | Tier 2 - Elevated | Distribution Circuit | 5 | 2 | 2019-05-02 | 372163 | Sus | Y | UnknownCause¦Patrolfoundnothing¦¦
19-0050800 | Unknown Cause | Patrol - not conducted |  |  | 2019 | Tier 2 - Elevated | Distribution Circuit | 5 | 10 | 2019-05-10 | 377787 | Sus | Y | UnknownCause¦Patrolnotconducted¦¦
19-0051724 | Vegetation | Tree - branch fell on line | Conductor, Overhead | Normal | 2019 | Tier 2 - Elevated | Distribution Circuit | 5 | 14 | 2019-05-14 | 380211 | Sus | Y | Vegetation¦Treebranchfellonline¦ConductorOverhead¦Normal
19-0054904 | Vegetation | Tree - fell into line | Conductor, Overhead | Bent or Twisted | 2019 | Tier 3 - Extreme | Distribution Circuit | 5 | 21 | 2019-05-21 | 387042 | Sus | Y | Vegetation¦Treefellintoline¦ConductorOverhead¦BentorTwisted
19-0067553 | Unknown Cause | Patrol - found nothing |  |  | 2019 | Tier 3 - Extreme | Distribution Circuit | 6 | 14 | 2019-06-14 | 410496 | Sus | Y | UnknownCause¦Patrolfoundnothing¦¦
19-0070564 | Unknown Cause | Patrol - found nothing |  |  | 2019 | Tier 2 - Elevated | Distribution Circuit | 6 | 21 | 2019-06-21 | 425259 | Sus | Y | UnknownCause¦Patrolfoundnothing¦¦
19-0071195 | Equipment Failure/Involved | Overhead | Conductor, Overhead | Broken | 2019 | Tier 2 - Elevated | Distribution Circuit | 6 | 23 | 2019-06-23 | 426725 | Sus | Y | EquipmentFailureInvolved¦Overhead¦ConductorOverhead¦Broken
19-0072272 | Company Initiated | Return Circuit Normal | Conductor, Overhead | Deteriorated | 2019 | Tier 3 - Extreme | Distribution Circuit | 6 | 26 | 2019-06-26 | 429777 | Sus | Y | CompanyInitiated¦ReturnCircuitNormal¦ConductorOverhead¦Deteriorated
19-0073582 | Animal | Bird found | Fuse | Failed/Faulted | 2019 | Tier 2 - Elevated | Distribution Circuit | 7 | 1 | 2019-07-01 | 438431 | Sus | Y | Animal¦Birdfound¦Fuse¦FailedFaulted
19-0078583 | Equipment Failure/Involved | Overhead | Transformer (OH) | Failed/Faulted | 2019 | Tier 2 - Elevated | Distribution Circuit | 7 | 17 | 2019-07-17 | 456868 | Sus | Y | EquipmentFailureInvolved¦Overhead¦Transformer(OH)¦FailedFaulted
19-0082325 | Vegetation | Tree - fell into line | Conductor, Overhead | Normal | 2019 | Tier 2 - Elevated | Distribution Circuit | 7 | 29 | 2019-07-29 | 474882 | Sus | Y | Vegetation¦Treefellintoline¦ConductorOverhead¦Normal
19-0085687 | Unknown Cause | Patrol - found nothing |  |  | 2019 | Tier 3 - Extreme | Distribution Circuit | 8 | 8 | 2019-08-08 | 492653 | Sus | Y | UnknownCause¦Patrolfoundnothing¦¦
19-0092019 | Unknown Cause | Patrol - found nothing |  |  | 2019 | Tier 2 - Elevated | Distribution Circuit | 8 | 26 | 2019-08-26 | 538618 | Sus | Y | UnknownCause¦Patrolfoundnothing¦¦
19-0098810 | Animal | Other | Conductor, Overhead | Normal | 2019 | Tier 2 - Elevated | Distribution Circuit | 9 | 13 | 2019-09-13 | 578364 | Sus | Y | Animal¦Other¦ConductorOverhead¦Normal
19-0100372 | Equipment Failure/Involved | Overhead | Transformer | Failed/Faulted | 2019 | Tier 2 - Elevated | Transformer only | 9 | 17 | 2019-09-17 | 588654 | Sus | Y | EquipmentFailureInvolved¦Overhead¦Transformer¦FailedFaulted
19-0106726 | Unknown Cause | Patrol - not conducted |  |  | 2019 | Tier 3 - Extreme | Distribution Circuit | 10 | 2 | 2019-10-02 | 638553 | Sus | Y | UnknownCause¦Patrolnotconducted¦¦
19-0108259 | Animal | Squirrel | Fuse | Normal | 2019 | Tier 2 - Elevated | Distribution Circuit | 10 | 7 | 2019-10-07 | 645983 | Sus | Y | Animal¦Squirrel¦Fuse¦Normal
19-0114913 | Wildfire Mitigation | Public Safety Power Shut-off | Conductor, Overhead | Normal | 2019 | Tier 2 - Elevated | Distribution Circuit | 10 | 23 | 2019-10-23 | 677925 | Sus | Y | WildfireMitigation¦PublicSafetyPowerShutoff¦ConductorOverhead¦Normal
19-0124471 | Unknown Cause | Patrol - found nothing |  |  | 2019 | Tier 3 - Extreme | Distribution Circuit | 11 | 13 | 2019-11-13 | 706296 | Sus | Y | UnknownCause¦Patrolfoundnothing¦¦
19-0126275 | Equipment Failure/Involved | Overhead | Transformer | Deteriorated | 2019 | Tier 2 - Elevated | Transformer only | 11 | 19 | 2019-11-19 | 709936 | Sus | Y | EquipmentFailureInvolved¦Overhead¦Transformer¦Deteriorated
19-0129924 | Vegetation | Tree - fell into line | Conductor, Overhead | Normal | 2019 | Tier 3 - Extreme | Distribution Circuit | 11 | 27 | 2019-11-27 | 720179 | Sus | Y | Vegetation¦Treefellintoline¦ConductorOverhead¦Normal
19-0130397 | Vegetation | Tree - fell into line | Conductor, Overhead | Broken, wire on ground | 2019 | Tier 2 - Elevated | Distribution Circuit | 11 | 26 | 2019-11-26 | 721718 | Sus | Y | Vegetation¦Treefellintoline¦ConductorOverhead¦Brokenwireonground
19-0130597 | Vegetation | Tree - branch fell on line | Conductor, Overhead | Normal | 2019 | Tier 3 - Extreme | Distribution Circuit | 11 | 27 | 2019-11-27 | 722013 | Sus | Y | Vegetation¦Treebranchfellonline¦ConductorOverhead¦Normal
19-0134763 | Equipment Failure/Involved | Overhead |  | Failed/Faulted | 2019 | Tier 3 - Extreme | Transformer only | 12 | 7 | 2019-12-07 | 732440 | Sus | N | EquipmentFailureInvolved¦Overhead¦¦FailedFaulted
19-0135989 | Animal | Bird found | Conductor, Overhead | Normal | 2019 | Tier 2 - Elevated | Distribution Circuit | 12 | 11 | 2019-12-11 | 736335 | Sus | N | Animal¦Birdfound¦ConductorOverhead¦Normal
19-0137476 | Unknown Cause | Patrol - found nothing |  |  | 2019 | Tier 2 - Elevated | Transformer only | 12 | 21 | 2019-12-21 | 747973 | Sus | N | UnknownCause¦Patrolfoundnothing¦¦
19-0137990 | Unknown Cause | Patrol - found nothing |  |  | 2019 | Tier 2 - Elevated | Distribution Circuit | 12 | 26 | 2019-12-26 | 750396 | Sus | N | UnknownCause¦Patrolfoundnothing¦¦
20-0011204 | Unknown Cause | Patrol - found nothing |  |  | 2020 | Tier 2 - Elevated | Distribution Circuit | 1 | 19 | 2020-01-19 | 766228 | Sus | N | UnknownCause¦Patrolfoundnothing¦¦
20-0016192 | 3rd Party | Vehicle | Pole-Wood | Broken, wire on ground | 2020 | Tier 2 - Elevated | Distribution Circuit | 2 | 1 | 2020-02-01 | 774884 | Sus | N | 3rdParty¦Vehicle¦PoleWood¦Brokenwireonground
20-0016237 | Equipment Failure/Involved | Overhead | Transformer | Failed/Faulted | 2020 | Tier 2 - Elevated | Transformer only | 2 | 1 | 2020-02-01 | 775168 | Sus | N | EquipmentFailureInvolved¦Overhead¦Transformer¦FailedFaulted
20-0017350 | Equipment Failure/Involved | Overhead | Jumper | Broken | 2020 | Tier 3 - Extreme | Transmission line | 2 | 4 | 2020-02-04 | 778038 | Sus | N | EquipmentFailureInvolved¦Overhead¦Jumper¦Broken
20-0020191 | Vegetation | Tree - branch fell on line | Conductor, Overhead | Broken, wire on ground | 2020 | Tier 3 - Extreme | Distribution Circuit | 2 | 9 | 2020-02-09 | 786318 | Sus | N | Vegetation¦Treebranchfellonline¦ConductorOverhead¦Brokenwireonground
20-0020413 | Vegetation | Tree - fell into line | Conductor, Overhead | Broken, wire on ground | 2020 | Tier 2 - Elevated | Distribution Circuit | 2 | 9 | 2020-02-09 | 785541 | Sus | N | Vegetation¦Treefellintoline¦ConductorOverhead¦Brokenwireonground
20-0027733 | Equipment Failure/Involved | Overhead | Transformer | Failed/Faulted | 2020 | Tier 2 - Elevated | Transformer only | 3 | 2 | 2020-03-02 | 822193 | Sus | N | EquipmentFailureInvolved¦Overhead¦Transformer¦FailedFaulted
20-0029985 | Equipment Failure/Involved | Overhead | Pole-Wood | Broken | 2020 | Tier 3 - Extreme | Distribution Circuit | 3 | 9 | 2020-03-09 | 839213 | Sus | N | EquipmentFailureInvolved¦Overhead¦PoleWood¦Broken
20-0031207 | Equipment Failure/Involved | Overhead | Transformer | Failed/Faulted | 2020 | Tier 2 - Elevated | Transformer only | 3 | 11 | 2020-03-11 | 844966 | Sus | N | EquipmentFailureInvolved¦Overhead¦Transformer¦FailedFaulted
20-0033066 | Vegetation | Tree - branch fell on line | Conductor, Overhead | Normal | 2020 | Tier 3 - Extreme | Distribution Circuit | 3 | 16 | 2020-03-16 | 855962 | Sus | N | Vegetation¦Treebranchfellonline¦ConductorOverhead¦Normal
20-0033080 | Vegetation | Tree - fell into line | Pole-Wood | Broken, wire on ground | 2020 | Tier 2 - Elevated | Distribution Circuit | 3 | 16 | 2020-03-16 | 855866 | Sus | N | Vegetation¦Treefellintoline¦PoleWood¦Brokenwireonground
20-0038064 | 3rd Party | Tree - cutting, 3rd party | Conductor, Overhead | Broken, wire on ground | 2020 | Tier 2 - Elevated | Transmission line | 4 | 2 | 2020-04-02 | 879394 | Sus | N | 3rdParty¦Treecutting3rdparty¦ConductorOverhead¦Brokenwireonground
20-0038435 | Equipment Failure/Involved | Overhead | Insulator | Broken, wire on object | 2020 | Tier 2 - Elevated | Distribution Circuit | 4 | 4 | 2020-04-04 | 882482 | Sus | N | EquipmentFailureInvolved¦Overhead¦Insulator¦Brokenwireonobject
20-0046925 | 3rd Party | Other | Conductor, Overhead | Together | 2020 | Tier 2 - Elevated | Distribution Circuit | 5 | 4 | 2020-05-04 | 906759 | Sus | Y | 3rdParty¦Other¦ConductorOverhead¦Together
20-0046925 | 3rd Party | Other | Conductor, Overhead | Together | 2020 | Tier 2 - Elevated | Distribution Circuit | 5 | 4 | 2020-05-04 | 906759 | Sus | Y | 3rdParty¦Other¦ConductorOverhead¦Together
20-0048804 | Equipment Failure/Involved | Overhead | Cutout, fuse holder | Broken | 2020 | Tier 2 - Elevated | Transformer only | 5 | 9 | 2020-05-09 | 910147 | Sus | Y | EquipmentFailureInvolved¦Overhead¦Cutoutfuseholder¦Broken
20-0049233 | Vegetation | Tree - branch fell on line | Conductor, Overhead | Normal | 2020 | Tier 3 - Extreme | Distribution Circuit | 5 | 11 | 2020-05-11 | 911551 | Sus | Y | Vegetation¦Treebranchfellonline¦ConductorOverhead¦Normal
20-0051700 | Environmental/External | Lightning | Transformer (OH) | Failed/Faulted | 2020 | Tier 2 - Elevated | Distribution Circuit | 5 | 18 | 2020-05-18 | 917204 | Sus | Y | EnvironmentalExternal¦Lightning¦Transformer(OH)¦FailedFaulted
20-0051972 | Environmental/External | Lightning | Transformer | Failed/Faulted | 2020 | Tier 2 - Elevated | Transformer only | 5 | 19 | 2020-05-19 | 917682 | Sus | Y | EnvironmentalExternal¦Lightning¦Transformer¦FailedFaulted
20-0061558 | Equipment Failure/Involved | Overhead | Pole-Wood | Broken | 2020 | Tier 2 - Elevated | Distribution Circuit | 6 | 15 | 2020-06-15 | 939729 | Sus | Y | EquipmentFailureInvolved¦Overhead¦PoleWood¦Broken
20-0064158 | Unknown Cause | Patrol - found nothing |  |  | 2020 | Tier 3 - Extreme | Distribution Circuit | 6 | 23 | 2020-06-23 | 945603 | Sus | Y | UnknownCause¦Patrolfoundnothing¦¦
20-0064358 | Vegetation | Tree - branch fell on line | Conductor, Overhead | Together | 2020 | Tier 2 - Elevated | Distribution Circuit | 6 | 24 | 2020-06-24 | 946179 | Sus | Y | Vegetation¦Treebranchfellonline¦ConductorOverhead¦Together
20-0065073 | Equipment Failure/Involved | Overhead | Transformer | Failed/Faulted | 2020 | Tier 2 - Elevated | Transformer only | 6 | 25 | 2020-06-25 | 947388 | Sus | Y | EquipmentFailureInvolved¦Overhead¦Transformer¦FailedFaulted
20-0068096 | Unknown Cause | Patrol - found nothing |  |  | 2020 | Tier 3 - Extreme | Distribution Circuit | 7 | 3 | 2020-07-03 | 957130 | Sus | Y | UnknownCause¦Patrolfoundnothing¦¦
20-0069025 | Vegetation | Tree - branch fell on line | Conductor, Overhead | Normal | 2020 | Tier 2 - Elevated | Distribution Circuit | 7 | 7 | 2020-07-07 | 959137 | Sus | Y | Vegetation¦Treebranchfellonline¦ConductorOverhead¦Normal
20-0070768 | Unknown Cause | Patrol - found nothing |  |  | 2020 | Tier 3 - Extreme | Distribution Circuit | 7 | 11 | 2020-07-11 | 962133 | Sus | Y | UnknownCause¦Patrolfoundnothing¦¦
20-0076484 | Equipment Failure/Involved | Overhead | Pole-Wood | Broken | 2020 | Tier 3 - Extreme | Transformer only | 7 | 27 | 2020-07-27 | 973103 | Sus | Y | EquipmentFailureInvolved¦Overhead¦PoleWood¦Broken
20-0078379 | Equipment Failure/Involved | Overhead | Transformer (OH) | Failed/Faulted | 2020 | Tier 2 - Elevated | Distribution Circuit | 7 | 31 | 2020-07-31 | 976064 | Sus | Y | EquipmentFailureInvolved¦Overhead¦Transformer(OH)¦FailedFaulted
20-0086198 | Equipment Failure/Involved | Overhead | Transformer | Failed/Faulted | 2020 | Tier 2 - Elevated | Transformer only | 8 | 17 | 2020-08-17 | 1016605 | Sus | Y | EquipmentFailureInvolved¦Overhead¦Transformer¦FailedFaulted
20-0091460 | Environmental/External | Fire, Forest/Grass | Conductor, Overhead | Normal | 2020 | Tier 3 - Extreme | Distribution Circuit | 8 | 19 | 2020-08-19 | 1041137 | Sus | Y | EnvironmentalExternal¦FireForestGrass¦ConductorOverhead¦Normal
20-0093905 | Equipment Failure/Involved | Underground | Transformer (UG) | Failed/Faulted | 2020 | Tier 2 - Elevated | Transformer only | 9 | 6 | 2020-09-06 | 1056967 | Sus | Y | EquipmentFailureInvolved¦Underground¦Transformer(UG)¦FailedFaulted
20-0096961 | Environmental/External | Fire, Forest/Grass | Pole-Wood | Burned/flashed | 2020 | Tier 3 - Extreme | Distribution Circuit | 8 | 19 | 2020-08-19 | 1067315 | Sus | Y | EnvironmentalExternal¦FireForestGrass¦PoleWood¦Burnedflashed
20-0099215 | Unknown Cause | Patrol - found nothing |  |  | 2020 | Tier 3 - Extreme | Distribution Circuit | 9 | 19 | 2020-09-19 | 1082713 | Sus | Y | UnknownCause¦Patrolfoundnothing¦¦
20-0099381 | Environmental/External | Fire, Forest/Grass | Conductor, Overhead | Normal | 2020 | Tier 3 - Extreme | Distribution Circuit | 9 | 21 | 2020-09-21 | 1083478 | Sus | Y | EnvironmentalExternal¦FireForestGrass¦ConductorOverhead¦Normal
20-0101994 | Wildfire Mitigation | Public Safety Power Shut-off | Conductor, Overhead | Normal | 2020 | Tier 3 - Extreme | Distribution Circuit | 9 | 27 | 2020-09-27 | 1095655 | Sus | Y | WildfireMitigation¦PublicSafetyPowerShutoff¦ConductorOverhead¦Normal
20-0104863 | Vegetation | Tree - branch fell on line | Fuse | Failed/Faulted | 2020 | Tier 2 - Elevated | Distribution Circuit | 10 | 3 | 2020-10-03 | 1110469 | Sus | Y | Vegetation¦Treebranchfellonline¦Fuse¦FailedFaulted
20-0107370 | Unknown Cause | Patrol - found nothing |  |  | 2020 | Tier 2 - Elevated | Distribution Circuit | 10 | 11 | 2020-10-11 | 1115426 | Sus | Y | UnknownCause¦Patrolfoundnothing¦¦
20-0111179 | Unknown Cause | Patrol - found nothing |  |  | 2020 | Tier 2 - Elevated | Distribution Circuit | 10 | 21 | 2020-10-21 | 1122117 | Sus | Y | UnknownCause¦Patrolfoundnothing¦¦
20-0116326 | Unknown Cause | Patrol - found nothing |  |  | 2020 | Tier 2 - Elevated | Distribution Circuit | 11 | 3 | 2020-11-03 | 1134879 | Sus | Y | UnknownCause¦Patrolfoundnothing¦¦
20-0120799 | Equipment Failure/Involved | Overhead | Transformer (OH) | Failed/Faulted | 2020 | Tier 2 - Elevated | Transformer only | 11 | 13 | 2020-11-13 | 1144058 | Sus | Y | EquipmentFailureInvolved¦Overhead¦Transformer(OH)¦FailedFaulted
20-0122192 | Equipment Failure/Involved | Overhead | Lightning Arrestor | Broken | 2020 | Tier 2 - Elevated | Distribution Circuit | 11 | 17 | 2020-11-17 | 1148002 | Sus | Y | EquipmentFailureInvolved¦Overhead¦LightningArrestor¦Broken
20-0126109 | Unknown Cause | Patrol - found nothing |  |  | 2020 | Tier 2 - Elevated | Distribution Circuit | 11 | 30 | 2020-11-30 | 1156629 | Sus | Y | UnknownCause¦Patrolfoundnothing¦¦
20-0128360 | Vegetation | Tree - fell into line | Service conductor | Broken | 2020 | Tier 3 - Extreme | Distribution Circuit | 12 | 7 | 2020-12-07 | 1167266 | Sus | N | Vegetation¦Treefellintoline¦Serviceconductor¦Broken
20-0131337 | Vegetation | Tree - fell into line | Conductor, Overhead | Broken, wire on ground | 2020 | Tier 2 - Elevated | Distribution Circuit | 12 | 21 | 2020-12-21 | 1196176 | Sus | N | Vegetation¦Treefellintoline¦ConductorOverhead¦Brokenwireonground
20-0131628 | Vegetation | Tree - branch fell on line | Service conductor | Broken | 2020 | Tier 3 - Extreme | Transformer only | 12 | 23 | 2020-12-23 | 1197923 | Sus | N | Vegetation¦Treebranchfellonline¦Serviceconductor¦Broken
20-0131944 | Unknown Cause | Patrol - found nothing |  |  | 2020 | Tier 2 - Elevated | Transformer only | 12 | 27 | 2020-12-27 | 1199406 | Sus | N | UnknownCause¦Patrolfoundnothing¦¦
21-0010318 | Vegetation | Tree - branch fell on line | Conductor, Overhead | Normal | 2021 | Tier 3 - Extreme | Distribution Circuit | 1 | 19 | 2021-01-19 | 1215446 | Sus | N | Vegetation¦Treebranchfellonline¦ConductorOverhead¦Normal
21-0010832 | Vegetation | Tree - fell into line | Conductor, Overhead | Broken, wire on ground | 2021 | Tier 3 - Extreme | Distribution Circuit | 1 | 19 | 2021-01-19 | 1216978 | Sus | N | Vegetation¦Treefellintoline¦ConductorOverhead¦Brokenwireonground
21-0010903 | Unknown Cause | Patrol - found nothing |  |  | 2021 | Tier 2 - Elevated | Distribution Circuit | 1 | 19 | 2021-01-19 | 1216161 | Sus | N | UnknownCause¦Patrolfoundnothing¦¦
21-0011603 | Vegetation | Tree - fell into line | Pole-Wood | Broken | 2021 | Tier 3 - Extreme | Distribution Circuit | 1 | 19 | 2021-01-19 | 1218974 | Sus | N | Vegetation¦Treefellintoline¦PoleWood¦Broken
21-0012439 | Vegetation | Tree - branch fell on line | Conductor, Overhead | Broken, wire on ground | 2021 | Tier 3 - Extreme | Distribution Circuit | 1 | 19 | 2021-01-19 | 1220507 | Sus | N | Vegetation¦Treebranchfellonline¦ConductorOverhead¦Brokenwireonground
21-0013879 | Unknown Cause | Patrol - found nothing |  |  | 2021 | Tier 2 - Elevated | Distribution Circuit | 1 | 25 | 2021-01-25 | 1224058 | Sus | N | UnknownCause¦Patrolfoundnothing¦¦
21-0016623 | Equipment Failure/Involved | Overhead | Conductor, Overhead | Together | 2021 | Tier 2 - Elevated | Distribution Circuit | 1 | 27 | 2021-01-27 | 1236656 | Sus | N | EquipmentFailureInvolved¦Overhead¦ConductorOverhead¦Together
21-0018327 | Unknown Cause | Patrol - found nothing |  |  | 2021 | Tier 2 - Elevated | Distribution Circuit | 1 | 29 | 2021-01-29 | 1241580 | Sus | N | UnknownCause¦Patrolfoundnothing¦¦
21-0019274 | Vegetation | Tree - fell into line | Conductor, Overhead | Broken, wire on ground | 2021 | Tier 3 - Extreme | Distribution Circuit | 1 | 29 | 2021-01-29 | 1243107 | Sus | N | Vegetation¦Treefellintoline¦ConductorOverhead¦Brokenwireonground
21-0019885 | Vegetation | Tree - fell into line | Customer Equipment | Broken | 2021 | Tier 2 - Elevated | Distribution Circuit | 1 | 30 | 2021-01-30 | 1243519 | Sus | N | Vegetation¦Treefellintoline¦CustomerEquipment¦Broken
21-0020825 | Unknown Cause | Patrol - found nothing |  |  | 2021 | Tier 3 - Extreme | Distribution Circuit | 2 | 2 | 2021-02-02 | 1245829 | Sus | N | UnknownCause¦Patrolfoundnothing¦¦
21-0020865 | Vegetation | Tree - fell into line | Conductor, Overhead | Normal | 2021 | Tier 2 - Elevated | Distribution Circuit | 2 | 2 | 2021-02-02 | 1245967 | Sus | N | Vegetation¦Treefellintoline¦ConductorOverhead¦Normal
21-0022703 | Equipment Failure/Involved | Overhead | Transformer (OH) | Failed/Faulted | 2021 | Tier 2 - Elevated | Transformer only | 2 | 6 | 2021-02-06 | 1249651 | Sus | N | EquipmentFailureInvolved¦Overhead¦Transformer(OH)¦FailedFaulted
21-0031893 | Unknown Cause | Patrol - found nothing |  |  | 2021 | Tier 2 - Elevated | Distribution Circuit | 3 | 3 | 2021-03-03 | 1266657 | Sus | N | UnknownCause¦Patrolfoundnothing¦¦
21-0033596 | Unknown Cause | Patrol - found nothing |  |  | 2021 | Tier 2 - Elevated | Distribution Circuit | 3 | 8 | 2021-03-08 | 1274449 | Sus | N | UnknownCause¦Patrolfoundnothing¦¦
21-0059545 | Unknown Cause | Patrol - found nothing |  |  | 2021 | Tier 2 - Elevated | Distribution Circuit | 5 | 10 | 2021-05-10 | 1345461 | Sus | Y | UnknownCause¦Patrolfoundnothing¦¦
21-0064837 | 3rd Party | Vehicle | Pole-Wood | Broken | 2021 | Tier 2 - Elevated | Distribution Circuit | 5 | 23 | 2021-05-23 | 1356709 | Sus | Y | 3rdParty¦Vehicle¦PoleWood¦Broken
21-0067789 | Unknown Cause | Patrol - found nothing |  |  | 2021 | Tier 3 - Extreme | Distribution Circuit | 5 | 30 | 2021-05-30 | 1361525 | Sus | Y | UnknownCause¦Patrolfoundnothing¦¦
21-0070366 | Vegetation | Tree - branch fell on line | Conductor, Overhead | Normal | 2021 | Tier 2 - Elevated | Distribution Circuit | 6 | 4 | 2021-06-04 | 1366098 | Sus | Y | Vegetation¦Treebranchfellonline¦ConductorOverhead¦Normal
21-0070495 | Equipment Failure/Involved | Overhead | Crossarm, Wood | Broken | 2021 | Tier 2 - Elevated | Distribution Circuit | 6 | 5 | 2021-06-05 | 1366647 | Sus | Y | EquipmentFailureInvolved¦Overhead¦CrossarmWood¦Broken
21-0094900 | Vegetation | Tree - fell into line | Conductor, Overhead | Normal | 2021 | Tier 2 - Elevated | Distribution Circuit | 7 | 26 | 2021-07-26 | 1414813 | Sus | Y | Vegetation¦Treefellintoline¦ConductorOverhead¦Normal
21-0106577 | Animal | Other | Fuse | Normal | 2021 | Tier 2 - Elevated | Distribution Circuit | 8 | 18 | 2021-08-18 | 1446946 | Sus | Y | Animal¦Other¦Fuse¦Normal
21-0113237 | Equipment Failure/Involved | Electrical Overload | Pole-Wood | Deteriorated | 2021 | Tier 2 - Elevated | Distribution Circuit | 9 | 3 | 2021-09-03 | 1461514 | Sus | Y | EquipmentFailureInvolved¦ElectricalOverload¦PoleWood¦Deteriorated
21-0121810 | Vegetation | Tree - fell into line | Conductor, Overhead | Broken, wire on ground | 2021 | Tier 2 - Elevated | Distribution Circuit | 9 | 23 | 2021-09-23 | 1479167 | Sus | Y | Vegetation¦Treefellintoline¦ConductorOverhead¦Brokenwireonground
21-0125068 | Vegetation | Tree - branch fell on line | Conductor, Overhead | Normal | 2021 | Tier 2 - Elevated | Distribution Circuit | 10 | 1 | 2021-10-01 | 1485102 | Sus | Y | Vegetation¦Treebranchfellonline¦ConductorOverhead¦Normal
21-0126564 | Equipment Failure/Involved | Overhead | Transformer (OH) | Failed/Faulted | 2021 | Tier 3 - Extreme | Distribution Circuit | 10 | 6 | 2021-10-06 | 1488654 | Sus | Y | EquipmentFailureInvolved¦Overhead¦Transformer(OH)¦FailedFaulted
21-0131626 | Animal | Squirrel | Transformer (OH) | Normal | 2021 | Tier 2 - Elevated | Distribution Circuit | 10 | 15 | 2021-10-15 | 1498332 | Sus | Y | Animal¦Squirrel¦Transformer(OH)¦Normal
21-0132406 | 3rd Party | Vehicle | Pole-Wood | Broken | 2021 | Tier 2 - Elevated | Distribution Circuit | 10 | 18 | 2021-10-18 | 1500894 | Sus | Y | 3rdParty¦Vehicle¦PoleWood¦Broken
21-0132406 | 3rd Party | Vehicle | Pole-Wood | Broken | 2021 | Tier 2 - Elevated | Distribution Circuit | 10 | 18 | 2021-10-18 | 1500894 | Sus | Y | 3rdParty¦Vehicle¦PoleWood¦Broken
21-0133684 | 3rd Party | Gun Shot | Conductor, Overhead | Broken | 2021 | Tier 2 - Elevated | Distribution Circuit | 10 | 20 | 2021-10-20 | 1503072 | Sus | Y | 3rdParty¦GunShot¦ConductorOverhead¦Broken
21-0134469 | Vegetation | Tree - branch fell on line | Conductor, Overhead | Broken, wire on ground | 2021 | Tier 2 - Elevated | Distribution Circuit | 10 | 21 | 2021-10-21 | 1504444 | Sus | Y | Vegetation¦Treebranchfellonline¦ConductorOverhead¦Brokenwireonground
21-0136228 | Vegetation | Tree - fell into line | Service conductor | Broken, wire on ground | 2021 | Tier 2 - Elevated | Distribution Circuit | 10 | 24 | 2021-10-24 | 1512171 | Sus | Y | Vegetation¦Treefellintoline¦Serviceconductor¦Brokenwireonground
21-0137329 | Vegetation | Tree - fell into line | Conductor, Overhead | Broken, wire on ground | 2021 | Tier 3 - Extreme | Distribution Circuit | 10 | 24 | 2021-10-24 | 1514207 | Sus | Y | Vegetation¦Treefellintoline¦ConductorOverhead¦Brokenwireonground
21-0137610 | Equipment Failure/Involved | Overhead | Fuse | Broken | 2021 | Tier 3 - Extreme | Transformer only | 10 | 25 | 2021-10-25 | 1519427 | Sus | Y | EquipmentFailureInvolved¦Overhead¦Fuse¦Broken
21-0144703 | Equipment Failure/Involved | Overhead | Crossarm, Wood | Broken | 2021 | Tier 3 - Extreme | Transformer only | 11 | 11 | 2021-11-11 | 1540362 | Sus | Y | EquipmentFailureInvolved¦Overhead¦CrossarmWood¦Broken
21-0144814 | Unknown Cause | Patrol - found nothing |  |  | 2021 | Tier 3 - Extreme | Distribution Circuit | 11 | 11 | 2021-11-11 | 1540607 | Sus | Y | UnknownCause¦Patrolfoundnothing¦¦
21-0147060 | Equipment Failure/Involved | Underground | Transformer (UG) | Arcing | 2021 | Tier 2 - Elevated | Distribution Circuit | 11 | 17 | 2021-11-17 | 1547983 | Sus | Y | EquipmentFailureInvolved¦Underground¦Transformer(UG)¦Arcing
21-0157724 | Vegetation | Tree - fell into line | Conductor, Overhead | Broken, wire on ground | 2021 | Tier 2 - Elevated | Distribution Circuit | 12 | 14 | 2021-12-14 | 1569214 | Sus | N | Vegetation¦Treefellintoline¦ConductorOverhead¦Brokenwireonground
21-0157848 | Vegetation | Other ground vegetation | Transformer | Broken, wire on ground | 2021 | Tier 3 - Extreme | Transformer only | 12 | 14 | 2021-12-14 | 1569777 | Sus | N | Vegetation¦Othergroundvegetation¦Transformer¦Brokenwireonground
21-0157901 | Vegetation | Tree - fell into line | Conductor, Overhead | Broken, wire on ground | 2021 | Tier 2 - Elevated | Distribution Circuit | 12 | 14 | 2021-12-14 | 1569610 | Sus | N | Vegetation¦Treefellintoline¦ConductorOverhead¦Brokenwireonground
21-0158440 | Vegetation | Tree - branch fell on line | Conductor, Overhead | Broken, wire on ground | 2021 | Tier 2 - Elevated | Distribution Circuit | 12 | 15 | 2021-12-15 | 1572477 | Sus | N | Vegetation¦Treebranchfellonline¦ConductorOverhead¦Brokenwireonground
21-0160098 | Equipment Failure/Involved | Overhead | Conductor, Overhead | Broken, wire on ground | 2021 | Tier 3 - Extreme | Distribution Circuit | 12 | 22 | 2021-12-22 | 1578986 | Sus | N | EquipmentFailureInvolved¦Overhead¦ConductorOverhead¦Brokenwireonground
21-0161338 | Unknown Cause | Patrol - found nothing |  |  | 2021 | Tier 2 - Elevated | Distribution Circuit | 12 | 27 | 2021-12-27 | 1585461 | Sus | N | UnknownCause¦Patrolfoundnothing¦¦
21-0161629 | Vegetation | Tree - branch fell on line | Conductor, Overhead | Normal | 2021 | Tier 2 - Elevated | Distribution Circuit | 12 | 26 | 2021-12-26 | 1588802 | Sus | N | Vegetation¦Treebranchfellonline¦ConductorOverhead¦Normal
21-0161712 | Vegetation | Tree - grew into line | Conductor, Overhead | Normal | 2021 | Tier 3 - Extreme | Distribution Circuit | 12 | 30 | 2021-12-30 | 1589223 | Sus | N | Vegetation¦Treegrewintoline¦ConductorOverhead¦Normal
21-0161865 | Environmental/External | Ice or snow | Conductor, Overhead | Broken, wire on ground | 2021 | Tier 3 - Extreme | Distribution Circuit | 12 | 27 | 2021-12-27 | 1589995 | Sus | N | EnvironmentalExternal¦Iceorsnow¦ConductorOverhead¦Brokenwireonground
22-0005384 | Vegetation | Tree - fell into line | Conductor, Overhead | Normal | 2021 | Tier 2 - Elevated | Distribution Circuit | 12 | 26 | 2021-12-26 | 1593362 | Sus | N | Vegetation¦Treefellintoline¦ConductorOverhead¦Normal
22-0005439 | Vegetation | Tree - fell into line | Conductor, Overhead | Broken, wire on ground | 2021 | Tier 2 - Elevated | Distribution Circuit | 12 | 27 | 2021-12-27 | 1593502 | Sus | N | Vegetation¦Treefellintoline¦ConductorOverhead¦Brokenwireonground
22-0005750 | Environmental/External | Ice or snow | Conductor, Overhead | Broken, wire on ground | 2021 | Tier 3 - Extreme | Distribution Circuit | 12 | 27 | 2021-12-27 | 1594277 | Sus | N | EnvironmentalExternal¦Iceorsnow¦ConductorOverhead¦Brokenwireonground
22-0012847 | Vegetation | Tree - fell into line | Conductor, Overhead | Broken, wire on ground | 2022 | Tier 2 - Elevated | Distribution Circuit | 1 | 21 | 2022-01-21 | 1607960 | Sus | N | Vegetation¦Treefellintoline¦ConductorOverhead¦Brokenwireonground
22-0017933 | Equipment Failure/Involved | Overhead | Pole-Wood | Broken | 2022 | Tier 2 - Elevated | Transformer only | 2 | 2 | 2022-02-02 | 1619735 | Sus | N | EquipmentFailureInvolved¦Overhead¦PoleWood¦Broken
22-0027111 | Unknown Cause | Patrol - found nothing |  |  | 2022 | Tier 2 - Elevated | Distribution Circuit | 2 | 26 | 2022-02-26 | 1638300 | Sus | N | UnknownCause¦Patrolfoundnothing¦¦
22-0039753 | Unknown Cause | Patrol - found nothing |  |  | 2022 | Tier 3 - Extreme | Distribution Circuit | 3 | 28 | 2022-03-28 | 1658320 | Sus | N | UnknownCause¦Patrolfoundnothing¦¦
22-0039849 | Unknown Cause | Patrol - found nothing |  |  | 2022 | Tier 3 - Extreme | Distribution Circuit | 3 | 29 | 2022-03-29 | 1658506 | Sus | N | UnknownCause¦Patrolfoundnothing¦¦
22-0041417 | Equipment Failure/Involved | Overhead | Connector or Splice (OH) | Broken, wire on ground | 2022 | Tier 2 - Elevated | Distribution Circuit | 3 | 31 | 2022-03-31 | 1660662 | Sus | N | EquipmentFailureInvolved¦Overhead¦ConnectororSplice(OH)¦Brokenwireonground
22-0044422 | Animal | Squirrel | Fuse | Failed/Faulted | 2022 | Tier 2 - Elevated | Distribution Circuit | 4 | 8 | 2022-04-08 | 1665872 | Sus | N | Animal¦Squirrel¦Fuse¦FailedFaulted
22-0051579 | Vegetation | Tree - fell into line | Conductor, Overhead | Normal | 2022 | Tier 2 - Elevated | Distribution Circuit | 4 | 19 | 2022-04-19 | 1676665 | Sus | N | Vegetation¦Treefellintoline¦ConductorOverhead¦Normal
22-0052337 | Unknown Cause | Patrol - not conducted |  |  | 2022 | Tier 2 - Elevated | Distribution Circuit | 4 | 21 | 2022-04-21 | 1678016 | Sus | N | UnknownCause¦Patrolnotconducted¦¦
22-0058586 | Equipment Failure/Involved | Underground | Transformer (UG) | Failed/Faulted | 2022 | Tier 2 - Elevated | Distribution Circuit | 5 | 5 | 2022-05-05 | 1689210 | Sus | Y | EquipmentFailureInvolved¦Underground¦Transformer(UG)¦FailedFaulted
22-0059337 | Animal | Squirrel | Pothead(Riser Termination) | Normal | 2022 | Tier 2 - Elevated | Distribution Circuit | 5 | 7 | 2022-05-07 | 1690776 | Sus | Y | Animal¦Squirrel¦Pothead(RiserTermination)¦Normal
22-0072328 | Unknown Cause | Patrol - found nothing |  |  | 2022 | Tier 2 - Elevated | Distribution Circuit | 6 | 9 | 2022-06-09 | 1726574 | Sus | Y | UnknownCause¦Patrolfoundnothing¦¦
22-0072628 | Unknown Cause | Patrol - found nothing |  |  | 2022 | Tier 3 - Extreme | Distribution Circuit | 6 | 10 | 2022-06-10 | 1727079 | Sus | Y | UnknownCause¦Patrolfoundnothing¦¦
22-0077688 | Equipment Failure/Involved | Overhead | Cutout, fuse holder | Burned/flashed | 2022 | Tier 2 - Elevated | Transformer only | 6 | 23 | 2022-06-23 | 1739826 | Sus | Y | EquipmentFailureInvolved¦Overhead¦Cutoutfuseholder¦Burnedflashed
22-0080054 | Unknown Cause | Patrol - found nothing |  |  | 2022 | Tier 2 - Elevated | Distribution Circuit | 6 | 29 | 2022-06-29 | 1745547 | Sus | Y | UnknownCause¦Patrolfoundnothing¦¦
22-0080604 | Equipment Failure/Involved | Overhead | Fuse | Burned Open | 2022 | Tier 3 - Extreme | Transformer only | 6 | 30 | 2022-06-30 | 1746418 | Sus | Y | EquipmentFailureInvolved¦Overhead¦Fuse¦BurnedOpen
22-0086062 | Equipment Failure/Involved | Overhead | Transformer (OH) | Broken | 2022 | Tier 2 - Elevated | Transformer only | 7 | 15 | 2022-07-15 | 1757512 | Sus | Y | EquipmentFailureInvolved¦Overhead¦Transformer(OH)¦Broken
22-0086273 | Vegetation | Tree - branch fell on line | Crossarm, Wood | Broken | 2022 | Tier 3 - Extreme | Distribution Circuit | 7 | 17 | 2022-07-17 | 1758441 | Sus | Y | Vegetation¦Treebranchfellonline¦CrossarmWood¦Broken
22-0088246 | Unknown Cause | Patrol - found nothing |  |  | 2022 | Tier 2 - Elevated | Distribution Circuit | 7 | 21 | 2022-07-21 | 1762485 | Sus | Y | UnknownCause¦Patrolfoundnothing¦¦
22-0090714 | Vegetation | Tree - cutting, PG&E contractor | Conductor, Overhead | Normal | 2022 | Tier 3 - Extreme | Distribution Circuit | 7 | 28 | 2022-07-28 | 1767185 | Sus | Y | Vegetation¦TreecuttingPG&Econtractor¦ConductorOverhead¦Normal
22-0102642 | Unknown Cause | Patrol - found nothing |  |  | 2022 | Tier 2 - Elevated | Distribution Circuit | 8 | 27 | 2022-08-27 | 1792858 | Sus | Y | UnknownCause¦Patrolfoundnothing¦¦
22-0105519 | Equipment Failure/Involved | Overhead | Transformer (OH) | Failed/Faulted | 2022 | Tier 2 - Elevated | Distribution Circuit | 9 | 3 | 2022-09-03 | 1798408 | Sus | Y | EquipmentFailureInvolved¦Overhead¦Transformer(OH)¦FailedFaulted
22-0115560 | Unknown Cause | Patrol - found nothing |  |  | 2022 | Tier 3 - Extreme | Distribution Circuit | 9 | 28 | 2022-09-28 | 1823035 | Sus | Y | UnknownCause¦Patrolfoundnothing¦¦
22-0115833 | Company Initiated | Personnel, company | Recloser | Normal | 2022 | Tier 2 - Elevated | Distribution Circuit | 9 | 28 | 2022-09-28 | 1823576 | Sus | Y | CompanyInitiated¦Personnelcompany¦Recloser¦Normal
22-0117447 | 3rd Party | Fire, house or bldg. | Transformer (OH) | Burned/flashed | 2022 | Tier 2 - Elevated | Distribution Circuit | 10 | 4 | 2022-10-04 | 1827304 | Sus | Y | 3rdParty¦Firehouseorbldg¦Transformer(OH)¦Burnedflashed
22-0119348 | Unknown Cause | Patrol - found nothing |  |  | 2022 | Tier 2 - Elevated | Distribution Circuit | 10 | 8 | 2022-10-08 | 1831744 | Sus | Y | UnknownCause¦Patrolfoundnothing¦¦
22-0119446 | Equipment Failure/Involved | Overhead | Transformer (OH) | Broken | 2022 | Tier 2 - Elevated | Distribution Circuit | 10 | 8 | 2022-10-08 | 1832099 | Sus | Y | EquipmentFailureInvolved¦Overhead¦Transformer(OH)¦Broken
22-0121501 | Unknown Cause | Patrol - found nothing |  |  | 2022 | Tier 2 - Elevated | Distribution Circuit | 10 | 14 | 2022-10-14 | 1837189 | Sus | Y | UnknownCause¦Patrolfoundnothing¦¦
22-0121807 | Unknown Cause | Patrol - found nothing |  |  | 2022 | Tier 2 - Elevated | Distribution Circuit | 10 | 15 | 2022-10-15 | 1837994 | Sus | Y | UnknownCause¦Patrolfoundnothing¦¦
22-0122165 | Equipment Failure/Involved | Overhead | Cutout, fuse holder | Broken | 2022 | Tier 2 - Elevated | Distribution Circuit | 10 | 17 | 2022-10-17 | 1839090 | Sus | Y | EquipmentFailureInvolved¦Overhead¦Cutoutfuseholder¦Broken
22-0127818 | Unknown Cause | Patrol - found nothing |  |  | 2022 | Tier 2 - Elevated | Distribution Circuit | 11 | 4 | 2022-11-04 | 1853324 | Sus | Y | UnknownCause¦Patrolfoundnothing¦¦
22-0135874 | Vegetation | Tree - fell into line | Conductor, Overhead | Normal | 2022 | Tier 3 - Extreme | Distribution Circuit | 12 | 2 | 2022-12-02 | 1873917 | Sus | N | Vegetation¦Treefellintoline¦ConductorOverhead¦Normal
22-0137953 | 3rd Party | Vehicle | Transformer (OH) | Normal | 2022 | Tier 2 - Elevated | Transformer only | 12 | 9 | 2022-12-09 | 1879788 | Sus | N | 3rdParty¦Vehicle¦Transformer(OH)¦Normal
22-0138621 | Vegetation | Tree - branch fell on line | Conductor, Overhead | Normal | 2022 | Tier 2 - Elevated | Distribution Circuit | 12 | 10 | 2022-12-10 | 1883443 | Sus | N | Vegetation¦Treebranchfellonline¦ConductorOverhead¦Normal
22-0140759 | Equipment Failure/Involved | Overhead | Transformer (OH) | Failed/Faulted | 2022 | Tier 2 - Elevated | Transformer only | 12 | 20 | 2022-12-20 | 1894185 | Sus | N | EquipmentFailureInvolved¦Overhead¦Transformer(OH)¦FailedFaulted
22-0141069 | Equipment Failure/Involved | Overhead | Transformer (OH) | Deteriorated | 2022 | Tier 2 - Elevated | Transformer only | 12 | 23 | 2022-12-23 | 1896232 | Sus | N | EquipmentFailureInvolved¦Overhead¦Transformer(OH)¦Deteriorated
22-0141709 | Unknown Cause | Patrol - found nothing |  |  | 2022 | Tier 3 - Extreme | Distribution Circuit | 12 | 27 | 2022-12-27 | 1899267 | Sus | N | UnknownCause¦Patrolfoundnothing¦¦
22-0141835 | Vegetation | Tree - fell into line | Conductor, Overhead | Normal | 2022 | Tier 2 - Elevated | Distribution Circuit | 12 | 27 | 2022-12-27 | 1899904 | Sus | N | Vegetation¦Treefellintoline¦ConductorOverhead¦Normal
22-0142518 | Vegetation | Tree - grew into line | Secondary | Broken | 2022 | Tier 3 - Extreme | Distribution Circuit | 12 | 31 | 2022-12-31 | 1903392 | Sus | N | Vegetation¦Treegrewintoline¦Secondary¦Broken
22-0142629 | Unknown Cause | Patrol - found nothing |  |  | 2022 | Tier 2 - Elevated | Distribution Circuit | 12 | 31 | 2022-12-31 | 1904624 | Sus | N | UnknownCause¦Patrolfoundnothing¦¦
22-0142879 | Vegetation | Tree - fell into line | Secondary | Broken, wire on object | 2022 | Tier 2 - Elevated | Distribution Circuit | 12 | 31 | 2022-12-31 | 1905518 | Sus | N | Vegetation¦Treefellintoline¦Secondary¦Brokenwireonobject
23-0004433 | Vegetation | Tree - branch fell on line | Pole-Wood | Broken, wire on ground | 2022 | Tier 3 - Extreme | Distribution Circuit | 12 | 31 | 2022-12-31 | 1907649 | Sus | N | Vegetation¦Treebranchfellonline¦PoleWood¦Brokenwireonground
15-0006164 | Equipment Failure/Involved | Other | Transformer | Malfunctioning | 2015 | Tier 2 - Elevated | Transformer only | 1 | 21 | 2015-01-21 | 1166999 | Sus | N | EquipmentFailureInvolved¦Other¦Transformer¦Malfunctioning
15-0007541 | Vegetation | Tree - fell into line | Conductor, Overhead | Normal | 2015 | Tier 3 - Extreme | Distribution Circuit | 1 | 27 | 2015-01-27 | 1169110 | Sus | N | Vegetation¦Treefellintoline¦ConductorOverhead¦Normal
15-0011611 | Vegetation | Tree - fell into line | Conductor, Overhead | Broken, wire on ground | 2015 | Tier 3 - Extreme | Distribution Circuit | 2 | 8 | 2015-02-08 | 1182959 | Sus | N | Vegetation¦Treefellintoline¦ConductorOverhead¦Brokenwireonground
15-0022632 | Equipment Failure/Involved | Other | Transformer | Deteriorated | 2015 | Tier 3 - Extreme | Transformer only | 3 | 27 | 2015-03-27 | 1208821 | Sus | N | EquipmentFailureInvolved¦Other¦Transformer¦Deteriorated
15-0029207 | Equipment Failure/Involved | Other | Transformer | Deteriorated | 2015 | Tier 3 - Extreme | Transformer only | 4 | 24 | 2015-04-24 | 1224105 | Sus | N | EquipmentFailureInvolved¦Other¦Transformer¦Deteriorated
15-0030738 | Vegetation | Tree - fell into line | Conductor, Overhead | Broken, wire on ground | 2015 | Tier 2 - Elevated | Distribution Circuit | 4 | 30 | 2015-04-30 | 1227308 | Sus | N | Vegetation¦Treefellintoline¦ConductorOverhead¦Brokenwireonground
15-0033500 | Animal | Squirrel | Fuse | Failed/Faulted | 2015 | Tier 3 - Extreme | Distribution Circuit | 5 | 12 | 2015-05-12 | 1233128 | Sus | Y | Animal¦Squirrel¦Fuse¦FailedFaulted
15-0035579 | Environmental/External | Lightning | Transformer (OH) | Failed/Faulted | 2015 | Tier 2 - Elevated | Transformer only | 5 | 20 | 2015-05-20 | 1237695 | Sus | Y | EnvironmentalExternal¦Lightning¦Transformer(OH)¦FailedFaulted
15-0036217 | Equipment Failure/Involved | Underground | Connector or Splice (UG) | Failed/Faulted | 2015 | Tier 2 - Elevated | Distribution Circuit | 5 | 24 | 2015-05-24 | 1238991 | Sus | Y | EquipmentFailureInvolved¦Underground¦ConnectororSplice(UG)¦FailedFaulted
15-0036241 | Unknown Cause | Patrol - found nothing |  |  | 2015 | Tier 2 - Elevated | Distribution Circuit | 5 | 24 | 2015-05-24 | 1239087 | Sus | Y | UnknownCause¦Patrolfoundnothing¦¦
15-0039982 | Environmental/External | Lightning | Transformer (OH) | Failed/Faulted | 2015 | Tier 2 - Elevated | Transformer only | 6 | 10 | 2015-06-10 | 1248217 | Sus | Y | EnvironmentalExternal¦Lightning¦Transformer(OH)¦FailedFaulted
15-0046660 | Equipment Failure/Involved | Overhead | Transformer | Failed/Faulted | 2015 | Tier 3 - Extreme | Transformer only | 7 | 9 | 2015-07-09 | 1265722 | Sus | Y | EquipmentFailureInvolved¦Overhead¦Transformer¦FailedFaulted
15-0047117 | Animal | Bird found | Conductor, Overhead | Normal | 2015 | Tier 2 - Elevated | Distribution Circuit | 7 | 13 | 2015-07-13 | 1267209 | Sus | Y | Animal¦Birdfound¦ConductorOverhead¦Normal
15-0049121 | Environmental/External | Lightning | Transformer | Failed/Faulted | 2015 | Tier 3 - Extreme | Transformer only | 7 | 19 | 2015-07-19 | 1272630 | Sus | Y | EnvironmentalExternal¦Lightning¦Transformer¦FailedFaulted
15-0049258 | Equipment Failure/Involved | Overhead | Transformer | Failed/Faulted | 2015 | Tier 2 - Elevated | Transformer only | 7 | 20 | 2015-07-20 | 1274063 | Sus | Y | EquipmentFailureInvolved¦Overhead¦Transformer¦FailedFaulted
15-0056186 | Equipment Failure/Involved | Overhead | Pole-Wood | Broken | 2015 | Tier 3 - Extreme | Distribution Circuit | 8 | 20 | 2015-08-20 | 1291697 | Sus | Y | EquipmentFailureInvolved¦Overhead¦PoleWood¦Broken
15-0058589 | Animal | Squirrel | Fuse | Failed/Faulted | 2015 | Tier 2 - Elevated | Distribution Circuit | 9 | 1 | 2015-09-01 | 1298237 | Sus | Y | Animal¦Squirrel¦Fuse¦FailedFaulted
15-0061064 | Environmental/External | Fire, Forest/Grass | Pole-Wood | Burned/flashed | 2015 | Tier 2 - Elevated | Distribution Circuit | 9 | 11 | 2015-09-11 | 1304896 | Sus | Y | EnvironmentalExternal¦FireForestGrass¦PoleWood¦Burnedflashed
15-0062739 | Environmental/External | Fire, Forest/Grass | Conductor, Overhead | Burned/flashed | 2015 | Tier 2 - Elevated | Distribution Circuit | 9 | 10 | 2015-09-10 | 1310206 | Sus | Y | EnvironmentalExternal¦FireForestGrass¦ConductorOverhead¦Burnedflashed
15-0062917 | Equipment Failure/Involved | Overhead | Jumper | Burned Open | 2015 | Tier 2 - Elevated | Distribution Circuit | 9 | 23 | 2015-09-23 | 1310844 | Sus | Y | EquipmentFailureInvolved¦Overhead¦Jumper¦BurnedOpen
15-0067232 | Equipment Failure/Involved | Overhead | Lightning Arrestor | Failed/Faulted | 2015 | Tier 2 - Elevated | Distribution Circuit | 10 | 1 | 2015-10-01 | 1314916 | Sus | Y | EquipmentFailureInvolved¦Overhead¦LightningArrestor¦FailedFaulted
15-0067409 | Equipment Failure/Involved | Overhead |  | Broken | 2015 | Tier 2 - Elevated | Transformer only | 10 | 2 | 2015-10-02 | 1315323 | Sus | Y | EquipmentFailureInvolved¦Overhead¦¦Broken
15-0075845 | Animal | Squirrel | Fuse | Failed/Faulted | 2015 | Tier 3 - Extreme | Distribution Circuit | 11 | 5 | 2015-11-05 | 1335991 | Sus | Y | Animal¦Squirrel¦Fuse¦FailedFaulted
15-0078308 | Unknown Cause | Patrol - found nothing |  |  | 2015 | Tier 3 - Extreme | Distribution Circuit | 11 | 16 | 2015-11-16 | 1342975 | Sus | Y | UnknownCause¦Patrolfoundnothing¦¦
15-0079969 | Environmental/External | Lightning | Transformer (OH) | Failed/Faulted | 2015 | Tier 3 - Extreme | Transformer only | 11 | 22 | 2015-11-22 | 1346822 | Sus | Y | EnvironmentalExternal¦Lightning¦Transformer(OH)¦FailedFaulted
15-0080573 | Unknown Cause | Patrol - found nothing |  |  | 2015 | Tier 2 - Elevated | Distribution Circuit | 11 | 24 | 2015-11-24 | 1347892 | Sus | Y | UnknownCause¦Patrolfoundnothing¦¦
15-0081251 | Animal | Squirrel | Cutout, fuse holder | Normal | 2015 | Tier 3 - Extreme | Distribution Circuit | 11 | 26 | 2015-11-26 | 1348974 | Sus | Y | Animal¦Squirrel¦Cutoutfuseholder¦Normal
15-0084221 | Vegetation | Tree - branch fell on line | Conductor, Overhead | Normal | 2015 | Tier 3 - Extreme | Distribution Circuit | 12 | 11 | 2015-12-11 | 1358436 | Sus | N | Vegetation¦Treebranchfellonline¦ConductorOverhead¦Normal
15-0084518 | Vegetation | Tree - fell into line | Conductor, Overhead | Broken, wire on ground | 2015 | Tier 2 - Elevated | Distribution Circuit | 12 | 13 | 2015-12-13 | 1360017 | Sus | N | Vegetation¦Treefellintoline¦ConductorOverhead¦Brokenwireonground
15-0084704 | Vegetation | Tree - fell into line | Conductor, Overhead | Broken, wire on ground | 2015 | Tier 3 - Extreme | Distribution Circuit | 12 | 13 | 2015-12-13 | 1361266 | Sus | N | Vegetation¦Treefellintoline¦ConductorOverhead¦Brokenwireonground
15-0084913 | Unknown Cause | Patrol - found nothing |  |  | 2015 | Tier 3 - Extreme | Distribution Circuit | 12 | 13 | 2015-12-13 | 1362018 | Sus | N | UnknownCause¦Patrolfoundnothing¦¦
15-0086934 | Equipment Failure/Involved | Overhead | Cutout, fuse holder | Broken | 2015 | Tier 2 - Elevated | Distribution Circuit | 12 | 23 | 2015-12-23 | 1370151 | Sus | N | EquipmentFailureInvolved¦Overhead¦Cutoutfuseholder¦Broken
15-0087408 | Equipment Failure/Involved | Overhead | Transformer | Failed/Faulted | 2015 | Tier 2 - Elevated | Distribution Circuit | 12 | 26 | 2015-12-26 | 1371937 | Sus | N | EquipmentFailureInvolved¦Overhead¦Transformer¦FailedFaulted
16-0002439 | Equipment Failure/Involved | Underground | Connector or Splice (UG) | Failed/Faulted | 2016 | Tier 2 - Elevated | Transformer only | 1 | 1 | 2016-01-01 | 1375589 | Sus | N | EquipmentFailureInvolved¦Underground¦ConnectororSplice(UG)¦FailedFaulted
16-0004811 | 3rd Party | Dig in, 3rd party | Other | Failed/Faulted | 2016 | Tier 3 - Extreme | Transformer only | 1 | 12 | 2016-01-12 | 1382195 | Sus | N | 3rdParty¦Digin3rdparty¦Other¦FailedFaulted
16-0005912 | Vegetation | Tree - branch fell on line | Conductor, Overhead | Together | 2016 | Tier 2 - Elevated | Distribution Circuit | 1 | 17 | 2016-01-17 | 1385542 | Sus | N | Vegetation¦Treebranchfellonline¦ConductorOverhead¦Together
16-0006627 | Vegetation | Tree - fell into line | Conductor, Overhead | Normal | 2016 | Tier 2 - Elevated | Distribution Circuit | 1 | 19 | 2016-01-19 | 1388116 | Sus | N | Vegetation¦Treefellintoline¦ConductorOverhead¦Normal
16-0007441 | Vegetation | Tree - bark fell into line | Conductor, Overhead | Normal | 2016 | Tier 2 - Elevated | Distribution Circuit | 1 | 22 | 2016-01-22 | 1389989 | Sus | N | Vegetation¦Treebarkfellintoline¦ConductorOverhead¦Normal
16-0009433 | Unknown Cause | Patrol - found nothing |  |  | 2016 | Tier 3 - Extreme | Distribution Circuit | 1 | 31 | 2016-01-31 | 1394930 | Sus | N | UnknownCause¦Patrolfoundnothing¦¦
16-0013129 | Vegetation | Tree - fell into line | Conductor, Overhead | Normal | 2016 | Tier 3 - Extreme | Distribution Circuit | 2 | 17 | 2016-02-17 | 1405119 | Sus | N | Vegetation¦Treefellintoline¦ConductorOverhead¦Normal
16-0013487 | Company Initiated | Coordination failure | Other | Malfunctioning | 2016 | Tier 2 - Elevated | Distribution Circuit | 2 | 17 | 2016-02-17 | 1407585 | Sus | N | CompanyInitiated¦Coordinationfailure¦Other¦Malfunctioning
16-0017476 | Equipment Failure/Involved | Overhead | Regulator | Burned/flashed | 2016 | Tier 3 - Extreme | Distribution Circuit | 3 | 5 | 2016-03-05 | 1416751 | Sus | N | EquipmentFailureInvolved¦Overhead¦Regulator¦Burnedflashed
16-0017901 | Unknown Cause | Patrol - found nothing |  |  | 2016 | Tier 2 - Elevated | Distribution Circuit | 3 | 5 | 2016-03-05 | 1419087 | Sus | N | UnknownCause¦Patrolfoundnothing¦¦
16-0020817 | Vegetation | Tree - fell into line | Conductor, Overhead | Broken, wire on ground | 2016 | Tier 3 - Extreme | Distribution Circuit | 3 | 12 | 2016-03-12 | 1429549 | Sus | N | Vegetation¦Treefellintoline¦ConductorOverhead¦Brokenwireonground
16-0021810 | Animal | Bird found | Conductor, Overhead | Broken, wire on ground | 2016 | Tier 2 - Elevated | Distribution Circuit | 3 | 16 | 2016-03-16 | 1432352 | Sus | N | Animal¦Birdfound¦ConductorOverhead¦Brokenwireonground
16-0024468 | Vegetation | Tree - branch fell on line | Conductor, Overhead | Normal | 2016 | Tier 2 - Elevated | Distribution Circuit | 3 | 28 | 2016-03-28 | 1439985 | Sus | N | Vegetation¦Treebranchfellonline¦ConductorOverhead¦Normal
16-0025782 | Unknown Cause | Patrol - found nothing |  |  | 2016 | Tier 2 - Elevated | Distribution Circuit | 4 | 3 | 2016-04-03 | 1443583 | Sus | N | UnknownCause¦Patrolfoundnothing¦¦
16-0026584 | Equipment Failure/Involved | Overhead | Transformer (OH) | Leaking | 2016 | Tier 2 - Elevated | Distribution Circuit | 4 | 6 | 2016-04-06 | 1445692 | Sus | N | EquipmentFailureInvolved¦Overhead¦Transformer(OH)¦Leaking
16-0028501 | Unknown Cause | Patrol - found nothing |  |  | 2016 | Tier 2 - Elevated | Distribution Circuit | 4 | 14 | 2016-04-14 | 1450450 | Sus | N | UnknownCause¦Patrolfoundnothing¦¦
16-0028952 | Equipment Failure/Involved | Overhead | Jumper | Broken | 2016 | Tier 2 - Elevated | Distribution Circuit | 4 | 15 | 2016-04-15 | 1451228 | Sus | N | EquipmentFailureInvolved¦Overhead¦Jumper¦Broken
16-0032097 | Unknown Cause | Patrol - found nothing |  |  | 2016 | Tier 2 - Elevated | Distribution Circuit | 4 | 27 | 2016-04-27 | 1460276 | Sus | N | UnknownCause¦Patrolfoundnothing¦¦
16-0033017 | Unknown Cause | Patrol - found nothing |  |  | 2016 | Tier 2 - Elevated | Distribution Circuit | 5 | 1 | 2016-05-01 | 1462557 | Sus | Y | UnknownCause¦Patrolfoundnothing¦¦
16-0038213 | Environmental/External | Lightning | Fuse | Failed/Faulted | 2016 | Tier 3 - Extreme | Distribution Circuit | 5 | 24 | 2016-05-24 | 1476113 | Sus | Y | EnvironmentalExternal¦Lightning¦Fuse¦FailedFaulted
16-0038864 | Unknown Cause | Patrol - found nothing |  |  | 2016 | Tier 2 - Elevated | Distribution Circuit | 5 | 26 | 2016-05-26 | 1477834 | Sus | Y | UnknownCause¦Patrolfoundnothing¦¦
16-0045807 | Animal | Squirrel | Fuse | Normal | 2016 | Tier 2 - Elevated | Distribution Circuit | 6 | 25 | 2016-06-25 | 1495929 | Sus | Y | Animal¦Squirrel¦Fuse¦Normal
16-0050617 | Equipment Failure/Involved | Overhead | Pole-Wood | Deteriorated | 2016 | Tier 3 - Extreme | Distribution Circuit | 7 | 19 | 2016-07-19 | 1512513 | Sus | Y | EquipmentFailureInvolved¦Overhead¦PoleWood¦Deteriorated
16-0069400 | Vegetation | Tree - branch fell on line | Conductor, Overhead | Normal | 2016 | Tier 3 - Extreme | Distribution Circuit | 10 | 3 | 2016-10-03 | 1552257 | Sus | Y | Vegetation¦Treebranchfellonline¦ConductorOverhead¦Normal
16-0069957 | Vegetation | Tree - branch fell on line | Conductor, Overhead | Normal | 2016 | Tier 2 - Elevated | Distribution Circuit | 10 | 5 | 2016-10-05 | 1553659 | Sus | Y | Vegetation¦Treebranchfellonline¦ConductorOverhead¦Normal
16-0075711 | Vegetation | Tree - branch fell on line | Conductor, Overhead | Normal | 2016 | Tier 2 - Elevated | Distribution Circuit | 10 | 26 | 2016-10-26 | 1570310 | Sus | Y | Vegetation¦Treebranchfellonline¦ConductorOverhead¦Normal
16-0082477 | Vegetation | Tree - fell into line | Conductor, Overhead | Normal | 2016 | Tier 3 - Extreme | Distribution Circuit | 11 | 27 | 2016-11-27 | 1589944 | Sus | Y | Vegetation¦Treefellintoline¦ConductorOverhead¦Normal
16-0082744 | Unknown Cause | Patrol - found nothing |  |  | 2016 | Tier 2 - Elevated | Distribution Circuit | 11 | 28 | 2016-11-28 | 1590705 | Sus | Y | UnknownCause¦Patrolfoundnothing¦¦
16-0084927 | Vegetation | Tree - fell into line | Conductor, Overhead | Together | 2016 | Tier 2 - Elevated | Distribution Circuit | 12 | 10 | 2016-12-10 | 1598443 | Sus | N | Vegetation¦Treefellintoline¦ConductorOverhead¦Together
16-0084993 | Unknown Cause | Patrol - found nothing |  |  | 2016 | Tier 2 - Elevated | Distribution Circuit | 12 | 10 | 2016-12-10 | 1598940 | Sus | N | UnknownCause¦Patrolfoundnothing¦¦
16-0085841 | Equipment Failure/Involved | Overhead | Transformer | Failed/Faulted | 2016 | Tier 3 - Extreme | Transformer only | 12 | 15 | 2016-12-15 | 1603510 | Sus | N | EquipmentFailureInvolved¦Overhead¦Transformer¦FailedFaulted
17-0004116 | Equipment Failure/Involved | Overhead | Conductor, Overhead | Broken, wire on ground | 2017 | Tier 3 - Extreme | Distribution Circuit | 1 | 5 | 2017-01-05 | 1619619 | Sus | N | EquipmentFailureInvolved¦Overhead¦ConductorOverhead¦Brokenwireonground
17-0005356 | Vegetation | Tree - fell into line | Conductor, Overhead | Broken, wire on ground | 2017 | Tier 3 - Extreme | Distribution Circuit | 1 | 8 | 2017-01-08 | 1625492 | Sus | N | Vegetation¦Treefellintoline¦ConductorOverhead¦Brokenwireonground
17-0005364 | Unknown Cause | Patrol - not conducted |  |  | 2017 | Tier 2 - Elevated | Distribution Circuit | 1 | 8 | 2017-01-08 | 1624992 | Sus | N | UnknownCause¦Patrolnotconducted¦¦
17-0005539 | Vegetation | Tree - fell into line | Conductor, Overhead | Normal | 2017 | Tier 3 - Extreme | Distribution Circuit | 1 | 8 | 2017-01-08 | 1626566 | Sus | N | Vegetation¦Treefellintoline¦ConductorOverhead¦Normal
17-0005601 | Vegetation | Tree - branch fell on line | Conductor, Overhead | Normal | 2017 | Tier 2 - Elevated | Distribution Circuit | 1 | 8 | 2017-01-08 | 1623620 | Sus | N | Vegetation¦Treebranchfellonline¦ConductorOverhead¦Normal
17-0005838 | Equipment Failure/Involved | Overhead | Crossarm, Wood | Broken | 2017 | Tier 2 - Elevated | Distribution Circuit | 1 | 9 | 2017-01-09 | 1629935 | Sus | N | EquipmentFailureInvolved¦Overhead¦CrossarmWood¦Broken
17-0006211 | Unknown Cause | Patrol - found nothing |  |  | 2017 | Tier 2 - Elevated | Distribution Circuit | 1 | 8 | 2017-01-08 | 1626005 | Sus | N | UnknownCause¦Patrolfoundnothing¦¦
17-0010339 | Vegetation | Tree - branch fell on line | Conductor, Overhead | Normal | 2017 | Tier 3 - Extreme | Distribution Circuit | 1 | 18 | 2017-01-18 | 1647376 | Sus | N | Vegetation¦Treebranchfellonline¦ConductorOverhead¦Normal
17-0010858 | Equipment Failure/Involved | Overhead | Transformer | Deteriorated | 2017 | Tier 3 - Extreme | Transformer only | 1 | 19 | 2017-01-19 | 1650362 | Sus | N | EquipmentFailureInvolved¦Overhead¦Transformer¦Deteriorated
17-0011146 | Unknown Cause | Patrol - found nothing |  |  | 2017 | Tier 2 - Elevated | Distribution Circuit | 1 | 20 | 2017-01-20 | 1652056 | Sus | N | UnknownCause¦Patrolfoundnothing¦¦
17-0013537 | Vegetation | Tree - fell into line | Conductor, Overhead | Broken, wire on ground | 2017 | Tier 3 - Extreme | Distribution Circuit | 1 | 22 | 2017-01-22 | 1662269 | Sus | N | Vegetation¦Treefellintoline¦ConductorOverhead¦Brokenwireonground
17-0013885 | Vegetation | Tree - fell into line | Conductor, Overhead | Normal | 2017 | Tier 3 - Extreme | Distribution Circuit | 1 | 23 | 2017-01-23 | 1662772 | Sus | N | Vegetation¦Treefellintoline¦ConductorOverhead¦Normal
17-0017661 | Equipment Failure/Involved | Overhead | Conductor, Overhead | Together | 2017 | Tier 2 - Elevated | Distribution Circuit | 2 | 6 | 2017-02-06 | 1675811 | Sus | N | EquipmentFailureInvolved¦Overhead¦ConductorOverhead¦Together
17-0018301 | Vegetation | Tree - fell into line | Transformer | Broken, wire on ground | 2017 | Tier 2 - Elevated | Transformer only | 2 | 7 | 2017-02-07 | 1678122 | Sus | N | Vegetation¦Treefellintoline¦Transformer¦Brokenwireonground
17-0018514 | Vegetation | Tree - fell into line | Conductor, Overhead | Broken, wire on ground | 2017 | Tier 2 - Elevated | Distribution Circuit | 2 | 7 | 2017-02-07 | 1678601 | Sus | N | Vegetation¦Treefellintoline¦ConductorOverhead¦Brokenwireonground
17-0018677 | Equipment Failure/Involved | Overhead | Conductor, Overhead | Broken, wire on ground | 2017 | Tier 3 - Extreme | Distribution Circuit | 2 | 7 | 2017-02-07 | 1680647 | Sus | N | EquipmentFailureInvolved¦Overhead¦ConductorOverhead¦Brokenwireonground
17-0018740 | Environmental/External | Flood/Erosion | Conductor, Overhead | Broken, wire on ground | 2017 | Tier 3 - Extreme | Distribution Circuit | 2 | 7 | 2017-02-07 | 1680858 | Sus | N | EnvironmentalExternal¦FloodErosion¦ConductorOverhead¦Brokenwireonground
17-0021623 | Vegetation | Tree - branch fell on line | Conductor, Overhead | Normal | 2017 | Tier 2 - Elevated | Distribution Circuit | 2 | 16 | 2017-02-16 | 1690240 | Sus | N | Vegetation¦Treebranchfellonline¦ConductorOverhead¦Normal
17-0022907 | Unknown Cause | Patrol - found nothing |  |  | 2017 | Tier 2 - Elevated | Distribution Circuit | 2 | 17 | 2017-02-17 | 1697510 | Sus | N | UnknownCause¦Patrolfoundnothing¦¦
17-0023739 | Vegetation | Tree - fell into line | Conductor, Overhead | Normal | 2017 | Tier 3 - Extreme | Distribution Circuit | 2 | 20 | 2017-02-20 | 1702956 | Sus | N | Vegetation¦Treefellintoline¦ConductorOverhead¦Normal
17-0024110 | Vegetation | Tree - fell into line | Pole-Wood | Broken, wire on ground | 2017 | Tier 2 - Elevated | Distribution Circuit | 2 | 20 | 2017-02-20 | 1705859 | Sus | N | Vegetation¦Treefellintoline¦PoleWood¦Brokenwireonground
17-0024731 | Vegetation | Tree - grew into line | Conductor, Overhead | Burned/flashed | 2017 | Tier 2 - Elevated | Distribution Circuit | 2 | 20 | 2017-02-20 | 1706747 | Sus | N | Vegetation¦Treegrewintoline¦ConductorOverhead¦Burnedflashed
17-0024980 | Vegetation | Tree - fell into line | Conductor, Overhead | Broken, wire on ground | 2017 | Tier 3 - Extreme | Distribution Circuit | 2 | 21 | 2017-02-21 | 1707121 | Sus | N | Vegetation¦Treefellintoline¦ConductorOverhead¦Brokenwireonground
17-0029199 | Equipment Failure/Involved | Overhead | Jumper | Burned Open | 2017 | Zone 1 - HHZ | Distribution Circuit | 3 | 10 | 2017-03-10 | 1723732 | Sus | N | EquipmentFailureInvolved¦Overhead¦Jumper¦BurnedOpen
17-0029715 | Vegetation | Tree - fell into line | Pole-Wood | Broken | 2017 | Tier 3 - Extreme | Distribution Circuit | 3 | 9 | 2017-03-09 | 1723099 | Sus | N | Vegetation¦Treefellintoline¦PoleWood¦Broken
17-0033734 | Unknown Cause | Patrol - found nothing |  |  | 2017 | Tier 2 - Elevated | Distribution Circuit | 3 | 25 | 2017-03-25 | 1735403 | Sus | N | UnknownCause¦Patrolfoundnothing¦¦
17-0034889 | Vegetation | Tree - fell into line | Conductor, Overhead | Bent or Twisted | 2017 | Tier 3 - Extreme | Distribution Circuit | 3 | 29 | 2017-03-29 | 1738709 | Sus | N | Vegetation¦Treefellintoline¦ConductorOverhead¦BentorTwisted
17-0037246 | Vegetation | Tree - fell into line | Conductor, Overhead | Broken, wire on ground | 2017 | Tier 2 - Elevated | Distribution Circuit | 4 | 6 | 2017-04-06 | 1745838 | Sus | N | Vegetation¦Treefellintoline¦ConductorOverhead¦Brokenwireonground
17-0038059 | Vegetation | Tree - fell into line | Pole-Wood | Broken, wire on ground | 2017 | Tier 3 - Extreme | Distribution Circuit | 4 | 6 | 2017-04-06 | 1748783 | Sus | N | Vegetation¦Treefellintoline¦PoleWood¦Brokenwireonground
17-0038176 | Equipment Failure/Involved | Overhead | Transformer (OH) | Broken | 2017 | Tier 3 - Extreme | Distribution Circuit | 4 | 7 | 2017-04-07 | 1751928 | Sus | N | EquipmentFailureInvolved¦Overhead¦Transformer(OH)¦Broken
17-0038796 | Vegetation | Tree - fell into line | Conductor, Overhead | Burned/flashed | 2017 | Tier 2 - Elevated | Distribution Circuit | 4 | 10 | 2017-04-10 | 1754043 | Sus | N | Vegetation¦Treefellintoline¦ConductorOverhead¦Burnedflashed
17-0041110 | Vegetation | Tree - fell into line | Pole-Wood | Broken | 2017 | Tier 3 - Extreme | Distribution Circuit | 4 | 18 | 2017-04-18 | 1760265 | Sus | N | Vegetation¦Treefellintoline¦PoleWood¦Broken
17-0047721 | Equipment Failure/Involved | Overhead | Connector or Splice (OH) | Arcing | 2017 | Tier 3 - Extreme | Transformer only | 5 | 13 | 2017-05-13 | 1781432 | Sus | Y | EquipmentFailureInvolved¦Overhead¦ConnectororSplice(OH)¦Arcing
17-0048326 | Animal | Squirrel | Fuse | Failed/Faulted | 2017 | Tier 2 - Elevated | Distribution Circuit | 5 | 16 | 2017-05-16 | 1783310 | Sus | Y | Animal¦Squirrel¦Fuse¦FailedFaulted
17-0049374 | Equipment Failure/Involved | Underground | Transformer (UG) | Leaking | 2017 | Tier 2 - Elevated | Distribution Circuit | 5 | 20 | 2017-05-20 | 1786300 | Sus | Y | EquipmentFailureInvolved¦Underground¦Transformer(UG)¦Leaking
17-0058604 | Equipment Failure/Involved | Overhead | Transformer | Failed/Faulted | 2017 | Tier 2 - Elevated | Transformer only | 6 | 26 | 2017-06-26 | 1818145 | Sus | Y | EquipmentFailureInvolved¦Overhead¦Transformer¦FailedFaulted
17-0059675 | Vegetation | Tree - fell into line | Conductor, Overhead | Broken, wire on ground | 2017 | Tier 3 - Extreme | Distribution Circuit | 6 | 30 | 2017-06-30 | 1821135 | Sus | Y | Vegetation¦Treefellintoline¦ConductorOverhead¦Brokenwireonground
17-0061125 | Animal | Bird found | Fuse | Failed/Faulted | 2017 | Tier 3 - Extreme | Distribution Circuit | 7 | 7 | 2017-07-07 | 1825245 | Sus | Y | Animal¦Birdfound¦Fuse¦FailedFaulted
17-0061391 | Environmental/External | Fire, Forest/Grass | Pole-Wood | Broken | 2017 | Tier 2 - Elevated | Distribution Circuit | 7 | 8 | 2017-07-08 | 1826149 | Sus | Y | EnvironmentalExternal¦FireForestGrass¦PoleWood¦Broken
17-0062161 | Unknown Cause | Patrol - not conducted |  |  | 2017 | Tier 3 - Extreme | Transformer only | 7 | 11 | 2017-07-11 | 1829284 | Sus | Y | UnknownCause¦Patrolnotconducted¦¦
17-0063659 | Equipment Failure/Involved | Overhead |  | Broken | 2017 | Tier 2 - Elevated | Transformer only | 7 | 18 | 2017-07-18 | 1834583 | Sus | Y | EquipmentFailureInvolved¦Overhead¦¦Broken
17-0077494 | Vegetation | Tree - branch fell on line | Pole-Wood | Broken | 2017 | Tier 3 - Extreme | Distribution Circuit | 9 | 11 | 2017-09-11 | 1874770 | Sus | Y | Vegetation¦Treebranchfellonline¦PoleWood¦Broken
17-0084532 | Unknown Cause | Patrol - found nothing |  |  | 2017 | Tier 2 - Elevated | Distribution Circuit | 10 | 5 | 2017-10-05 | 1891542 | Sus | Y | UnknownCause¦Patrolfoundnothing¦¦
17-0087169 | Unknown Cause | Patrol - found nothing |  |  | 2017 | Tier 2 - Elevated | Distribution Circuit | 10 | 13 | 2017-10-13 | 1900239 | Sus | Y | UnknownCause¦Patrolfoundnothing¦¦
17-0087388 | Equipment Failure/Involved | Overhead | Pothead(Riser Termination) | Failed/Faulted | 2017 | Tier 3 - Extreme | Distribution Circuit | 10 | 14 | 2017-10-14 | 1900765 | Sus | Y | EquipmentFailureInvolved¦Overhead¦Pothead(RiserTermination)¦FailedFaulted
17-0089424 | Environmental/External | Fire, Forest/Grass | Anchor or Guy | Burned/flashed | 2017 | Tier 3 - Extreme | Transformer only | 10 | 21 | 2017-10-21 | 1906955 | Sus | Y | EnvironmentalExternal¦FireForestGrass¦AnchororGuy¦Burnedflashed
17-0090837 | Unknown Cause | Patrol - found nothing |  |  | 2017 | Tier 3 - Extreme | Distribution Circuit | 10 | 27 | 2017-10-27 | 1910593 | Sus | Y | UnknownCause¦Patrolfoundnothing¦¦
17-0091117 | Animal | Squirrel | Transformer (OH) | Normal | 2017 | Tier 3 - Extreme | Distribution Circuit | 10 | 29 | 2017-10-29 | 1911772 | Sus | Y | Animal¦Squirrel¦Transformer(OH)¦Normal
17-0099490 | Vegetation | Tree - fell into line | Conductor, Overhead | Broken, wire on ground | 2017 | Tier 3 - Extreme | Distribution Circuit | 12 | 4 | 2017-12-04 | 1934543 | Sus | N | Vegetation¦Treefellintoline¦ConductorOverhead¦Brokenwireonground
17-0102785 | Equipment Failure/Involved | Fire, pole | Pole-Wood | Broken, wire on ground | 2017 | Tier 2 - Elevated | Distribution Circuit | 12 | 20 | 2017-12-20 | 1948637 | Sus | N | EquipmentFailureInvolved¦Firepole¦PoleWood¦Brokenwireonground
17-0102856 | Equipment Failure/Involved | Overhead | Cutout, fuse holder | Broken | 2017 | Tier 3 - Extreme | Transformer only | 12 | 20 | 2017-12-20 | 1948940 | Sus | N | EquipmentFailureInvolved¦Overhead¦Cutoutfuseholder¦Broken
17-0103384 | Unknown Cause | Patrol - not conducted |  |  | 2017 | Tier 2 - Elevated | Distribution Circuit | 12 | 27 | 2017-12-27 | 1951700 | Sus | N | UnknownCause¦Patrolnotconducted¦¦
18-0005939 | Animal | Bird found | Conductor, Overhead | Normal | 2018 | Tier 2 - Elevated | Distribution Circuit | 1 | 13 | 2018-01-13 | 7665 | Sus | N | Animal¦Birdfound¦ConductorOverhead¦Normal
18-0015462 | Equipment Failure/Involved | Overhead | Insulator | Broken | 2018 | Tier 2 - Elevated | Distribution Circuit | 2 | 20 | 2018-02-20 | 27891 | Sus | N | EquipmentFailureInvolved¦Overhead¦Insulator¦Broken
18-0018736 | Equipment Failure/Involved | Overhead | Transformer (OH) | Failed/Faulted | 2018 | Tier 3 - Extreme | Distribution Circuit | 3 | 1 | 2018-03-01 | 35330 | Sus | N | EquipmentFailureInvolved¦Overhead¦Transformer(OH)¦FailedFaulted
18-0019409 | Vegetation | Tree - fell into line | Conductor, Overhead | Broken, wire on ground | 2018 | Tier 3 - Extreme | Distribution Circuit | 3 | 3 | 2018-03-03 | 37253 | Sus | N | Vegetation¦Treefellintoline¦ConductorOverhead¦Brokenwireonground
18-0021829 | 3rd Party | Vehicle | Pole-Wood | Broken | 2018 | Tier 2 - Elevated | Distribution Circuit | 3 | 12 | 2018-03-12 | 42248 | Sus | N | 3rdParty¦Vehicle¦PoleWood¦Broken
18-0022096 | Vegetation | Tree - fell into line | Conductor, Overhead | Broken | 2018 | Tier 3 - Extreme | Distribution Circuit | 3 | 13 | 2018-03-13 | 42989 | Sus | N | Vegetation¦Treefellintoline¦ConductorOverhead¦Broken
18-0023498 | Vegetation | Tree - fell into line | Conductor, Overhead | Broken, wire on ground | 2018 | Tier 3 - Extreme | Distribution Circuit | 3 | 16 | 2018-03-16 | 45398 | Sus | N | Vegetation¦Treefellintoline¦ConductorOverhead¦Brokenwireonground
18-0025249 | Unknown Cause | Patrol - found nothing |  |  | 2018 | Tier 3 - Extreme | Distribution Circuit | 3 | 22 | 2018-03-22 | 49951 | Sus | N | UnknownCause¦Patrolfoundnothing¦¦
18-0030297 | Company Initiated | Operating error |  |  | 2018 | Tier 3 - Extreme | Generation | 4 | 7 | 2018-04-07 | 62181 | Sus | N | CompanyInitiated¦Operatingerror¦¦
18-0030474 | Unknown Cause | Patrol - found nothing |  |  | 2018 | Tier 2 - Elevated | Distribution Circuit | 4 | 9 | 2018-04-09 | 62760 | Sus | N | UnknownCause¦Patrolfoundnothing¦¦
18-0031472 | Unknown Cause | Patrol - found nothing |  |  | 2018 | Tier 3 - Extreme | Distribution Circuit | 4 | 11 | 2018-04-11 | 64933 | Sus | N | UnknownCause¦Patrolfoundnothing¦¦
18-0031988 | Equipment Failure/Involved | Overhead | Anchor or Guy | Broken | 2018 | Tier 3 - Extreme | Distribution Circuit | 4 | 13 | 2018-04-13 | 66176 | Sus | N | EquipmentFailureInvolved¦Overhead¦AnchororGuy¦Broken
18-0033511 | 3rd Party | Tree - cutting, 3rd party | Secondary | Broken | 2018 | Tier 3 - Extreme | Transformer only | 4 | 18 | 2018-04-18 | 69631 | Sus | N | 3rdParty¦Treecutting3rdparty¦Secondary¦Broken
18-0038623 | Equipment Failure/Involved | Overhead | Cutout, fuse holder | Normal | 2018 | Tier 3 - Extreme | Transformer only | 5 | 6 | 2018-05-06 | 80244 | Sus | Y | EquipmentFailureInvolved¦Overhead¦Cutoutfuseholder¦Normal
18-0043772 | Equipment Failure/Involved | Underground | Secondary | Deteriorated | 2018 | Tier 2 - Elevated | Transformer only | 5 | 23 | 2018-05-23 | 92819 | Sus | Y | EquipmentFailureInvolved¦Underground¦Secondary¦Deteriorated
18-0045479 | 3rd Party | Vehicle | Pole-Wood | Normal | 2018 | Tier 2 - Elevated | Distribution Circuit | 5 | 29 | 2018-05-29 | 96529 | Sus | Y | 3rdParty¦Vehicle¦PoleWood¦Normal
18-0047705 | Equipment Failure/Involved | Overhead | Fuse | Failed/Faulted | 2018 | Tier 2 - Elevated | Distribution Circuit | 6 | 5 | 2018-06-05 | 102240 | Sus | Y | EquipmentFailureInvolved¦Overhead¦Fuse¦FailedFaulted
18-0049807 | 3rd Party | Vehicle | Pole-Wood | Broken, wire on ground | 2018 | Tier 2 - Elevated | Distribution Circuit | 6 | 11 | 2018-06-11 | 106752 | Sus | Y | 3rdParty¦Vehicle¦PoleWood¦Brokenwireonground
18-0051640 | Vegetation | Tree - fell into line | Conductor, Overhead | Broken, wire on object | 2018 | Tier 2 - Elevated | Distribution Circuit | 6 | 16 | 2018-06-16 | 110842 | Sus | Y | Vegetation¦Treefellintoline¦ConductorOverhead¦Brokenwireonobject
18-0055169 | Unknown Cause | Patrol - found nothing |  |  | 2018 | Tier 3 - Extreme | Distribution Circuit | 6 | 27 | 2018-06-27 | 119642 | Sus | Y | UnknownCause¦Patrolfoundnothing¦¦
18-0057032 | Unknown Cause | Patrol - found nothing |  |  | 2018 | Tier 2 - Elevated | Distribution Circuit | 7 | 5 | 2018-07-05 | 124673 | Sus | Y | UnknownCause¦Patrolfoundnothing¦¦
18-0057675 | Equipment Failure/Involved | Overhead | Transformer | Failed/Faulted | 2018 | Tier 2 - Elevated | Transformer only | 7 | 7 | 2018-07-07 | 126101 | Sus | Y | EquipmentFailureInvolved¦Overhead¦Transformer¦FailedFaulted
18-0057793 | Vegetation | Tree - fell into line | Conductor, Overhead | Broken, wire on ground | 2018 | Tier 3 - Extreme | Distribution Circuit | 7 | 8 | 2018-07-08 | 126639 | Sus | Y | Vegetation¦Treefellintoline¦ConductorOverhead¦Brokenwireonground
18-0059961 | Unknown Cause | Patrol - found nothing |  |  | 2018 | Tier 2 - Elevated | Distribution Circuit | 7 | 15 | 2018-07-15 | 132168 | Sus | Y | UnknownCause¦Patrolfoundnothing¦¦
18-0063746 | Unknown Cause | Patrol - found nothing |  |  | 2018 | Tier 2 - Elevated | Distribution Circuit | 7 | 25 | 2018-07-25 | 140246 | Sus | Y | UnknownCause¦Patrolfoundnothing¦¦
18-0064790 | Equipment Failure/Involved | Electrical Overload | Other | Failed/Faulted | 2018 | Tier 3 - Extreme | Transformer only | 7 | 29 | 2018-07-29 | 143622 | Sus | Y | EquipmentFailureInvolved¦ElectricalOverload¦Other¦FailedFaulted
18-0066775 | Environmental/External | Fire, Forest/Grass | Pole-Wood | Burned/flashed | 2018 | Tier 3 - Extreme | Distribution Circuit | 7 | 26 | 2018-07-26 | 148996 | Sus | Y | EnvironmentalExternal¦FireForestGrass¦PoleWood¦Burnedflashed
18-0066779 | Environmental/External | Fire, Forest/Grass | Pole-Wood | Burned/flashed | 2018 | Tier 3 - Extreme | Distribution Circuit | 7 | 26 | 2018-07-26 | 149003 | Sus | Y | EnvironmentalExternal¦FireForestGrass¦PoleWood¦Burnedflashed
18-0071385 | Unknown Cause | Patrol - found nothing |  |  | 2018 | Tier 2 - Elevated | Distribution Circuit | 8 | 18 | 2018-08-18 | 157800 | Sus | Y | UnknownCause¦Patrolfoundnothing¦¦
18-0072641 | 3rd Party | Vehicle | Pole-Wood | Broken, wire on ground | 2018 | Tier 2 - Elevated | Distribution Circuit | 8 | 22 | 2018-08-22 | 160579 | Sus | Y | 3rdParty¦Vehicle¦PoleWood¦Brokenwireonground
18-0077984 | Unknown Cause | Patrol - found nothing |  |  | 2018 | Tier 2 - Elevated | Distribution Circuit | 9 | 9 | 2018-09-09 | 171162 | Sus | Y | UnknownCause¦Patrolfoundnothing¦¦
18-0082471 | Vegetation | Tree - fell into line | Conductor, Overhead | Broken | 2018 | Tier 2 - Elevated | Distribution Circuit | 9 | 22 | 2018-09-22 | 179617 | Sus | Y | Vegetation¦Treefellintoline¦ConductorOverhead¦Broken
18-0091058 | Wildfire Mitigation | Public Safety Power Shut-off |  |  | 2018 | Tier 3 - Extreme | Distribution Circuit | 10 | 14 | 2018-10-14 | 196639 | Sus | Y | WildfireMitigation¦PublicSafetyPowerShutoff¦¦
18-0092621 | Equipment Failure/Involved | Overhead | Cutout, fuse holder | Broken | 2018 | Tier 2 - Elevated | Distribution Circuit | 10 | 21 | 2018-10-21 | 199691 | Sus | Y | EquipmentFailureInvolved¦Overhead¦Cutoutfuseholder¦Broken
18-0095454 | Equipment Failure/Involved | Overhead | Crossarm, Wood | Deteriorated | 2018 | Tier 2 - Elevated | Distribution Circuit | 10 | 30 | 2018-10-30 | 205382 | Sus | Y | EquipmentFailureInvolved¦Overhead¦CrossarmWood¦Deteriorated
18-0100989 | Environmental/External | Fire, Forest/Grass | Pole-Wood | Burned/flashed | 2018 | Tier 3 - Extreme | Distribution Circuit | 11 | 8 | 2018-11-08 | 218216 | Sus | Y | EnvironmentalExternal¦FireForestGrass¦PoleWood¦Burnedflashed
18-0101011 | Environmental/External | Fire, Forest/Grass | Pole-Wood | Burned/flashed | 2018 | Tier 3 - Extreme | Distribution Circuit | 11 | 8 | 2018-11-08 | 218249 | Sus | Y | EnvironmentalExternal¦FireForestGrass¦PoleWood¦Burnedflashed
18-0102395 | Vegetation | Tree - branch fell on line | Fuse | Failed/Faulted | 2018 | Tier 2 - Elevated | Distribution Circuit | 11 | 22 | 2018-11-22 | 222240 | Sus | Y | Vegetation¦Treebranchfellonline¦Fuse¦FailedFaulted
18-0103212 | Environmental/External | Fire, Forest/Grass | Pole-Wood | Burned/flashed | 2018 | Tier 3 - Extreme | Distribution Circuit | 11 | 8 | 2018-11-08 | 224368 | Sus | Y | EnvironmentalExternal¦FireForestGrass¦PoleWood¦Burnedflashed
18-0103400 | Vegetation | Tree - fell into line | Conductor, Overhead | Normal | 2018 | Tier 3 - Extreme | Distribution Circuit | 11 | 26 | 2018-11-26 | 224947 | Sus | Y | Vegetation¦Treefellintoline¦ConductorOverhead¦Normal
18-0108438 | Unknown Cause | Patrol - found nothing |  |  | 2018 | Tier 2 - Elevated | Distribution Circuit | 12 | 11 | 2018-12-11 | 237610 | Sus | N | UnknownCause¦Patrolfoundnothing¦¦
18-0109083 | Unknown Cause | Patrol - found nothing |  |  | 2018 | Tier 3 - Extreme | Distribution Circuit | 12 | 13 | 2018-12-13 | 239640 | Sus | N | UnknownCause¦Patrolfoundnothing¦¦
18-0110160 | Unknown Cause | Patrol - not conducted |  |  | 2018 | Tier 2 - Elevated | Distribution Circuit | 12 | 20 | 2018-12-20 | 244701 | Sus | N | UnknownCause¦Patrolnotconducted¦¦
18-0110593 | Environmental/External | Lightning | Transformer (OH) | Burned/flashed | 2018 | Tier 2 - Elevated | Distribution Circuit | 12 | 25 | 2018-12-25 | 246861 | Sus | N | EnvironmentalExternal¦Lightning¦Transformer(OH)¦Burnedflashed
18-0110988 | Unknown Cause | Patrol - found nothing |  |  | 2018 | Tier 2 - Elevated | Distribution Circuit | 12 | 28 | 2018-12-28 | 249046 | Sus | N | UnknownCause¦Patrolfoundnothing¦¦
18-0110990 | Vegetation | Tree - branch fell on line | Conductor, Overhead | Broken, wire on ground | 2018 | Tier 2 - Elevated | Distribution Circuit | 12 | 28 | 2018-12-28 | 249067 | Sus | N | Vegetation¦Treebranchfellonline¦ConductorOverhead¦Brokenwireonground
19-0004917 | Equipment Failure/Involved | Overhead | Jumper | Arcing | 2019 | Tier 2 - Elevated | Transformer only | 1 | 5 | 2019-01-05 | 254729 | Sus | N | EquipmentFailureInvolved¦Overhead¦Jumper¦Arcing
19-0005520 | Unknown Cause | Patrol - found nothing |  |  | 2019 | Tier 3 - Extreme | Distribution Circuit | 1 | 6 | 2019-01-06 | 258216 | Sus | N | UnknownCause¦Patrolfoundnothing¦¦
19-0009822 | Equipment Failure/Involved | Overhead | Conductor, Overhead | Together | 2019 | Tier 2 - Elevated | Distribution Circuit | 1 | 16 | 2019-01-16 | 266954 | Sus | N | EquipmentFailureInvolved¦Overhead¦ConductorOverhead¦Together
19-0010022 | Vegetation | Tree - fell into line | Conductor, Overhead | Broken, wire on ground | 2019 | Tier 2 - Elevated | Distribution Circuit | 1 | 16 | 2019-01-16 | 268518 | Sus | N | Vegetation¦Treefellintoline¦ConductorOverhead¦Brokenwireonground
19-0011528 | Equipment Failure/Involved | Overhead | Pole-Wood | Broken, wire on ground | 2019 | Tier 2 - Elevated | Distribution Circuit | 1 | 18 | 2019-01-18 | 275186 | Sus | N | EquipmentFailureInvolved¦Overhead¦PoleWood¦Brokenwireonground
19-0012109 | Vegetation | Tree - branch fell on line | Conductor, Overhead | Normal | 2019 | Tier 2 - Elevated | Distribution Circuit | 1 | 19 | 2019-01-19 | 276671 | Sus | N | Vegetation¦Treebranchfellonline¦ConductorOverhead¦Normal
19-0012515 | Unknown Cause | Patrol - found nothing |  |  | 2019 | Tier 3 - Extreme | Distribution Circuit | 1 | 20 | 2019-01-20 | 277095 | Sus | N | UnknownCause¦Patrolfoundnothing¦¦
19-0012847 | Vegetation | Tree - branch fell on line | Conductor, Overhead | Normal | 2019 | Tier 3 - Extreme | Distribution Circuit | 1 | 21 | 2019-01-21 | 278165 | Sus | N | Vegetation¦Treebranchfellonline¦ConductorOverhead¦Normal
19-0012853 | 3rd Party | Customer Equipment | Transformer (OH) | Broken | 2019 | Tier 2 - Elevated | Distribution Circuit | 1 | 21 | 2019-01-21 | 278048 | Sus | N | 3rdParty¦CustomerEquipment¦Transformer(OH)¦Broken
19-0017438 | Vegetation | Tree - fell into line | Pole-Wood | Broken, wire on ground | 2019 | Tier 3 - Extreme | Distribution Circuit | 2 | 3 | 2019-02-03 | 288435 | Sus | N | Vegetation¦Treefellintoline¦PoleWood¦Brokenwireonground
19-0020149 | Vegetation | Tree - branch fell on line | Conductor, Overhead | Normal | 2019 | Tier 3 - Extreme | Distribution Circuit | 2 | 6 | 2019-02-06 | 294937 | Sus | N | Vegetation¦Treebranchfellonline¦ConductorOverhead¦Normal
19-0020286 | Vegetation | Tree - fell into line | Conductor, Overhead | Broken, wire on ground | 2019 | Tier 3 - Extreme | Distribution Circuit | 2 | 7 | 2019-02-07 | 295282 | Sus | N | Vegetation¦Treefellintoline¦ConductorOverhead¦Brokenwireonground
19-0020838 | Unknown Cause | Patrol - found nothing |  |  | 2019 | Tier 2 - Elevated | Distribution Circuit | 2 | 9 | 2019-02-09 | 299372 | Sus | N | UnknownCause¦Patrolfoundnothing¦¦
19-0021095 | Vegetation | Tree - fell into line | Conductor, Overhead | Broken, wire on ground | 2019 | Tier 2 - Elevated | Distribution Circuit | 2 | 11 | 2019-02-11 | 299971 | Sus | N | Vegetation¦Treefellintoline¦ConductorOverhead¦Brokenwireonground
19-0022410 | Vegetation | Tree - fell into line | Conductor, Overhead | Broken, wire on ground | 2019 | Tier 2 - Elevated | Distribution Circuit | 2 | 13 | 2019-02-13 | 304592 | Sus | N | Vegetation¦Treefellintoline¦ConductorOverhead¦Brokenwireonground
19-0022695 | Vegetation | Tree - fell into line | Conductor, Overhead | Broken, wire on ground | 2019 | Tier 3 - Extreme | Distribution Circuit | 2 | 13 | 2019-02-13 | 305747 | Sus | N | Vegetation¦Treefellintoline¦ConductorOverhead¦Brokenwireonground
19-0023842 | Vegetation | Tree - fell into line | Conductor, Overhead | Broken, wire on ground | 2019 | Tier 2 - Elevated | Distribution Circuit | 2 | 12 | 2019-02-12 | 311492 | Sus | N | Vegetation¦Treefellintoline¦ConductorOverhead¦Brokenwireonground
19-0025659 | Vegetation | Tree - fell into line | Crossarm, Wood | Broken | 2019 | Tier 2 - Elevated | Distribution Circuit | 2 | 13 | 2019-02-13 | 317779 | Sus | N | Vegetation¦Treefellintoline¦CrossarmWood¦Broken
19-0026054 | Vegetation | Tree - fell into line | Service conductor | Broken, wire on ground | 2019 | Tier 2 - Elevated | Transformer only | 2 | 19 | 2019-02-19 | 318571 | Sus | N | Vegetation¦Treefellintoline¦Serviceconductor¦Brokenwireonground
19-0031585 | Equipment Failure/Involved | Overhead | Pole-Wood | Broken | 2019 | Tier 2 - Elevated | Distribution Circuit | 3 | 7 | 2019-03-07 | 333417 | Sus | N | EquipmentFailureInvolved¦Overhead¦PoleWood¦Broken
19-0032380 | Unknown Cause | Patrol - found nothing |  |  | 2019 | Tier 2 - Elevated | Distribution Circuit | 3 | 9 | 2019-03-09 | 335249 | Sus | N | UnknownCause¦Patrolfoundnothing¦¦
19-0042341 | Vegetation | Tree - fell into line | Conductor, Overhead | Broken, wire on ground | 2019 | Tier 2 - Elevated | Distribution Circuit | 4 | 14 | 2019-04-14 | 360630 | Sus | N | Vegetation¦Treefellintoline¦ConductorOverhead¦Brokenwireonground
19-0044679 | Equipment Failure/Involved | Overhead | Conductor, Overhead | Deteriorated | 2019 | Tier 3 - Extreme | Distribution Circuit | 4 | 21 | 2019-04-21 | 364861 | Sus | N | EquipmentFailureInvolved¦Overhead¦ConductorOverhead¦Deteriorated
19-0045032 | Equipment Failure/Involved | Overhead | Transformer (OH) | Failed/Faulted | 2019 | Tier 2 - Elevated | Distribution Circuit | 4 | 22 | 2019-04-22 | 365648 | Sus | N | EquipmentFailureInvolved¦Overhead¦Transformer(OH)¦FailedFaulted
19-0047643 | Equipment Failure/Involved | Overhead | Crossarm, Wood | Broken | 2019 | Tier 3 - Extreme | Distribution Circuit | 4 | 30 | 2019-04-30 | 371143 | Sus | N | EquipmentFailureInvolved¦Overhead¦CrossarmWood¦Broken
19-0047921 | 3rd Party | Aircraft | Pole-Wood | Broken, wire on ground | 2019 | Tier 2 - Elevated | Distribution Circuit | 5 | 1 | 2019-05-01 | 371641 | Sus | Y | 3rdParty¦Aircraft¦PoleWood¦Brokenwireonground
19-0048861 | Company Initiated | Construction Activity/equip, company | Crossarm, Wood | Broken | 2019 | Tier 2 - Elevated | Distribution Circuit | 5 | 4 | 2019-05-04 | 373691 | Sus | Y | CompanyInitiated¦ConstructionActivityequipcompany¦CrossarmWood¦Broken
19-0054879 | Vegetation | Tree - branch fell on line | Conductor, Overhead | Normal | 2019 | Tier 3 - Extreme | Distribution Circuit | 5 | 21 | 2019-05-21 | 386921 | Sus | Y | Vegetation¦Treebranchfellonline¦ConductorOverhead¦Normal
19-0057768 | Unknown Cause | Patrol - found nothing |  |  | 2019 | Tier 3 - Extreme | Distribution Circuit | 5 | 26 | 2019-05-26 | 390683 | Sus | Y | UnknownCause¦Patrolfoundnothing¦¦
19-0065117 | Animal | Squirrel | Conductor, Overhead | Normal | 2019 | Tier 2 - Elevated | Distribution Circuit | 6 | 10 | 2019-06-10 | 403180 | Sus | Y | Animal¦Squirrel¦ConductorOverhead¦Normal
19-0065474 | Unknown Cause | Patrol - not conducted |  |  | 2019 | Tier 2 - Elevated | Distribution Circuit | 6 | 10 | 2019-06-10 | 403997 | Sus | Y | UnknownCause¦Patrolnotconducted¦¦
19-0077209 | Animal | Other | Fuse | Failed/Faulted | 2019 | Tier 2 - Elevated | Distribution Circuit | 7 | 14 | 2019-07-14 | 450139 | Sus | Y | Animal¦Other¦Fuse¦FailedFaulted
19-0080405 | Unknown Cause | Patrol - found nothing |  |  | 2019 | Tier 2 - Elevated | Distribution Circuit | 7 | 23 | 2019-07-23 | 469510 | Sus | Y | UnknownCause¦Patrolfoundnothing¦¦
19-0083724 | 3rd Party | Vehicle | Pole-Wood | Broken, wire on ground | 2019 | Tier 3 - Extreme | Distribution Circuit | 8 | 2 | 2019-08-02 | 477751 | Sus | Y | 3rdParty¦Vehicle¦PoleWood¦Brokenwireonground
19-0090805 | Unknown Cause | Patrol - found nothing |  |  | 2019 | Tier 3 - Extreme | Distribution Circuit | 8 | 22 | 2019-08-22 | 529908 | Sus | Y | UnknownCause¦Patrolfoundnothing¦¦
19-0094560 | Equipment Failure/Involved | Overhead | Transformer | Failed/Faulted | 2019 | Tier 2 - Elevated | Distribution Circuit | 9 | 2 | 2019-09-02 | 550837 | Sus | Y | EquipmentFailureInvolved¦Overhead¦Transformer¦FailedFaulted
19-0098436 | Animal | Squirrel | Pothead(Riser Termination) | Normal | 2019 | Tier 3 - Extreme | Distribution Circuit | 9 | 12 | 2019-09-12 | 575773 | Sus | Y | Animal¦Squirrel¦Pothead(RiserTermination)¦Normal
19-0100140 | Equipment Failure/Involved | Overhead | Transformer | Broken | 2019 | Tier 3 - Extreme | Transformer only | 9 | 17 | 2019-09-17 | 587213 | Sus | Y | EquipmentFailureInvolved¦Overhead¦Transformer¦Broken
19-0103637 | Company Initiated | Personnel, company |  |  | 2019 | Tier 3 - Extreme | Substation - Distribution | 9 | 25 | 2019-09-25 | 614914 | Sus | Y | CompanyInitiated¦Personnelcompany¦¦
19-0109341 | Unknown Cause | Patrol - found nothing |  |  | 2019 | Tier 2 - Elevated | Distribution Circuit | 10 | 9 | 2019-10-09 | 647938 | Sus | Y | UnknownCause¦Patrolfoundnothing¦¦
19-0117942 | Wildfire Mitigation | Public Safety Power Shut-off | Conductor, Overhead | Broken, wire on ground | 2019 | Tier 2 - Elevated | Distribution Circuit | 10 | 26 | 2019-10-26 | 691993 | Sus | Y | WildfireMitigation¦PublicSafetyPowerShutoff¦ConductorOverhead¦Brokenwireonground
19-0123125 | Equipment Failure/Involved | Overhead | Transformer | Failed/Faulted | 2019 | Tier 3 - Extreme | Transformer only | 11 | 8 | 2019-11-08 | 702847 | Sus | Y | EquipmentFailureInvolved¦Overhead¦Transformer¦FailedFaulted
19-0125268 | Unknown Cause | Patrol - found nothing |  |  | 2019 | Tier 2 - Elevated | Distribution Circuit | 11 | 15 | 2019-11-15 | 707849 | Sus | Y | UnknownCause¦Patrolfoundnothing¦¦
19-0129551 | Vegetation | Tree - fell into line | Conductor, Overhead | Broken, wire on ground | 2019 | Tier 3 - Extreme | Distribution Circuit | 11 | 26 | 2019-11-26 | 717979 | Sus | Y | Vegetation¦Treefellintoline¦ConductorOverhead¦Brokenwireonground
19-0130280 | Vegetation | Tree - branch fell on line | Conductor, Overhead | Normal | 2019 | Tier 3 - Extreme | Distribution Circuit | 11 | 26 | 2019-11-26 | 718429 | Sus | Y | Vegetation¦Treebranchfellonline¦ConductorOverhead¦Normal
19-0130499 | Unknown Cause | Patrol - found nothing |  |  | 2019 | Tier 3 - Extreme | Distribution Circuit | 11 | 26 | 2019-11-26 | 718504 | Sus | Y | UnknownCause¦Patrolfoundnothing¦¦
19-0132140 | 3rd Party | Customer Equipment | Other | Broken | 2019 | Tier 2 - Elevated | Transmission line | 12 | 2 | 2019-12-02 | 726894 | Sus | N | 3rdParty¦CustomerEquipment¦Other¦Broken
19-0132368 | Equipment Failure/Involved | Underground | Conductor, Underground | Burned/flashed | 2019 | Tier 2 - Elevated | Distribution Circuit | 12 | 2 | 2019-12-02 | 727138 | Sus | N | EquipmentFailureInvolved¦Underground¦ConductorUnderground¦Burnedflashed
19-0134887 | Vegetation | Tree - fell into line | Pole-Wood | Broken, wire on ground | 2019 | Tier 3 - Extreme | Distribution Circuit | 12 | 7 | 2019-12-07 | 733118 | Sus | N | Vegetation¦Treefellintoline¦PoleWood¦Brokenwireonground
19-0136365 | Equipment Failure/Involved | Overhead | Crossarm, Wood | Broken | 2019 | Tier 3 - Extreme | Distribution Circuit | 12 | 13 | 2019-12-13 | 738366 | Sus | N | EquipmentFailureInvolved¦Overhead¦CrossarmWood¦Broken
19-0137489 | Vegetation | Tree - fell into line | Conductor, Overhead | Normal | 2019 | Tier 2 - Elevated | Distribution Circuit | 12 | 22 | 2019-12-22 | 748026 | Sus | N | Vegetation¦Treefellintoline¦ConductorOverhead¦Normal
19-0137535 | Unknown Cause | Patrol - found nothing |  |  | 2019 | Tier 2 - Elevated | Distribution Circuit | 12 | 22 | 2019-12-22 | 748087 | Sus | N | UnknownCause¦Patrolfoundnothing¦¦
20-0005773 | Vegetation | Tree - fell into line | Transformer | Leaking | 2020 | Tier 3 - Extreme | Distribution Circuit | 1 | 7 | 2020-01-07 | 756008 | Sus | N | Vegetation¦Treefellintoline¦Transformer¦Leaking
20-0010296 | Equipment Failure/Involved | Overhead | Conductor, Overhead | Broken, wire on ground | 2020 | Tier 3 - Extreme | Distribution Circuit | 1 | 16 | 2020-01-16 | 763329 | Sus | N | EquipmentFailureInvolved¦Overhead¦ConductorOverhead¦Brokenwireonground
20-0010299 | Vegetation | Tree - fell into line | Conductor, Overhead | Normal | 2020 | Tier 3 - Extreme | Distribution Circuit | 1 | 16 | 2020-01-16 | 763322 | Sus | N | Vegetation¦Treefellintoline¦ConductorOverhead¦Normal
20-0019900 | Vegetation | Tree - branch fell on line | Conductor, Overhead | Normal | 2020 | Tier 2 - Elevated | Distribution Circuit | 2 | 10 | 2020-02-10 | 787230 | Sus | N | Vegetation¦Treebranchfellonline¦ConductorOverhead¦Normal
20-0020259 | Equipment Failure/Involved | Overhead | Service conductor | Broken, wire on object | 2020 | Tier 2 - Elevated | Transformer only | 2 | 9 | 2020-02-09 | 783461 | Sus | N | EquipmentFailureInvolved¦Overhead¦Serviceconductor¦Brokenwireonobject
20-0032268 | Vegetation | Tree - fell into line | Conductor, Overhead | Normal | 2020 | Tier 3 - Extreme | Distribution Circuit | 3 | 15 | 2020-03-15 | 852191 | Sus | N | Vegetation¦Treefellintoline¦ConductorOverhead¦Normal
20-0033193 | Vegetation | Tree - fell into line | Crossarm, Wood | Broken, wire on ground | 2020 | Tier 2 - Elevated | Distribution Circuit | 3 | 17 | 2020-03-17 | 856363 | Sus | N | Vegetation¦Treefellintoline¦CrossarmWood¦Brokenwireonground
20-0034742 | 3rd Party | Vehicle | Pole-Wood | Broken, wire on ground | 2020 | Tier 3 - Extreme | Transmission line | 3 | 20 | 2020-03-20 | 859774 | Sus | N | 3rdParty¦Vehicle¦PoleWood¦Brokenwireonground
20-0035252 | Environmental/External | Lightning | Transformer | Failed/Faulted | 2020 | Tier 2 - Elevated | Transformer only | 3 | 23 | 2020-03-23 | 861976 | Sus | N | EnvironmentalExternal¦Lightning¦Transformer¦FailedFaulted
20-0036887 | Unknown Cause | Patrol - found nothing |  |  | 2020 | Tier 2 - Elevated | Distribution Circuit | 3 | 28 | 2020-03-28 | 868898 | Sus | N | UnknownCause¦Patrolfoundnothing¦¦
20-0037028 | Unknown Cause | Patrol - found nothing |  |  | 2020 | Tier 2 - Elevated | Distribution Circuit | 3 | 29 | 2020-03-29 | 869421 | Sus | N | UnknownCause¦Patrolfoundnothing¦¦
20-0037617 | Unknown Cause | Patrol - found nothing |  |  | 2020 | Tier 2 - Elevated | Distribution Circuit | 4 | 1 | 2020-04-01 | 875009 | Sus | N | UnknownCause¦Patrolfoundnothing¦¦
20-0037718 | 3rd Party | Contact with High Voltage, 3rd party | Conductor, Overhead | Normal | 2020 | Tier 2 - Elevated | Distribution Circuit | 4 | 1 | 2020-04-01 | 876314 | Sus | N | 3rdParty¦ContactwithHighVoltage3rdparty¦ConductorOverhead¦Normal
20-0039004 | Unknown Cause | Patrol - found nothing |  |  | 2020 | Tier 2 - Elevated | Distribution Circuit | 4 | 6 | 2020-04-06 | 883817 | Sus | N | UnknownCause¦Patrolfoundnothing¦¦
20-0041058 | Animal | Bird found | Conductor, Overhead | Normal | 2020 | Tier 2 - Elevated | Distribution Circuit | 4 | 13 | 2020-04-13 | 894826 | Sus | N | Animal¦Birdfound¦ConductorOverhead¦Normal
20-0048692 | Vegetation | Tree - fell into line | Conductor, Overhead | Normal | 2020 | Tier 3 - Extreme | Distribution Circuit | 5 | 8 | 2020-05-08 | 909874 | Sus | Y | Vegetation¦Treefellintoline¦ConductorOverhead¦Normal
20-0049609 | Equipment Failure/Involved | Overhead | Other | Broken | 2020 | Tier 2 - Elevated | Distribution Circuit | 5 | 12 | 2020-05-12 | 912616 | Sus | Y | EquipmentFailureInvolved¦Overhead¦Other¦Broken
20-0055476 | Unknown Cause | Patrol - not conducted |  |  | 2020 | Tier 3 - Extreme | Distribution Circuit | 5 | 28 | 2020-05-28 | 924759 | Sus | Y | UnknownCause¦Patrolnotconducted¦¦
20-0060844 | Environmental/External | Lightning | Transformer (OH) | Failed/Faulted | 2020 | Tier 2 - Elevated | Transformer only | 6 | 12 | 2020-06-12 | 938255 | Sus | Y | EnvironmentalExternal¦Lightning¦Transformer(OH)¦FailedFaulted
20-0061541 | Equipment Failure/Involved | Overhead | Transformer | Failed/Faulted | 2020 | Tier 3 - Extreme | Transformer only | 6 | 15 | 2020-06-15 | 939662 | Sus | Y | EquipmentFailureInvolved¦Overhead¦Transformer¦FailedFaulted
20-0076134 | Vegetation | Tree - fell into line | Conductor, Overhead | Contaminated | 2020 | Tier 3 - Extreme | Distribution Circuit | 7 | 26 | 2020-07-26 | 972406 | Sus | Y | Vegetation¦Treefellintoline¦ConductorOverhead¦Contaminated
20-0080310 | Equipment Failure/Involved | Overhead | Pole-Wood | Broken | 2020 | Tier 3 - Extreme | Distribution Circuit | 8 | 6 | 2020-08-06 | 980379 | Sus | Y | EquipmentFailureInvolved¦Overhead¦PoleWood¦Broken
20-0081215 | Unknown Cause | Patrol - found nothing |  |  | 2020 | Tier 2 - Elevated | Distribution Circuit | 8 | 8 | 2020-08-08 | 984444 | Sus | Y | UnknownCause¦Patrolfoundnothing¦¦
20-0084773 | Environmental/External | Lightning | Fuse | Failed/Faulted | 2020 | Tier 3 - Extreme | Distribution Circuit | 8 | 16 | 2020-08-16 | 1010379 | Sus | Y | EnvironmentalExternal¦Lightning¦Fuse¦FailedFaulted
20-0085031 | Equipment Failure/Involved | Overhead | Transformer | Failed/Faulted | 2020 | Tier 2 - Elevated | Transformer only | 8 | 16 | 2020-08-16 | 1011394 | Sus | Y | EquipmentFailureInvolved¦Overhead¦Transformer¦FailedFaulted
20-0085670 | Vegetation | Tree - fell into line | Conductor, Overhead | Broken, wire on ground | 2020 | Tier 3 - Extreme | Distribution Circuit | 8 | 17 | 2020-08-17 | 1015257 | Sus | Y | Vegetation¦Treefellintoline¦ConductorOverhead¦Brokenwireonground
20-0086152 | Vegetation | Tree - fell into line | Crossarm, Wood | Broken, wire on ground | 2020 | Tier 2 - Elevated | Distribution Circuit | 8 | 17 | 2020-08-17 | 1017281 | Sus | Y | Vegetation¦Treefellintoline¦CrossarmWood¦Brokenwireonground
20-0086200 | Environmental/External | Lightning | Transformer (OH) | Failed/Faulted | 2020 | Tier 2 - Elevated | Transformer only | 8 | 17 | 2020-08-17 | 1017544 | Sus | Y | EnvironmentalExternal¦Lightning¦Transformer(OH)¦FailedFaulted
20-0089957 | Unknown Cause | Patrol - found nothing |  |  | 2020 | Tier 2 - Elevated | Distribution Circuit | 8 | 25 | 2020-08-25 | 1030313 | Sus | Y | UnknownCause¦Patrolfoundnothing¦¦
20-0090443 | Environmental/External | Fire, Forest/Grass | Conductor, Overhead | Deteriorated | 2020 | Tier 3 - Extreme | Distribution Circuit | 8 | 19 | 2020-08-19 | 1033331 | Sus | Y | EnvironmentalExternal¦FireForestGrass¦ConductorOverhead¦Deteriorated
20-0091446 | Environmental/External | Fire, Forest/Grass | Conductor, Overhead | Normal | 2020 | Tier 3 - Extreme | Distribution Circuit | 8 | 19 | 2020-08-19 | 1041122 | Sus | Y | EnvironmentalExternal¦FireForestGrass¦ConductorOverhead¦Normal
20-0093667 | Animal | Squirrel | Transformer (OH) | Broken | 2020 | Tier 2 - Elevated | Distribution Circuit | 9 | 5 | 2020-09-05 | 1055551 | Sus | Y | Animal¦Squirrel¦Transformer(OH)¦Broken
20-0093955 | Environmental/External | Fire, Forest/Grass | Conductor, Overhead | Normal | 2020 | Tier 3 - Extreme | Distribution Circuit | 8 | 19 | 2020-08-19 | 1057415 | Sus | Y | EnvironmentalExternal¦FireForestGrass¦ConductorOverhead¦Normal
20-0095413 | Unknown Cause | Patrol - found nothing |  |  | 2020 | Tier 2 - Elevated | Transmission line | 9 | 9 | 2020-09-09 | 1061919 | Sus | Y | UnknownCause¦Patrolfoundnothing¦¦
20-0095846 | Unknown Cause | Patrol - found nothing |  |  | 2020 | Tier 2 - Elevated | Distribution Circuit | 9 | 9 | 2020-09-09 | 1062533 | Sus | Y | UnknownCause¦Patrolfoundnothing¦¦
20-0096114 | Environmental/External | Fire, Forest/Grass | Customer Equipment | Burned/flashed | 2020 | Tier 3 - Extreme | Transformer only | 8 | 19 | 2020-08-19 | 1063653 | Sus | Y | EnvironmentalExternal¦FireForestGrass¦CustomerEquipment¦Burnedflashed
20-0098791 | Vegetation | Tree - fell into line | Conductor, Overhead | Broken, wire on ground | 2020 | Tier 2 - Elevated | Distribution Circuit | 9 | 17 | 2020-09-17 | 1079641 | Sus | Y | Vegetation¦Treefellintoline¦ConductorOverhead¦Brokenwireonground
20-0099460 | Unknown Cause | Patrol - found nothing |  |  | 2020 | Tier 2 - Elevated | Distribution Circuit | 9 | 21 | 2020-09-21 | 1084098 | Sus | Y | UnknownCause¦Patrolfoundnothing¦¦
20-0100126 | Equipment Failure/Involved | Overhead | Service conductor | Broken | 2020 | Tier 3 - Extreme | Transformer only | 9 | 22 | 2020-09-22 | 1086573 | Sus | Y | EquipmentFailureInvolved¦Overhead¦Serviceconductor¦Broken
20-0101260 | Equipment Failure/Involved | Overhead | Insulator | Broken | 2020 | Tier 3 - Extreme | Distribution Circuit | 9 | 24 | 2020-09-24 | 1091776 | Sus | Y | EquipmentFailureInvolved¦Overhead¦Insulator¦Broken
20-0103664 | Equipment Failure/Involved | Overhead | Transformer (OH) | Failed/Faulted | 2020 | Tier 2 - Elevated | Distribution Circuit | 9 | 30 | 2020-09-30 | 1102838 | Sus | Y | EquipmentFailureInvolved¦Overhead¦Transformer(OH)¦FailedFaulted
20-0108010 | Vegetation | Tree - branch fell on line | Secondary | Normal | 2020 | Tier 2 - Elevated | Transformer only | 10 | 13 | 2020-10-13 | 1116488 | Sus | Y | Vegetation¦Treebranchfellonline¦Secondary¦Normal
20-0108490 | Wildfire Mitigation | Public Safety Power Shut-off | Conductor, Overhead | Normal | 2020 | Tier 3 - Extreme | Distribution Circuit | 10 | 14 | 2020-10-14 | 1118017 | Sus | Y | WildfireMitigation¦PublicSafetyPowerShutoff¦ConductorOverhead¦Normal
20-0109410 | Animal | Squirrel |  | Failed/Faulted | 2020 | Tier 2 - Elevated | Transformer only | 10 | 15 | 2020-10-15 | 1118844 | Sus | Y | Animal¦Squirrel¦¦FailedFaulted
20-0116744 | Equipment Failure/Involved | Overhead | Transformer (OH) | Deteriorated | 2020 | Tier 2 - Elevated | Transformer only | 11 | 3 | 2020-11-03 | 1135337 | Sus | Y | EquipmentFailureInvolved¦Overhead¦Transformer(OH)¦Deteriorated
20-0116980 | Unknown Cause | Patrol - found nothing |  |  | 2020 | Tier 3 - Extreme | Transformer only | 11 | 4 | 2020-11-04 | 1135727 | Sus | Y | UnknownCause¦Patrolfoundnothing¦¦
20-0118080 | Unknown Cause | Patrol - found nothing |  |  | 2020 | Tier 3 - Extreme | Transformer only | 11 | 6 | 2020-11-06 | 1137873 | Sus | Y | UnknownCause¦Patrolfoundnothing¦¦
20-0118333 | Vegetation | Tree - branch fell on line | Conductor, Overhead | Normal | 2020 | Tier 2 - Elevated | Distribution Circuit | 11 | 7 | 2020-11-07 | 1138947 | Sus | Y | Vegetation¦Treebranchfellonline¦ConductorOverhead¦Normal
20-0118430 | Equipment Failure/Involved | Overhead | Conductor, Overhead | Broken | 2020 | Tier 3 - Extreme | Distribution Circuit | 11 | 8 | 2020-11-08 | 1139215 | Sus | Y | EquipmentFailureInvolved¦Overhead¦ConductorOverhead¦Broken
20-0118675 | Equipment Failure/Involved | Overhead | Crossarm, Wood | Broken | 2020 | Tier 2 - Elevated | Transformer only | 11 | 9 | 2020-11-09 | 1140039 | Sus | Y | EquipmentFailureInvolved¦Overhead¦CrossarmWood¦Broken
20-0127862 | 3rd Party | Tree - cutting, 3rd party | Conductor, Overhead | Normal | 2020 | Tier 3 - Extreme | Distribution Circuit | 12 | 4 | 2020-12-04 | 1163630 | Sus | N | 3rdParty¦Treecutting3rdparty¦ConductorOverhead¦Normal
20-0129839 | Equipment Failure/Involved | Overhead | Other | Broken | 2020 | Tier 3 - Extreme | Distribution Circuit | 12 | 11 | 2020-12-11 | 1180379 | Sus | N | EquipmentFailureInvolved¦Overhead¦Other¦Broken
20-0130197 | Vegetation | Tree - fell into line | Conductor, Overhead | Broken, wire on ground | 2020 | Tier 2 - Elevated | Distribution Circuit | 12 | 13 | 2020-12-13 | 1182845 | Sus | N | Vegetation¦Treefellintoline¦ConductorOverhead¦Brokenwireonground
20-0130854 | Equipment Failure/Involved | Overhead | Crossarm, Wood | Broken | 2020 | Tier 3 - Extreme | Distribution Circuit | 12 | 16 | 2020-12-16 | 1191809 | Sus | N | EquipmentFailureInvolved¦Overhead¦CrossarmWood¦Broken
20-0132084 | Animal | Squirrel | Transformer (OH) | Normal | 2020 | Tier 3 - Extreme | Transformer only | 12 | 28 | 2020-12-28 | 1200333 | Sus | N | Animal¦Squirrel¦Transformer(OH)¦Normal
21-0004704 | Unknown Cause | Patrol - not conducted |  |  | 2021 | Tier 2 - Elevated | Distribution Circuit | 1 | 4 | 2021-01-04 | 1203328 | Sus | N | UnknownCause¦Patrolnotconducted¦¦
21-0004939 | Unknown Cause | Patrol - found nothing |  |  | 2021 | Tier 3 - Extreme | Transformer only | 1 | 4 | 2021-01-04 | 1204163 | Sus | N | UnknownCause¦Patrolfoundnothing¦¦
21-0010195 | Equipment Failure/Involved | Overhead | Conductor, Overhead | Broken, wire on ground | 2021 | Tier 2 - Elevated | Distribution Circuit | 1 | 19 | 2021-01-19 | 1214799 | Sus | N | EquipmentFailureInvolved¦Overhead¦ConductorOverhead¦Brokenwireonground
21-0010225 | Equipment Failure/Involved | Overhead | Transformer | Broken | 2021 | Tier 3 - Extreme | Transformer only | 1 | 19 | 2021-01-19 | 1214804 | Sus | N | EquipmentFailureInvolved¦Overhead¦Transformer¦Broken
21-0011232 | Equipment Failure/Involved | Overhead | Conductor, Overhead | Broken, wire on ground | 2021 | Tier 3 - Extreme | Distribution Circuit | 1 | 19 | 2021-01-19 | 1218159 | Sus | N | EquipmentFailureInvolved¦Overhead¦ConductorOverhead¦Brokenwireonground
21-0012143 | Unknown Cause | Patrol - found nothing |  |  | 2021 | Tier 3 - Extreme | Distribution Circuit | 1 | 20 | 2021-01-20 | 1219992 | Sus | N | UnknownCause¦Patrolfoundnothing¦¦
21-0012374 | Vegetation | Tree - branch fell on line | Conductor, Overhead | Normal | 2021 | Tier 3 - Extreme | Distribution Circuit | 1 | 21 | 2021-01-21 | 1220369 | Sus | N | Vegetation¦Treebranchfellonline¦ConductorOverhead¦Normal
21-0013688 | Equipment Failure/Involved | Overhead | Connector or Splice (OH) | Broken, wire on ground | 2021 | Tier 2 - Elevated | Distribution Circuit | 1 | 25 | 2021-01-25 | 1223284 | Sus | N | EquipmentFailureInvolved¦Overhead¦ConnectororSplice(OH)¦Brokenwireonground
21-0014097 | Vegetation | Tree - fell into line | Conductor, Overhead | Normal | 2021 | Tier 2 - Elevated | Distribution Circuit | 1 | 25 | 2021-01-25 | 1223530 | Sus | N | Vegetation¦Treefellintoline¦ConductorOverhead¦Normal
21-0014976 | Unknown Cause | Patrol - found nothing |  |  | 2021 | Tier 2 - Elevated | Distribution Circuit | 1 | 26 | 2021-01-26 | 1227103 | Sus | N | UnknownCause¦Patrolfoundnothing¦¦
21-0016133 | Vegetation | Tree - fell into line | Secondary | Broken, wire on ground | 2021 | Tier 2 - Elevated | Distribution Circuit | 1 | 27 | 2021-01-27 | 1232716 | Sus | N | Vegetation¦Treefellintoline¦Secondary¦Brokenwireonground
21-0016725 | Unknown Cause | Patrol - found nothing |  |  | 2021 | Tier 3 - Extreme | Distribution Circuit | 1 | 26 | 2021-01-26 | 1237048 | Sus | N | UnknownCause¦Patrolfoundnothing¦¦
21-0016804 | Vegetation | Tree - fell into line | Conductor, Overhead | Broken, wire on ground | 2021 | Tier 2 - Elevated | Distribution Circuit | 1 | 26 | 2021-01-26 | 1237336 | Sus | N | Vegetation¦Treefellintoline¦ConductorOverhead¦Brokenwireonground
21-0017064 | Vegetation | Tree - branch fell on line | Conductor, Overhead | Normal | 2021 | Tier 3 - Extreme | Distribution Circuit | 1 | 27 | 2021-01-27 | 1238289 | Sus | N | Vegetation¦Treebranchfellonline¦ConductorOverhead¦Normal
21-0019298 | Vegetation | Tree - fell into line | Crossarm, Wood | Broken | 2021 | Tier 2 - Elevated | Distribution Circuit | 1 | 26 | 2021-01-26 | 1243206 | Sus | N | Vegetation¦Treefellintoline¦CrossarmWood¦Broken
21-0027588 | Vegetation | Tree - fell into line | Conductor, Overhead | Broken, wire on ground | 2021 | Tier 3 - Extreme | Distribution Circuit | 2 | 19 | 2021-02-19 | 1258224 | Sus | N | Vegetation¦Treefellintoline¦ConductorOverhead¦Brokenwireonground
21-0030328 | Vegetation | Tree - branch fell on line | Conductor, Overhead | Arcing | 2021 | Tier 2 - Elevated | Distribution Circuit | 2 | 27 | 2021-02-27 | 1263626 | Sus | N | Vegetation¦Treebranchfellonline¦ConductorOverhead¦Arcing
21-0035424 | Vegetation | Tree - fell into line | Conductor, Overhead | Normal | 2021 | Tier 3 - Extreme | Distribution Circuit | 3 | 11 | 2021-03-11 | 1278930 | Sus | N | Vegetation¦Treefellintoline¦ConductorOverhead¦Normal
21-0035947 | Equipment Failure/Involved | Overhead | Transformer (OH) | Failed/Faulted | 2021 | Tier 2 - Elevated | Transformer only | 3 | 12 | 2021-03-12 | 1280441 | Sus | N | EquipmentFailureInvolved¦Overhead¦Transformer(OH)¦FailedFaulted
21-0036784 | Equipment Failure/Involved | Overhead | Insulator | Burned/flashed | 2021 | Tier 3 - Extreme | Distribution Circuit | 3 | 15 | 2021-03-15 | 1283328 | Sus | N | EquipmentFailureInvolved¦Overhead¦Insulator¦Burnedflashed
21-0037715 | Equipment Failure/Involved | Overhead | Transformer (OH) | Failed/Faulted | 2021 | Tier 2 - Elevated | Transformer only | 3 | 17 | 2021-03-17 | 1286710 | Sus | N | EquipmentFailureInvolved¦Overhead¦Transformer(OH)¦FailedFaulted
21-0037911 | Vegetation | Tree - fell into line | Transformer (OH) | Broken | 2021 | Tier 2 - Elevated | Transformer only | 3 | 18 | 2021-03-18 | 1287529 | Sus | N | Vegetation¦Treefellintoline¦Transformer(OH)¦Broken
21-0043288 | Equipment Failure/Involved | Overhead | Insulator | Broken | 2021 | Tier 2 - Elevated | Distribution Circuit | 3 | 31 | 2021-03-31 | 1304443 | Sus | N | EquipmentFailureInvolved¦Overhead¦Insulator¦Broken
21-0047779 | Equipment Failure/Involved | Overhead | Secondary | Normal | 2021 | Tier 3 - Extreme | Transformer only | 4 | 13 | 2021-04-13 | 1314118 | Sus | N | EquipmentFailureInvolved¦Overhead¦Secondary¦Normal
21-0052878 | Animal | Squirrel | Conductor, Underground | Burned/flashed | 2021 | Tier 2 - Elevated | Transformer only | 4 | 25 | 2021-04-25 | 1333490 | Sus | N | Animal¦Squirrel¦ConductorUnderground¦Burnedflashed
21-0064695 | Unknown Cause | Patrol - found nothing |  |  | 2021 | Tier 3 - Extreme | Distribution Circuit | 5 | 22 | 2021-05-22 | 1356179 | Sus | Y | UnknownCause¦Patrolfoundnothing¦¦
21-0065286 | Vegetation | Tree - fell into line | Conductor, Overhead | Normal | 2021 | Tier 3 - Extreme | Distribution Circuit | 5 | 24 | 2021-05-24 | 1357519 | Sus | Y | Vegetation¦Treefellintoline¦ConductorOverhead¦Normal
21-0071768 | Equipment Failure/Involved | Overhead | Other | Broken | 2021 | Tier 2 - Elevated | Distribution Circuit | 6 | 8 | 2021-06-08 | 1368978 | Sus | Y | EquipmentFailureInvolved¦Overhead¦Other¦Broken
21-0074797 | Equipment Failure/Involved | Overhead | Transformer (OH) | Burned/flashed | 2021 | Tier 2 - Elevated | Distribution Circuit | 6 | 15 | 2021-06-15 | 1374789 | Sus | Y | EquipmentFailureInvolved¦Overhead¦Transformer(OH)¦Burnedflashed
21-0076610 | Animal | Other | Conductor, Overhead | Bent or Twisted | 2021 | Tier 2 - Elevated | Distribution Circuit | 6 | 19 | 2021-06-19 | 1378996 | Sus | Y | Animal¦Other¦ConductorOverhead¦BentorTwisted
21-0082949 | Equipment Failure/Involved | Overhead | Transformer (OH) | Failed/Faulted | 2021 | Tier 3 - Extreme | Transformer only | 6 | 30 | 2021-06-30 | 1389382 | Sus | Y | EquipmentFailureInvolved¦Overhead¦Transformer(OH)¦FailedFaulted
21-0092447 | Equipment Failure/Involved | Overhead | Pole-Wood | Deteriorated | 2021 | Tier 3 - Extreme | Distribution Circuit | 7 | 20 | 2021-07-20 | 1409180 | Sus | Y | EquipmentFailureInvolved¦Overhead¦PoleWood¦Deteriorated
21-0092956 | 3rd Party | Dig in, 3rd party | Conductor, Underground | Broken | 2021 | Tier 2 - Elevated | Transformer only | 7 | 21 | 2021-07-21 | 1409915 | Sus | Y | 3rdParty¦Digin3rdparty¦ConductorUnderground¦Broken
21-0098065 | 3rd Party | Tree - cutting, 3rd party | Conductor, Overhead | Normal | 2021 | Tier 3 - Extreme | Distribution Circuit | 7 | 31 | 2021-07-31 | 1425963 | Sus | Y | 3rdParty¦Treecutting3rdparty¦ConductorOverhead¦Normal
21-0098186 | Animal | Bird found | Conductor, Overhead | Normal | 2021 | Tier 3 - Extreme | Distribution Circuit | 8 | 1 | 2021-08-01 | 1428058 | Sus | Y | Animal¦Birdfound¦ConductorOverhead¦Normal
21-0109690 | Vegetation | Tree - fell into line | Pole-Wood | Broken, wire on object | 2021 | Tier 3 - Extreme | Distribution Circuit | 8 | 26 | 2021-08-26 | 1454000 | Sus | Y | Vegetation¦Treefellintoline¦PoleWood¦Brokenwireonobject
21-0110469 | 3rd Party | Vehicle | Pole-Wood | Broken | 2021 | Tier 2 - Elevated | Distribution Circuit | 8 | 27 | 2021-08-27 | 1456009 | Sus | Y | 3rdParty¦Vehicle¦PoleWood¦Broken
21-0116165 | Unknown Cause | Patrol - found nothing |  |  | 2021 | Tier 2 - Elevated | Distribution Circuit | 9 | 10 | 2021-09-10 | 1468198 | Sus | Y | UnknownCause¦Patrolfoundnothing¦¦
21-0122602 | Unknown Cause | Patrol - found nothing |  |  | 2021 | Tier 3 - Extreme | Distribution Circuit | 9 | 27 | 2021-09-27 | 1481268 | Sus | Y | UnknownCause¦Patrolfoundnothing¦¦
21-0125246 | Equipment Failure/Involved | Underground | Transformer (UG) | Broken | 2021 | Tier 3 - Extreme | Distribution Circuit | 10 | 2 | 2021-10-02 | 1485762 | Sus | Y | EquipmentFailureInvolved¦Underground¦Transformer(UG)¦Broken
21-0136397 | Vegetation | Tree - fell into line | Conductor, Overhead | Broken, wire on ground | 2021 | Tier 2 - Elevated | Distribution Circuit | 10 | 24 | 2021-10-24 | 1510120 | Sus | Y | Vegetation¦Treefellintoline¦ConductorOverhead¦Brokenwireonground
21-0142871 | Vegetation | Tree - fell into line | Conductor, Overhead | Broken, wire on ground | 2021 | Tier 2 - Elevated | Distribution Circuit | 11 | 5 | 2021-11-05 | 1535838 | Sus | Y | Vegetation¦Treefellintoline¦ConductorOverhead¦Brokenwireonground
21-0145143 | Unknown Cause | Patrol - found nothing |  |  | 2021 | Tier 2 - Elevated | Distribution Circuit | 11 | 12 | 2021-11-12 | 1541964 | Sus | Y | UnknownCause¦Patrolfoundnothing¦¦
21-0146555 | Equipment Failure/Involved | Overhead | Fuse | Failed/Faulted | 2021 | Tier 2 - Elevated | Distribution Circuit | 11 | 16 | 2021-11-16 | 1547183 | Sus | Y | EquipmentFailureInvolved¦Overhead¦Fuse¦FailedFaulted
21-0155775 | Unknown Cause | Patrol - not conducted |  |  | 2021 | Tier 2 - Elevated | Distribution Circuit | 12 | 7 | 2021-12-07 | 1561375 | Sus | N | UnknownCause¦Patrolnotconducted¦¦
21-0157436 | Unknown Cause | Patrol - not conducted |  |  | 2021 | Tier 2 - Elevated | Substation - Distribution | 12 | 13 | 2021-12-13 | 1568039 | Sus | N | UnknownCause¦Patrolnotconducted¦¦
21-0157493 | Vegetation | Tree - fell into line | Conductor, Overhead | Broken, wire on ground | 2021 | Tier 2 - Elevated | Distribution Circuit | 12 | 13 | 2021-12-13 | 1568155 | Sus | N | Vegetation¦Treefellintoline¦ConductorOverhead¦Brokenwireonground
21-0160673 | Vegetation | Tree - fell into line | Conductor, Overhead | Broken, wire on ground | 2021 | Tier 3 - Extreme | Distribution Circuit | 12 | 25 | 2021-12-25 | 1582058 | Sus | N | Vegetation¦Treefellintoline¦ConductorOverhead¦Brokenwireonground
21-0161152 | Vegetation | Tree - fell into line | Conductor, Overhead | Broken, wire on ground | 2021 | Tier 2 - Elevated | Distribution Circuit | 12 | 26 | 2021-12-26 | 1585954 | Sus | N | Vegetation¦Treefellintoline¦ConductorOverhead¦Brokenwireonground
21-0161154 | Vegetation | Tree - fell into line | Conductor, Overhead | Normal | 2021 | Tier 2 - Elevated | Distribution Circuit | 12 | 27 | 2021-12-27 | 1585962 | Sus | N | Vegetation¦Treefellintoline¦ConductorOverhead¦Normal
21-0161199 | Unknown Cause | Patrol - found nothing |  |  | 2021 | Tier 2 - Elevated | Distribution Circuit | 12 | 27 | 2021-12-27 | 1585902 | Sus | N | UnknownCause¦Patrolfoundnothing¦¦
21-0161347 | Vegetation | Tree - fell into line | Pole-Wood | Broken | 2021 | Tier 2 - Elevated | Distribution Circuit | 12 | 27 | 2021-12-27 | 1587022 | Sus | N | Vegetation¦Treefellintoline¦PoleWood¦Broken
21-0161739 | Unknown Cause | Patrol - found nothing |  |  | 2021 | Tier 3 - Extreme | Distribution Circuit | 12 | 30 | 2021-12-30 | 1589365 | Sus | N | UnknownCause¦Patrolfoundnothing¦¦
22-0005048 | Environmental/External | Ice or snow | Insulator | Broken | 2021 | Tier 2 - Elevated | Distribution Circuit | 12 | 27 | 2021-12-27 | 1591623 | Sus | N | EnvironmentalExternal¦Iceorsnow¦Insulator¦Broken
22-0005656 | Vegetation | Tree - branch fell on line | Service conductor | Broken | 2022 | Tier 3 - Extreme | Transformer only | 1 | 1 | 2022-01-01 | 1593911 | Sus | N | Vegetation¦Treebranchfellonline¦Serviceconductor¦Broken
22-0016244 | Unknown Cause | Patrol - found nothing |  |  | 2022 | Tier 3 - Extreme | Distribution Circuit | 1 | 31 | 2022-01-31 | 1616872 | Sus | N | UnknownCause¦Patrolfoundnothing¦¦
22-0016650 | Equipment Failure/Involved | Overhead | Transformer (OH) | Deteriorated | 2022 | Tier 2 - Elevated | Distribution Circuit | 1 | 31 | 2022-01-31 | 1617546 | Sus | N | EquipmentFailureInvolved¦Overhead¦Transformer(OH)¦Deteriorated
22-0018256 | Vegetation | Tree - fell into line | Conductor, Overhead | Broken | 2022 | Tier 3 - Extreme | Distribution Circuit | 2 | 3 | 2022-02-03 | 1620390 | Sus | N | Vegetation¦Treefellintoline¦ConductorOverhead¦Broken
22-0021797 | Unknown Cause | Patrol - found nothing |  |  | 2022 | Tier 3 - Extreme | Transformer only | 2 | 12 | 2022-02-12 | 1626291 | Sus | N | UnknownCause¦Patrolfoundnothing¦¦
22-0022160 | Equipment Failure/Involved | Overhead | Conductor, Overhead | Normal | 2022 | Tier 3 - Extreme | Distribution Circuit | 2 | 14 | 2022-02-14 | 1627326 | Sus | N | EquipmentFailureInvolved¦Overhead¦ConductorOverhead¦Normal
22-0025749 | Equipment Failure/Involved | Overhead | Pole-Wood | Broken | 2022 | Tier 2 - Elevated | Distribution Circuit | 2 | 23 | 2022-02-23 | 1634400 | Sus | N | EquipmentFailureInvolved¦Overhead¦PoleWood¦Broken
22-0030035 | Vegetation | Tree - fell into line | Conductor, Overhead | Broken, wire on ground | 2022 | Tier 2 - Elevated | Distribution Circuit | 3 | 4 | 2022-03-04 | 1642273 | Sus | N | Vegetation¦Treefellintoline¦ConductorOverhead¦Brokenwireonground
22-0040150 | 3rd Party | Dig in, 3rd party | Conductor, Underground | Broken | 2022 | Tier 3 - Extreme | Distribution Circuit | 3 | 29 | 2022-03-29 | 1659063 | Sus | N | 3rdParty¦Digin3rdparty¦ConductorUnderground¦Broken
22-0040363 | Unknown Cause | Patrol - found nothing |  |  | 2022 | Tier 3 - Extreme | Transformer only | 3 | 30 | 2022-03-30 | 1659312 | Sus | N | UnknownCause¦Patrolfoundnothing¦¦
22-0044249 | Equipment Failure/Involved | Overhead | Jumper | Burned/flashed | 2022 | Tier 2 - Elevated | Distribution Circuit | 4 | 7 | 2022-04-07 | 1665495 | Sus | N | EquipmentFailureInvolved¦Overhead¦Jumper¦Burnedflashed
22-0044755 | Equipment Failure/Involved | Overhead | Pole-Wood | Broken, wire on ground | 2022 | Tier 2 - Elevated | Distribution Circuit | 4 | 8 | 2022-04-08 | 1666165 | Sus | N | EquipmentFailureInvolved¦Overhead¦PoleWood¦Brokenwireonground
22-0056641 | Animal | Bird found | Conductor, Overhead | Normal | 2022 | Tier 2 - Elevated | Distribution Circuit | 5 | 2 | 2022-05-02 | 1685935 | Sus | Y | Animal¦Birdfound¦ConductorOverhead¦Normal
22-0059700 | Equipment Failure/Involved | Electrical Overload | Fuse | Burned Open | 2022 | Tier 2 - Elevated | Transformer only | 5 | 9 | 2022-05-09 | 1691725 | Sus | Y | EquipmentFailureInvolved¦ElectricalOverload¦Fuse¦BurnedOpen
22-0067452 | Vegetation | Tree - bark fell into line | Connector or Splice (OH) | Normal | 2022 | Tier 2 - Elevated | Distribution Circuit | 5 | 27 | 2022-05-27 | 1712468 | Sus | Y | Vegetation¦Treebarkfellintoline¦ConnectororSplice(OH)¦Normal
22-0071252 | Equipment Failure/Involved | Overhead | Transformer (OH) | Failed/Faulted | 2022 | Tier 2 - Elevated | Distribution Circuit | 6 | 7 | 2022-06-07 | 1721723 | Sus | Y | EquipmentFailureInvolved¦Overhead¦Transformer(OH)¦FailedFaulted
22-0072421 | Vegetation | Tree - branch fell on line | Conductor, Overhead | Normal | 2022 | Tier 3 - Extreme | Distribution Circuit | 6 | 9 | 2022-06-09 | 1726683 | Sus | Y | Vegetation¦Treebranchfellonline¦ConductorOverhead¦Normal
22-0075961 | Animal | Bird found | Transformer (OH) | Normal | 2022 | Tier 2 - Elevated | Transformer only | 6 | 18 | 2022-06-18 | 1734919 | Sus | Y | Animal¦Birdfound¦Transformer(OH)¦Normal
22-0084158 | Equipment Failure/Involved | Overhead | Transformer (OH) | Leaking | 2022 | Tier 3 - Extreme | Transformer only | 7 | 11 | 2022-07-11 | 1753962 | Sus | Y | EquipmentFailureInvolved¦Overhead¦Transformer(OH)¦Leaking
22-0085613 | Equipment Failure/Involved | Underground | Transformer (UG) | Broken | 2022 | Tier 2 - Elevated | Distribution Circuit | 7 | 14 | 2022-07-14 | 1756644 | Sus | Y | EquipmentFailureInvolved¦Underground¦Transformer(UG)¦Broken
22-0094506 | Unknown Cause | Patrol - found nothing |  |  | 2022 | Tier 2 - Elevated | Distribution Circuit | 8 | 5 | 2022-08-05 | 1774468 | Sus | Y | UnknownCause¦Patrolfoundnothing¦¦
22-0097088 | Equipment Failure/Involved | Overhead | Transformer | Arcing | 2022 | Tier 2 - Elevated | Transformer only | 8 | 12 | 2022-08-12 | 1779621 | Sus | Y | EquipmentFailureInvolved¦Overhead¦Transformer¦Arcing
22-0098422 | Unknown Cause | Patrol - found nothing |  |  | 2022 | Tier 3 - Extreme | Transformer only | 8 | 16 | 2022-08-16 | 1782966 | Sus | Y | UnknownCause¦Patrolfoundnothing¦¦
22-0102105 | 3rd Party | Fire, house or bldg. | Transformer (OH) | Failed/Faulted | 2022 | Tier 2 - Elevated | Distribution Circuit | 8 | 25 | 2022-08-25 | 1791679 | Sus | Y | 3rdParty¦Firehouseorbldg¦Transformer(OH)¦FailedFaulted
22-0108841 | Equipment Failure/Involved | Overhead | Transformer (OH) | Failed/Faulted | 2022 | Tier 2 - Elevated | Transformer only | 9 | 10 | 2022-09-10 | 1807910 | Sus | Y | EquipmentFailureInvolved¦Overhead¦Transformer(OH)¦FailedFaulted
22-0111651 | Unknown Cause | Patrol - found nothing |  |  | 2022 | Tier 2 - Elevated | Transmission line | 9 | 18 | 2022-09-18 | 1814469 | Sus | Y | UnknownCause¦Patrolfoundnothing¦¦
22-0112161 | Animal | Squirrel | Transformer | Failed/Faulted | 2022 | Tier 3 - Extreme | Transformer only | 9 | 19 | 2022-09-19 | 1816292 | Sus | Y | Animal¦Squirrel¦Transformer¦FailedFaulted
22-0112785 | Equipment Failure/Involved | Overhead | Transformer (OH) | Broken | 2022 | Tier 3 - Extreme | Transformer only | 9 | 20 | 2022-09-20 | 1817601 | Sus | Y | EquipmentFailureInvolved¦Overhead¦Transformer(OH)¦Broken
22-0113112 | Equipment Failure/Involved | Overhead | Cutout, fuse holder | Broken | 2022 | Tier 2 - Elevated | Distribution Circuit | 9 | 21 | 2022-09-21 | 1818432 | Sus | Y | EquipmentFailureInvolved¦Overhead¦Cutoutfuseholder¦Broken
22-0115068 | Equipment Failure/Involved | Overhead | Pole-Wood | Broken | 2022 | Tier 2 - Elevated | Distribution Circuit | 9 | 26 | 2022-09-26 | 1822239 | Sus | Y | EquipmentFailureInvolved¦Overhead¦PoleWood¦Broken
22-0115238 | Unknown Cause | Patrol - found nothing |  |  | 2022 | Tier 2 - Elevated | Distribution Circuit | 9 | 27 | 2022-09-27 | 1822511 | Sus | Y | UnknownCause¦Patrolfoundnothing¦¦
22-0117467 | Vegetation | Tree - bark fell into line | Pole-Wood | Broken | 2022 | Tier 2 - Elevated | Transformer only | 10 | 4 | 2022-10-04 | 1827320 | Sus | Y | Vegetation¦Treebarkfellintoline¦PoleWood¦Broken
22-0118953 | Unknown Cause | Patrol - found nothing |  |  | 2022 | Tier 2 - Elevated | Distribution Circuit | 10 | 6 | 2022-10-06 | 1831061 | Sus | Y | UnknownCause¦Patrolfoundnothing¦¦
22-0126009 | Unknown Cause | Patrol - found nothing |  |  | 2022 | Tier 2 - Elevated | Distribution Circuit | 10 | 30 | 2022-10-30 | 1848693 | Sus | Y | UnknownCause¦Patrolfoundnothing¦¦
22-0126778 | Equipment Failure/Involved | Overhead | Jumper | Burned/flashed | 2022 | Tier 2 - Elevated | Distribution Circuit | 11 | 1 | 2022-11-01 | 1850813 | Sus | Y | EquipmentFailureInvolved¦Overhead¦Jumper¦Burnedflashed
22-0126996 | Vegetation | Tree - grew into line | Conductor, Overhead | Normal | 2022 | Tier 3 - Extreme | Distribution Circuit | 11 | 2 | 2022-11-02 | 1851471 | Sus | Y | Vegetation¦Treegrewintoline¦ConductorOverhead¦Normal
22-0128796 | Vegetation | Tree - branch fell on line | Conductor, Overhead | Normal | 2022 | Tier 2 - Elevated | Distribution Circuit | 11 | 8 | 2022-11-08 | 1856676 | Sus | Y | Vegetation¦Treebranchfellonline¦ConductorOverhead¦Normal
22-0129250 | Equipment Failure/Involved | Overhead | Transformer (OH) | Failed/Faulted | 2022 | Tier 2 - Elevated | Transformer only | 11 | 8 | 2022-11-08 | 1857614 | Sus | Y | EquipmentFailureInvolved¦Overhead¦Transformer(OH)¦FailedFaulted
22-0130696 | Equipment Failure/Involved | Overhead | Cutout, fuse holder | Burned/flashed | 2022 | Tier 2 - Elevated | Transformer only | 11 | 13 | 2022-11-13 | 1861709 | Sus | Y | EquipmentFailureInvolved¦Overhead¦Cutoutfuseholder¦Burnedflashed
22-0131371 | Equipment Failure/Involved | Overhead | Transformer (OH) | Broken | 2022 | Tier 3 - Extreme | Distribution Circuit | 11 | 15 | 2022-11-15 | 1863387 | Sus | Y | EquipmentFailureInvolved¦Overhead¦Transformer(OH)¦Broken
22-0133101 | Animal | Squirrel | Fuse | Failed/Faulted | 2022 | Tier 2 - Elevated | Transformer only | 11 | 21 | 2022-11-21 | 1866871 | Sus | Y | Animal¦Squirrel¦Fuse¦FailedFaulted
22-0138109 | Unknown Cause | Patrol - found nothing |  |  | 2022 | Tier 3 - Extreme | Distribution Circuit | 12 | 10 | 2022-12-10 | 1880391 | Sus | N | UnknownCause¦Patrolfoundnothing¦¦
22-0138165 | Equipment Failure/Involved | Overhead | Jumper | Broken | 2022 | Tier 2 - Elevated | Distribution Circuit | 12 | 10 | 2022-12-10 | 1880372 | Sus | N | EquipmentFailureInvolved¦Overhead¦Jumper¦Broken
22-0138866 | Equipment Failure/Involved | Overhead | Transformer (OH) | Failed/Faulted | 2022 | Tier 2 - Elevated | Transformer only | 12 | 10 | 2022-12-10 | 1883076 | Sus | N | EquipmentFailureInvolved¦Overhead¦Transformer(OH)¦FailedFaulted
22-0141176 | Equipment Failure/Involved | Underground | Conductor, Underground | Deteriorated | 2022 | Tier 2 - Elevated | Distribution Circuit | 12 | 24 | 2022-12-24 | 1896684 | Sus | N | EquipmentFailureInvolved¦Underground¦ConductorUnderground¦Deteriorated
22-0142495 | Equipment Failure/Involved | Overhead | Transformer | Failed/Faulted | 2022 | Tier 2 - Elevated | Transformer only | 12 | 31 | 2022-12-31 | 1903093 | Sus | N | EquipmentFailureInvolved¦Overhead¦Transformer¦FailedFaulted
15-0004078 | 3rd Party | Vehicle | Pole-Wood | Broken, wire on ground | 2015 | Tier 2 - Elevated | Distribution Circuit | 1 | 12 | 2015-01-12 | 1162863 | Sus | N | 3rdParty¦Vehicle¦PoleWood¦Brokenwireonground
15-0010107 | Equipment Failure/Involved | Other | Transformer | Failed/Faulted | 2015 | Tier 2 - Elevated | Distribution Circuit | 2 | 6 | 2015-02-06 | 1174384 | Sus | N | EquipmentFailureInvolved¦Other¦Transformer¦FailedFaulted
15-0030131 | Unknown Cause | Patrol - found nothing |  |  | 2015 | Tier 2 - Elevated | Transformer only | 4 | 28 | 2015-04-28 | 1226346 | Sus | N | UnknownCause¦Patrolfoundnothing¦¦
15-0038491 | Equipment Failure/Involved | Overhead | Transformer | Leaking | 2015 | Tier 2 - Elevated | Transformer only | 6 | 4 | 2015-06-04 | 1243633 | Sus | Y | EquipmentFailureInvolved¦Overhead¦Transformer¦Leaking
15-0040230 | Equipment Failure/Involved | Overhead | Transformer | Failed/Faulted | 2015 | Tier 2 - Elevated | Transformer only | 6 | 10 | 2015-06-10 | 1248747 | Sus | Y | EquipmentFailureInvolved¦Overhead¦Transformer¦FailedFaulted
15-0045831 | Equipment Failure/Involved | Overhead | Transformer (OH) | Failed/Faulted | 2015 | Tier 2 - Elevated | Transformer only | 7 | 6 | 2015-07-06 | 1263707 | Sus | Y | EquipmentFailureInvolved¦Overhead¦Transformer(OH)¦FailedFaulted
15-0049279 | Equipment Failure/Involved | Overhead | Transformer | Failed/Faulted | 2015 | Tier 2 - Elevated | Transformer only | 7 | 20 | 2015-07-20 | 1273335 | Sus | Y | EquipmentFailureInvolved¦Overhead¦Transformer¦FailedFaulted
15-0049833 | Vegetation | Tree - branch fell on line | Conductor, Overhead | Normal | 2015 | Tier 2 - Elevated | Distribution Circuit | 7 | 22 | 2015-07-22 | 1275367 | Sus | Y | Vegetation¦Treebranchfellonline¦ConductorOverhead¦Normal
15-0051551 | Equipment Failure/Involved | Overhead | Connector or Splice (OH) | Burned Open | 2015 | Tier 3 - Extreme | Distribution Circuit | 7 | 29 | 2015-07-29 | 1279951 | Sus | Y | EquipmentFailureInvolved¦Overhead¦ConnectororSplice(OH)¦BurnedOpen
15-0056618 | Environmental/External | Fire, Forest/Grass | Pole-Wood | Broken | 2015 | Tier 2 - Elevated | Transmission line | 8 | 21 | 2015-08-21 | 1292649 | Sus | Y | EnvironmentalExternal¦FireForestGrass¦PoleWood¦Broken
15-0057019 | Animal | Bird found | Conductor, Overhead | Normal | 2015 | Tier 3 - Extreme | Distribution Circuit | 8 | 24 | 2015-08-24 | 1293814 | Sus | Y | Animal¦Birdfound¦ConductorOverhead¦Normal
15-0058156 | Vegetation | Tree - branch fell on line | Fuse | Normal | 2015 | Tier 2 - Elevated | Distribution Circuit | 8 | 29 | 2015-08-29 | 1296671 | Sus | Y | Vegetation¦Treebranchfellonline¦Fuse¦Normal
15-0058272 | Animal | Squirrel | Fuse | Failed/Faulted | 2015 | Tier 3 - Extreme | Distribution Circuit | 8 | 30 | 2015-08-30 | 1297340 | Sus | Y | Animal¦Squirrel¦Fuse¦FailedFaulted
15-0059323 | Equipment Failure/Involved | Overhead | Insulator | Broken | 2015 | Tier 2 - Elevated | Distribution Circuit | 9 | 4 | 2015-09-04 | 1299995 | Sus | Y | EquipmentFailureInvolved¦Overhead¦Insulator¦Broken
15-0059494 | Unknown Cause | Patrol - found nothing |  |  | 2015 | Tier 2 - Elevated | Transformer only | 9 | 5 | 2015-09-05 | 1300510 | Sus | Y | UnknownCause¦Patrolfoundnothing¦¦
15-0062384 | Environmental/External | Fire, Forest/Grass | Secondary | Burned/flashed | 2015 | Tier 2 - Elevated | Distribution Circuit | 9 | 20 | 2015-09-20 | 1308933 | Sus | Y | EnvironmentalExternal¦FireForestGrass¦Secondary¦Burnedflashed
15-0062575 | Unknown Cause | Patrol - found nothing |  |  | 2015 | Tier 2 - Elevated | Distribution Circuit | 9 | 21 | 2015-09-21 | 1309594 | Sus | Y | UnknownCause¦Patrolfoundnothing¦¦
15-0063635 | Equipment Failure/Involved | Overhead | Pole-Wood | Broken, wire on ground | 2015 | Tier 3 - Extreme | Distribution Circuit | 9 | 25 | 2015-09-25 | 1311974 | Sus | Y | EquipmentFailureInvolved¦Overhead¦PoleWood¦Brokenwireonground
15-0066026 | Animal | Squirrel | Conductor, Overhead | Normal | 2015 | Tier 2 - Elevated | Distribution Circuit | 9 | 28 | 2015-09-28 | 1312983 | Sus | Y | Animal¦Squirrel¦ConductorOverhead¦Normal
15-0067207 | Animal | Bird found | Conductor, Overhead | Normal | 2015 | Tier 2 - Elevated | Distribution Circuit | 10 | 1 | 2015-10-01 | 1315027 | Sus | Y | Animal¦Birdfound¦ConductorOverhead¦Normal
15-0069326 | Animal | Squirrel | Conductor, Overhead | Normal | 2015 | Tier 3 - Extreme | Distribution Circuit | 10 | 9 | 2015-10-09 | 1319503 | Sus | Y | Animal¦Squirrel¦ConductorOverhead¦Normal
15-0071192 | Unknown Cause | Patrol - found nothing |  |  | 2015 | Tier 2 - Elevated | Distribution Circuit | 10 | 17 | 2015-10-17 | 1323878 | Sus | Y | UnknownCause¦Patrolfoundnothing¦¦
15-0076734 | Equipment Failure/Involved | Other | Transformer | Failed/Faulted | 2015 | Tier 2 - Elevated | Transformer only | 11 | 9 | 2015-11-09 | 1337799 | Sus | Y | EquipmentFailureInvolved¦Other¦Transformer¦FailedFaulted
15-0077797 | Equipment Failure/Involved | Electrical Overload | Transformer (OH) | Broken | 2015 | Tier 2 - Elevated | Transformer only | 11 | 14 | 2015-11-14 | 1341297 | Sus | Y | EquipmentFailureInvolved¦ElectricalOverload¦Transformer(OH)¦Broken
15-0082258 | Equipment Failure/Involved | Overhead | Crossarm, Wood | Broken | 2015 | Tier 2 - Elevated | Distribution Circuit | 12 | 2 | 2015-12-02 | 1351958 | Sus | N | EquipmentFailureInvolved¦Overhead¦CrossarmWood¦Broken
15-0083765 | Unknown Cause | Patrol - found nothing |  |  | 2015 | Tier 2 - Elevated | Distribution Circuit | 12 | 10 | 2015-12-10 | 1356898 | Sus | N | UnknownCause¦Patrolfoundnothing¦¦
15-0083842 | Equipment Failure/Involved | Overhead | Transformer | Failed/Faulted | 2015 | Tier 3 - Extreme | Transformer only | 12 | 10 | 2015-12-10 | 1357250 | Sus | N | EquipmentFailureInvolved¦Overhead¦Transformer¦FailedFaulted
16-0002452 | Equipment Failure/Involved | Overhead | Pole-Wood | Broken | 2016 | Tier 2 - Elevated | Transformer only | 1 | 1 | 2016-01-01 | 1375736 | Sus | N | EquipmentFailureInvolved¦Overhead¦PoleWood¦Broken
16-0003818 | Equipment Failure/Involved | Overhead | Transformer | Failed/Faulted | 2016 | Tier 3 - Extreme | Transformer only | 1 | 7 | 2016-01-07 | 1379307 | Sus | N | EquipmentFailureInvolved¦Overhead¦Transformer¦FailedFaulted
16-0005933 | Vegetation | Tree - branch fell on line | Conductor, Overhead | Broken, wire on ground | 2016 | Tier 2 - Elevated | Distribution Circuit | 1 | 17 | 2016-01-17 | 1385528 | Sus | N | Vegetation¦Treebranchfellonline¦ConductorOverhead¦Brokenwireonground
16-0012914 | Unknown Cause | Patrol - found nothing |  |  | 2016 | Tier 2 - Elevated | Distribution Circuit | 2 | 16 | 2016-02-16 | 1404358 | Sus | N | UnknownCause¦Patrolfoundnothing¦¦
16-0018304 | Unknown Cause | Patrol - found nothing |  |  | 2016 | Tier 2 - Elevated | Distribution Circuit | 3 | 6 | 2016-03-06 | 1421030 | Sus | N | UnknownCause¦Patrolfoundnothing¦¦
16-0020211 | Environmental/External | Flood/Erosion | Conductor, Overhead | Broken, wire on ground | 2016 | Tier 2 - Elevated | Distribution Circuit | 3 | 11 | 2016-03-11 | 1427186 | Sus | N | EnvironmentalExternal¦FloodErosion¦ConductorOverhead¦Brokenwireonground
16-0020334 | Equipment Failure/Involved | Overhead | Conductor, Overhead | Broken, wire on ground | 2016 | Tier 2 - Elevated | Distribution Circuit | 3 | 11 | 2016-03-11 | 1427529 | Sus | N | EquipmentFailureInvolved¦Overhead¦ConductorOverhead¦Brokenwireonground
16-0020334 | Equipment Failure/Involved | Overhead | Conductor, Overhead | Broken, wire on ground | 2016 | Tier 2 - Elevated | Distribution Circuit | 3 | 11 | 2016-03-11 | 1427529 | Sus | N | EquipmentFailureInvolved¦Overhead¦ConductorOverhead¦Brokenwireonground
16-0020372 | Vegetation | Tree - fell into line | Conductor, Overhead | Normal | 2016 | Tier 2 - Elevated | Distribution Circuit | 3 | 11 | 2016-03-11 | 1427677 | Sus | N | Vegetation¦Treefellintoline¦ConductorOverhead¦Normal
16-0022721 | 3rd Party | Vehicle | Pole-Wood | Broken, wire on ground | 2016 | Tier 2 - Elevated | Distribution Circuit | 3 | 20 | 2016-03-20 | 1434485 | Sus | N | 3rdParty¦Vehicle¦PoleWood¦Brokenwireonground
16-0026744 | Unknown Cause | Patrol - found nothing |  |  | 2016 | Tier 3 - Extreme | Distribution Circuit | 4 | 7 | 2016-04-07 | 1446070 | Sus | N | UnknownCause¦Patrolfoundnothing¦¦
16-0031453 | Unknown Cause | Patrol - not conducted |  |  | 2016 | Tier 3 - Extreme | Distribution Circuit | 4 | 25 | 2016-04-25 | 1459008 | Sus | N | UnknownCause¦Patrolnotconducted¦¦
16-0035715 | Equipment Failure/Involved | Overhead | Insulator | Broken | 2016 | Tier 2 - Elevated | Distribution Circuit | 5 | 12 | 2016-05-12 | 1468957 | Sus | Y | EquipmentFailureInvolved¦Overhead¦Insulator¦Broken
16-0037617 | Unknown Cause | Patrol - found nothing |  |  | 2016 | Tier 3 - Extreme | Distribution Circuit | 5 | 21 | 2016-05-21 | 1474473 | Sus | Y | UnknownCause¦Patrolfoundnothing¦¦
16-0040647 | Equipment Failure/Involved | Overhead | Cutout, fuse holder | Broken | 2016 | Tier 3 - Extreme | Transformer only | 6 | 2 | 2016-06-02 | 1481642 | Sus | Y | EquipmentFailureInvolved¦Overhead¦Cutoutfuseholder¦Broken
16-0055305 | Animal | Bird found | Transformer (OH) | Normal | 2016 | Tier 2 - Elevated | Distribution Circuit | 8 | 5 | 2016-08-05 | 1521963 | Sus | Y | Animal¦Birdfound¦Transformer(OH)¦Normal
16-0055594 | 3rd Party | Vehicle | Pole-Wood | Normal | 2016 | Tier 2 - Elevated | Transformer only | 8 | 7 | 2016-08-07 | 1522780 | Sus | Y | 3rdParty¦Vehicle¦PoleWood¦Normal
16-0057245 | Vegetation | Tree - fell into line | Conductor, Overhead | Broken, wire on ground | 2016 | Tier 2 - Elevated | Distribution Circuit | 8 | 14 | 2016-08-14 | 1526442 | Sus | Y | Vegetation¦Treefellintoline¦ConductorOverhead¦Brokenwireonground
16-0057465 | 3rd Party | Vehicle | Pole-Wood | Broken, wire on ground | 2016 | Tier 2 - Elevated | Distribution Circuit | 8 | 15 | 2016-08-15 | 1526880 | Sus | Y | 3rdParty¦Vehicle¦PoleWood¦Brokenwireonground
16-0073252 | Unknown Cause | Patrol - found nothing |  |  | 2016 | Tier 3 - Extreme | Distribution Circuit | 10 | 17 | 2016-10-17 | 1564430 | Sus | Y | UnknownCause¦Patrolfoundnothing¦¦
16-0073933 | Unknown Cause | Patrol - found nothing |  |  | 2016 | Tier 2 - Elevated | Distribution Circuit | 10 | 19 | 2016-10-19 | 1565859 | Sus | Y | UnknownCause¦Patrolfoundnothing¦¦
16-0077348 | Vegetation | Tree - fell into line | Conductor, Overhead | Broken, wire on ground | 2016 | Tier 2 - Elevated | Distribution Circuit | 11 | 1 | 2016-11-01 | 1574727 | Sus | Y | Vegetation¦Treefellintoline¦ConductorOverhead¦Brokenwireonground
16-0078775 | Equipment Failure/Involved | Overhead | Transformer | Failed/Faulted | 2016 | Tier 3 - Extreme | Transformer only | 11 | 8 | 2016-11-08 | 1578407 | Sus | Y | EquipmentFailureInvolved¦Overhead¦Transformer¦FailedFaulted
16-0079154 | Animal | Other | Fuse | Failed/Faulted | 2016 | Tier 2 - Elevated | Distribution Circuit | 11 | 10 | 2016-11-10 | 1579289 | Sus | Y | Animal¦Other¦Fuse¦FailedFaulted
16-0079264 | Equipment Failure/Involved | Overhead |  | Burned Open | 2016 | Tier 2 - Elevated | Transformer only | 11 | 10 | 2016-11-10 | 1579404 | Sus | Y | EquipmentFailureInvolved¦Overhead¦¦BurnedOpen
16-0083316 | Unknown Cause | Patrol - found nothing |  |  | 2016 | Tier 2 - Elevated | Distribution Circuit | 12 | 1 | 2016-12-01 | 1592471 | Sus | N | UnknownCause¦Patrolfoundnothing¦¦
16-0084900 | Unknown Cause | Patrol - found nothing |  |  | 2016 | Tier 2 - Elevated | Distribution Circuit | 12 | 10 | 2016-12-10 | 1598257 | Sus | N | UnknownCause¦Patrolfoundnothing¦¦
16-0085756 | Animal | Bird found | Conductor, Overhead | Normal | 2016 | Tier 2 - Elevated | Distribution Circuit | 12 | 15 | 2016-12-15 | 1602928 | Sus | N | Animal¦Birdfound¦ConductorOverhead¦Normal
16-0086066 | Vegetation | Tree - fell into line | Service conductor | Bent or Twisted | 2016 | Tier 3 - Extreme | Transformer only | 12 | 16 | 2016-12-16 | 1604892 | Sus | N | Vegetation¦Treefellintoline¦Serviceconductor¦BentorTwisted
16-0086179 | Unknown Cause | Patrol - found nothing |  |  | 2016 | Tier 3 - Extreme | Distribution Circuit | 12 | 17 | 2016-12-17 | 1605787 | Sus | N | UnknownCause¦Patrolfoundnothing¦¦
16-0086519 | Vegetation | Tree - fell into line | Conductor, Overhead | Normal | 2016 | Tier 2 - Elevated | Distribution Circuit | 12 | 20 | 2016-12-20 | 1607670 | Sus | N | Vegetation¦Treefellintoline¦ConductorOverhead¦Normal
16-0086831 | Unknown Cause | Patrol - found nothing |  |  | 2016 | Tier 2 - Elevated | Distribution Circuit | 12 | 23 | 2016-12-23 | 1609901 | Sus | N | UnknownCause¦Patrolfoundnothing¦¦
17-0002914 | Environmental/External | Ice or snow | Conductor, Overhead | Normal | 2017 | Tier 2 - Elevated | Distribution Circuit | 1 | 2 | 2017-01-02 | 1615120 | Sus | N | EnvironmentalExternal¦Iceorsnow¦ConductorOverhead¦Normal
17-0004220 | Equipment Failure/Involved | Overhead | Crossarm, Wood | Broken | 2017 | Tier 3 - Extreme | Distribution Circuit | 1 | 6 | 2017-01-06 | 1620145 | Sus | N | EquipmentFailureInvolved¦Overhead¦CrossarmWood¦Broken
17-0005192 | Vegetation | Tree - fell into line | Pole-Wood | Broken, wire on ground | 2017 | Tier 2 - Elevated | Distribution Circuit | 1 | 8 | 2017-01-08 | 1624468 | Sus | N | Vegetation¦Treefellintoline¦PoleWood¦Brokenwireonground
17-0005227 | Unknown Cause | Patrol - found nothing |  |  | 2017 | Tier 2 - Elevated | Distribution Circuit | 1 | 8 | 2017-01-08 | 1624214 | Sus | N | UnknownCause¦Patrolfoundnothing¦¦
17-0005379 | Vegetation | Tree - branch fell on line | Conductor, Overhead | Broken, wire on ground | 2017 | Tier 2 - Elevated | Distribution Circuit | 1 | 8 | 2017-01-08 | 1626423 | Sus | N | Vegetation¦Treebranchfellonline¦ConductorOverhead¦Brokenwireonground
17-0005740 | Vegetation | Tree - fell into line | Conductor, Overhead | Broken | 2017 | Tier 2 - Elevated | Distribution Circuit | 1 | 8 | 2017-01-08 | 1626361 | Sus | N | Vegetation¦Treefellintoline¦ConductorOverhead¦Broken
17-0006162 | Vegetation | Tree - fell into line | Pole-Wood | Broken, wire on ground | 2017 | Tier 2 - Elevated | Distribution Circuit | 1 | 9 | 2017-01-09 | 1631461 | Sus | N | Vegetation¦Treefellintoline¦PoleWood¦Brokenwireonground
17-0006208 | Vegetation | Tree - fell into line | Conductor, Overhead | Broken, wire on ground | 2017 | Tier 2 - Elevated | Distribution Circuit | 1 | 9 | 2017-01-09 | 1631365 | Sus | N | Vegetation¦Treefellintoline¦ConductorOverhead¦Brokenwireonground
17-0006513 | Vegetation | Tree - fell into line | Conductor, Overhead | Broken, wire on ground | 2017 | Tier 3 - Extreme | Distribution Circuit | 1 | 10 | 2017-01-10 | 1632922 | Sus | N | Vegetation¦Treefellintoline¦ConductorOverhead¦Brokenwireonground
17-0006519 | Equipment Failure/Involved | Overhead | Pole-Wood | Broken, wire on ground | 2017 | Tier 3 - Extreme | Distribution Circuit | 1 | 10 | 2017-01-10 | 1632615 | Sus | N | EquipmentFailureInvolved¦Overhead¦PoleWood¦Brokenwireonground
17-0006689 | Vegetation | Tree - fell into line | Pole-Wood | Broken, wire on ground | 2017 | Tier 2 - Elevated | Distribution Circuit | 1 | 10 | 2017-01-10 | 1633282 | Sus | N | Vegetation¦Treefellintoline¦PoleWood¦Brokenwireonground
17-0008267 | Unknown Cause | Patrol - found nothing |  |  | 2017 | Tier 3 - Extreme | Distribution Circuit | 1 | 12 | 2017-01-12 | 1640907 | Sus | N | UnknownCause¦Patrolfoundnothing¦¦
17-0008438 | Vegetation | Tree - fell into line | Pole-Wood | Broken, wire on ground | 2017 | Tier 2 - Elevated | Distribution Circuit | 1 | 11 | 2017-01-11 | 1639774 | Sus | N | Vegetation¦Treefellintoline¦PoleWood¦Brokenwireonground
17-0008491 | Vegetation | Tree - fell into line | Conductor, Overhead | Broken, wire on object | 2017 | Tier 2 - Elevated | Distribution Circuit | 1 | 12 | 2017-01-12 | 1641758 | Sus | N | Vegetation¦Treefellintoline¦ConductorOverhead¦Brokenwireonobject
17-0009905 | Equipment Failure/Involved | Overhead | Conductor, Overhead | Broken, wire on ground | 2017 | Tier 2 - Elevated | Distribution Circuit | 1 | 18 | 2017-01-18 | 1646083 | Sus | N | EquipmentFailureInvolved¦Overhead¦ConductorOverhead¦Brokenwireonground
17-0011863 | Vegetation | Tree - fell into line | Conductor, Overhead | Broken, wire on ground | 2017 | Tier 3 - Extreme | Distribution Circuit | 1 | 21 | 2017-01-21 | 1655215 | Sus | N | Vegetation¦Treefellintoline¦ConductorOverhead¦Brokenwireonground
17-0013563 | Vegetation | Tree - fell into line | Conductor, Overhead | On Ground | 2017 | Tier 3 - Extreme | Distribution Circuit | 1 | 23 | 2017-01-23 | 1662476 | Sus | N | Vegetation¦Treefellintoline¦ConductorOverhead¦OnGround
17-0015590 | Equipment Failure/Involved | Overhead | Insulator | Broken | 2017 | Tier 2 - Elevated | Distribution Circuit | 1 | 27 | 2017-01-27 | 1668539 | Sus | N | EquipmentFailureInvolved¦Overhead¦Insulator¦Broken
17-0016043 | Equipment Failure/Involved | Overhead | Crossarm, Wood | Broken | 2017 | Tier 2 - Elevated | Distribution Circuit | 1 | 30 | 2017-01-30 | 1670696 | Sus | N | EquipmentFailureInvolved¦Overhead¦CrossarmWood¦Broken
17-0016462 | Equipment Failure/Involved | Overhead | Connector or Splice (OH) | Broken, wire on ground | 2017 | Tier 3 - Extreme | Distribution Circuit | 1 | 31 | 2017-01-31 | 1671651 | Sus | N | EquipmentFailureInvolved¦Overhead¦ConnectororSplice(OH)¦Brokenwireonground
17-0017570 | Unknown Cause | Patrol - found nothing |  |  | 2017 | Tier 2 - Elevated | Distribution Circuit | 2 | 5 | 2017-02-05 | 1675501 | Sus | N | UnknownCause¦Patrolfoundnothing¦¦
17-0018316 | Vegetation | Tree - fell into line | Conductor, Overhead | Broken, wire on ground | 2017 | Tier 2 - Elevated | Distribution Circuit | 2 | 6 | 2017-02-06 | 1677113 | Sus | N | Vegetation¦Treefellintoline¦ConductorOverhead¦Brokenwireonground
17-0018516 | Vegetation | Tree - fell into line | Conductor, Overhead | Normal | 2017 | Tier 2 - Elevated | Distribution Circuit | 2 | 7 | 2017-02-07 | 1678861 | Sus | N | Vegetation¦Treefellintoline¦ConductorOverhead¦Normal
17-0019052 | Equipment Failure/Involved | Overhead | Insulator | Broken | 2017 | Tier 3 - Extreme | Distribution Circuit | 2 | 8 | 2017-02-08 | 1681827 | Sus | N | EquipmentFailureInvolved¦Overhead¦Insulator¦Broken
17-0019972 | Vegetation | Tree - fell into line | Conductor, Overhead | Broken, wire on ground | 2017 | Tier 3 - Extreme | Distribution Circuit | 2 | 10 | 2017-02-10 | 1685232 | Sus | N | Vegetation¦Treefellintoline¦ConductorOverhead¦Brokenwireonground
17-0023622 | Vegetation | Tree - fell into line | Conductor, Overhead | Broken, wire on ground | 2017 | Tier 2 - Elevated | Distribution Circuit | 2 | 19 | 2017-02-19 | 1702255 | Sus | N | Vegetation¦Treefellintoline¦ConductorOverhead¦Brokenwireonground
17-0024798 | Vegetation | Tree - fell into line | Conductor, Overhead | Broken, wire on ground | 2017 | Tier 3 - Extreme | Distribution Circuit | 2 | 20 | 2017-02-20 | 1706611 | Sus | N | Vegetation¦Treefellintoline¦ConductorOverhead¦Brokenwireonground
17-0025138 | Vegetation | Tree - fell into line | Conductor, Overhead | Broken, wire on ground | 2017 | Tier 2 - Elevated | Distribution Circuit | 2 | 20 | 2017-02-20 | 1708664 | Sus | N | Vegetation¦Treefellintoline¦ConductorOverhead¦Brokenwireonground
17-0026089 | Unknown Cause | Patrol - found nothing |  |  | 2017 | Tier 2 - Elevated | Distribution Circuit | 2 | 23 | 2017-02-23 | 1712314 | Sus | N | UnknownCause¦Patrolfoundnothing¦¦
17-0026740 | Vegetation | Tree - branch fell on line | Conductor, Overhead | Normal | 2017 | Tier 3 - Extreme | Distribution Circuit | 2 | 25 | 2017-02-25 | 1714031 | Sus | N | Vegetation¦Treebranchfellonline¦ConductorOverhead¦Normal
17-0028248 | Equipment Failure/Involved | Overhead | Transformer (OH) | Broken | 2017 | Tier 2 - Elevated | Transformer only | 3 | 3 | 2017-03-03 | 1718961 | Sus | N | EquipmentFailureInvolved¦Overhead¦Transformer(OH)¦Broken
17-0028585 | Vegetation | Tree - fell into line | Conductor, Overhead | Together | 2017 | Tier 2 - Elevated | Distribution Circuit | 3 | 5 | 2017-03-05 | 1720438 | Sus | N | Vegetation¦Treefellintoline¦ConductorOverhead¦Together
17-0032086 | Equipment Failure/Involved | Overhead | Transformer | Failed/Faulted | 2017 | Tier 2 - Elevated | Transformer only | 3 | 20 | 2017-03-20 | 1731010 | Sus | N | EquipmentFailureInvolved¦Overhead¦Transformer¦FailedFaulted
17-0034067 | Equipment Failure/Involved | Overhead | Conductor, Overhead | Normal | 2017 | Tier 3 - Extreme | Distribution Circuit | 3 | 27 | 2017-03-27 | 1736490 | Sus | N | EquipmentFailureInvolved¦Overhead¦ConductorOverhead¦Normal
17-0034557 | Equipment Failure/Involved | Other | Connector or Splice (OH) | Deteriorated | 2017 | Tier 3 - Extreme | Transformer only | 3 | 28 | 2017-03-28 | 1737695 | Sus | N | EquipmentFailureInvolved¦Other¦ConnectororSplice(OH)¦Deteriorated
17-0036900 | Vegetation | Tree - fell into line | Conductor, Overhead | Broken, wire on ground | 2017 | Tier 2 - Elevated | Distribution Circuit | 4 | 6 | 2017-04-06 | 1745114 | Sus | N | Vegetation¦Treefellintoline¦ConductorOverhead¦Brokenwireonground
17-0038910 | Equipment Failure/Involved | Overhead | Transformer | Failed/Faulted | 2017 | Tier 2 - Elevated | Transformer only | 4 | 10 | 2017-04-10 | 1754382 | Sus | N | EquipmentFailureInvolved¦Overhead¦Transformer¦FailedFaulted
17-0054342 | Equipment Failure/Involved | Underground | Transformer (UG) | Failed/Faulted | 2017 | Tier 3 - Extreme | Distribution Circuit | 6 | 11 | 2017-06-11 | 1802029 | Sus | Y | EquipmentFailureInvolved¦Underground¦Transformer(UG)¦FailedFaulted
17-0054352 | Vegetation | Tree - branch fell on line | Conductor, Overhead | Broken, wire on ground | 2017 | Tier 2 - Elevated | Distribution Circuit | 6 | 11 | 2017-06-11 | 1802006 | Sus | Y | Vegetation¦Treebranchfellonline¦ConductorOverhead¦Brokenwireonground
17-0056789 | Unknown Cause | Patrol - found nothing |  |  | 2017 | Tier 2 - Elevated | Distribution Circuit | 6 | 19 | 2017-06-19 | 1811632 | Sus | Y | UnknownCause¦Patrolfoundnothing¦¦
17-0058344 | Equipment Failure/Involved | Electrical Overload | Transformer (OH) | Failed/Faulted | 2017 | Tier 2 - Elevated | Transformer only | 6 | 24 | 2017-06-24 | 1817200 | Sus | Y | EquipmentFailureInvolved¦ElectricalOverload¦Transformer(OH)¦FailedFaulted
17-0066809 | Unknown Cause | Patrol - found nothing |  |  | 2017 | Tier 3 - Extreme | Distribution Circuit | 7 | 31 | 2017-07-31 | 1843313 | Sus | Y | UnknownCause¦Patrolfoundnothing¦¦
17-0066968 | Animal | Bird found | Conductor, Overhead | Normal | 2017 | Tier 2 - Elevated | Distribution Circuit | 8 | 1 | 2017-08-01 | 1843747 | Sus | Y | Animal¦Birdfound¦ConductorOverhead¦Normal
17-0071159 | Vegetation | Tree - fell into line | Transformer | Malfunctioning | 2017 | Tier 2 - Elevated | Transformer only | 8 | 17 | 2017-08-17 | 1854467 | Sus | Y | Vegetation¦Treefellintoline¦Transformer¦Malfunctioning
17-0076703 | Vegetation | Tree - branch fell on line | Conductor, Overhead | Arcing | 2017 | Tier 2 - Elevated | Distribution Circuit | 9 | 7 | 2017-09-07 | 1872514 | Sus | Y | Vegetation¦Treebranchfellonline¦ConductorOverhead¦Arcing
17-0077121 | Equipment Failure/Involved | Overhead | Transformer (OH) | Leaking | 2017 | Tier 2 - Elevated | Transformer only | 9 | 8 | 2017-09-08 | 1873643 | Sus | Y | EquipmentFailureInvolved¦Overhead¦Transformer(OH)¦Leaking
17-0078415 | Equipment Failure/Involved | Overhead | Transformer (OH) | Failed/Faulted | 2017 | Tier 2 - Elevated | Transformer only | 9 | 12 | 2017-09-12 | 1877611 | Sus | Y | EquipmentFailureInvolved¦Overhead¦Transformer(OH)¦FailedFaulted
17-0082683 | Unknown Cause | Patrol - found nothing |  |  | 2017 | Tier 2 - Elevated | Distribution Circuit | 9 | 28 | 2017-09-28 | 1887743 | Sus | Y | UnknownCause¦Patrolfoundnothing¦¦
17-0083748 | Environmental/External | Fire, Forest/Grass | Fuse | Failed/Faulted | 2017 | Tier 3 - Extreme | Distribution Circuit | 10 | 3 | 2017-10-03 | 1890134 | Sus | Y | EnvironmentalExternal¦FireForestGrass¦Fuse¦FailedFaulted
17-0083836 | Equipment Failure/Involved | Overhead | Recloser | Malfunctioning | 2017 | Tier 3 - Extreme | Distribution Circuit | 11 | 22 | 2017-11-22 | 1927866 | Sus | Y | EquipmentFailureInvolved¦Overhead¦Recloser¦Malfunctioning
17-0085378 | Vegetation | Tree - branch fell on line | Conductor, Overhead | Normal | 2017 | Tier 3 - Extreme | Distribution Circuit | 10 | 8 | 2017-10-08 | 1893839 | Sus | Y | Vegetation¦Treebranchfellonline¦ConductorOverhead¦Normal
17-0086823 | Environmental/External | Fire, Forest/Grass | Pole-Wood | Broken, wire on ground | 2017 | Tier 2 - Elevated | Distribution Circuit | 10 | 8 | 2017-10-08 | 1899495 | Sus | Y | EnvironmentalExternal¦FireForestGrass¦PoleWood¦Brokenwireonground
17-0087126 | Environmental/External | Fire, Forest/Grass | Pole-Wood | Burned/flashed | 2017 | Tier 2 - Elevated | Distribution Circuit | 10 | 8 | 2017-10-08 | 1900103 | Sus | Y | EnvironmentalExternal¦FireForestGrass¦PoleWood¦Burnedflashed
17-0087249 | Environmental/External | Fire, Forest/Grass | Conductor, Overhead | Burned/flashed | 2017 | Tier 2 - Elevated | Distribution Circuit | 10 | 8 | 2017-10-08 | 1900477 | Sus | Y | EnvironmentalExternal¦FireForestGrass¦ConductorOverhead¦Burnedflashed
17-0088123 | Unknown Cause | Patrol - found nothing |  |  | 2017 | Tier 2 - Elevated | Distribution Circuit | 10 | 9 | 2017-10-09 | 1902884 | Sus | Y | UnknownCause¦Patrolfoundnothing¦¦
17-0094779 | Unknown Cause | Patrol - found nothing |  |  | 2017 | Tier 2 - Elevated | Distribution Circuit | 11 | 13 | 2017-11-13 | 1921721 | Sus | Y | UnknownCause¦Patrolfoundnothing¦¦
17-0094959 | Vegetation | Tree - fell into line | Transformer | Arcing | 2017 | Tier 2 - Elevated | Transformer only | 11 | 14 | 2017-11-14 | 1922315 | Sus | Y | Vegetation¦Treefellintoline¦Transformer¦Arcing
17-0097787 | Equipment Failure/Involved | Overhead | Jumper | Arcing | 2017 | Tier 3 - Extreme | Transformer only | 11 | 27 | 2017-11-27 | 1930165 | Sus | Y | EquipmentFailureInvolved¦Overhead¦Jumper¦Arcing
17-0099739 | Unknown Cause | Patrol - found nothing |  |  | 2017 | Tier 2 - Elevated | Distribution Circuit | 12 | 4 | 2017-12-04 | 1934918 | Sus | N | UnknownCause¦Patrolfoundnothing¦¦
17-0099755 | Vegetation | Tree - fell into line | Conductor, Overhead | Broken, wire on ground | 2017 | Tier 3 - Extreme | Distribution Circuit | 12 | 4 | 2017-12-04 | 1935590 | Sus | N | Vegetation¦Treefellintoline¦ConductorOverhead¦Brokenwireonground
17-0100155 | Equipment Failure/Involved | Overhead | Woodpin | Broken | 2017 | Tier 2 - Elevated | Distribution Circuit | 12 | 5 | 2017-12-05 | 1936971 | Sus | N | EquipmentFailureInvolved¦Overhead¦Woodpin¦Broken
17-0101658 | Equipment Failure/Involved | Overhead | Anchor or Guy | Broken | 2017 | Tier 3 - Extreme | Distribution Circuit | 12 | 14 | 2017-12-14 | 1942914 | Sus | N | EquipmentFailureInvolved¦Overhead¦AnchororGuy¦Broken
18-0004071 | Vegetation | Tree - fell into line | Conductor, Overhead | Broken, wire on ground | 2018 | Tier 2 - Elevated | Distribution Circuit | 1 | 6 | 2018-01-06 | 3307 | Sus | N | Vegetation¦Treefellintoline¦ConductorOverhead¦Brokenwireonground
18-0004112 | Equipment Failure/Involved | Overhead | Transformer | Failed/Faulted | 2018 | Tier 2 - Elevated | Transformer only | 1 | 7 | 2018-01-07 | 3490 | Sus | N | EquipmentFailureInvolved¦Overhead¦Transformer¦FailedFaulted
18-0004667 | Unknown Cause | Patrol - found nothing |  |  | 2018 | Tier 2 - Elevated | Distribution Circuit | 1 | 9 | 2018-01-09 | 4748 | Sus | N | UnknownCause¦Patrolfoundnothing¦¦
18-0020597 | Unknown Cause | Patrol - not conducted |  |  | 2018 | Tier 3 - Extreme | Distribution Circuit | 3 | 7 | 2018-03-07 | 39803 | Sus | N | UnknownCause¦Patrolnotconducted¦¦
18-0023956 | 3rd Party | Vehicle | Pole-Wood | Broken | 2018 | Tier 2 - Elevated | Distribution Circuit | 3 | 18 | 2018-03-18 | 47561 | Sus | N | 3rdParty¦Vehicle¦PoleWood¦Broken
18-0027570 | Equipment Failure/Involved | Overhead | Transformer | Failed/Faulted | 2018 | Tier 2 - Elevated | Transformer only | 3 | 29 | 2018-03-29 | 55623 | Sus | N | EquipmentFailureInvolved¦Overhead¦Transformer¦FailedFaulted
18-0029879 | Equipment Failure/Involved | Overhead | Transformer |  | 2018 | Tier 3 - Extreme | Transformer only | 4 | 6 | 2018-04-06 | 60756 | Sus | N | EquipmentFailureInvolved¦Overhead¦Transformer¦
18-0034403 | Vegetation | Tree - fell into line | Conductor, Overhead | Broken, wire on ground | 2018 | Tier 3 - Extreme | Distribution Circuit | 4 | 22 | 2018-04-22 | 71569 | Sus | N | Vegetation¦Treefellintoline¦ConductorOverhead¦Brokenwireonground
18-0035203 | Equipment Failure/Involved | Overhead | Crossarm, Wood | Burned/flashed | 2018 | Tier 3 - Extreme | Distribution Circuit | 4 | 24 | 2018-04-24 | 73336 | Sus | N | EquipmentFailureInvolved¦Overhead¦CrossarmWood¦Burnedflashed
18-0048157 | Equipment Failure/Involved | Overhead | Secondary | Deteriorated | 2018 | Tier 2 - Elevated | Distribution Circuit | 6 | 6 | 2018-06-06 | 103265 | Sus | Y | EquipmentFailureInvolved¦Overhead¦Secondary¦Deteriorated
18-0051619 | Vegetation | Tree - fell into line | Conductor, Overhead | Broken, wire on ground | 2018 | Tier 2 - Elevated | Transformer only | 6 | 16 | 2018-06-16 | 110642 | Sus | Y | Vegetation¦Treefellintoline¦ConductorOverhead¦Brokenwireonground
18-0055982 | Environmental/External | Fire, Forest/Grass | Pole-Wood | Burned/flashed | 2018 | Tier 2 - Elevated | Distribution Circuit | 6 | 30 | 2018-06-30 | 121875 | Sus | Y | EnvironmentalExternal¦FireForestGrass¦PoleWood¦Burnedflashed
18-0060138 | Animal | Squirrel | Fuse | Failed/Faulted | 2018 | Tier 3 - Extreme | Distribution Circuit | 7 | 16 | 2018-07-16 | 132538 | Sus | Y | Animal¦Squirrel¦Fuse¦FailedFaulted
18-0062277 | Animal | Squirrel |  | Failed/Faulted | 2018 | Tier 2 - Elevated | Transformer only | 7 | 21 | 2018-07-21 | 137089 | Sus | Y | Animal¦Squirrel¦¦FailedFaulted
18-0064618 | Environmental/External | Fire, Forest/Grass | Pole-Wood | Burned/flashed | 2018 | Tier 2 - Elevated | Distribution Circuit | 7 | 28 | 2018-07-28 | 142692 | Sus | Y | EnvironmentalExternal¦FireForestGrass¦PoleWood¦Burnedflashed
18-0066794 | Environmental/External | Fire, Forest/Grass | Conductor, Overhead | Normal | 2018 | Tier 2 - Elevated | Transmission line | 8 | 4 | 2018-08-04 | 149054 | Sus | Y | EnvironmentalExternal¦FireForestGrass¦ConductorOverhead¦Normal
18-0068478 | Environmental/External | Fire, Forest/Grass | Conductor, Overhead | Normal | 2018 | Tier 2 - Elevated | Transmission line | 8 | 9 | 2018-08-09 | 152524 | Sus | Y | EnvironmentalExternal¦FireForestGrass¦ConductorOverhead¦Normal
18-0070915 | Unknown Cause | Patrol - found nothing |  |  | 2018 | Tier 3 - Extreme | Distribution Circuit | 8 | 16 | 2018-08-16 | 156810 | Sus | Y | UnknownCause¦Patrolfoundnothing¦¦
18-0088191 | Equipment Failure/Involved | Overhead | Transformer | Failed/Faulted | 2018 | Tier 2 - Elevated | Transformer only | 10 | 8 | 2018-10-08 | 190734 | Sus | Y | EquipmentFailureInvolved¦Overhead¦Transformer¦FailedFaulted
18-0088427 | Unknown Cause | Patrol - found nothing |  |  | 2018 | Tier 2 - Elevated | Distribution Circuit | 10 | 8 | 2018-10-08 | 191131 | Sus | Y | UnknownCause¦Patrolfoundnothing¦¦
18-0090225 | Wildfire Mitigation | Public Safety Power Shut-off |  |  | 2018 | Tier 2 - Elevated | Distribution Circuit | 10 | 14 | 2018-10-14 | 195070 | Sus | Y | WildfireMitigation¦PublicSafetyPowerShutoff¦¦
18-0091292 | Animal | Squirrel | Fuse | Failed/Faulted | 2018 | Tier 3 - Extreme | Distribution Circuit | 10 | 17 | 2018-10-17 | 197237 | Sus | Y | Animal¦Squirrel¦Fuse¦FailedFaulted
18-0093605 | Equipment Failure/Involved | Underground | Transformer (UG) | Leaking | 2018 | Tier 2 - Elevated | Distribution Circuit | 10 | 24 | 2018-10-24 | 201358 | Sus | Y | EquipmentFailureInvolved¦Underground¦Transformer(UG)¦Leaking
18-0097830 | Equipment Failure/Involved | Overhead | Transformer (OH) | Leaking | 2018 | Tier 3 - Extreme | Transformer only | 11 | 7 | 2018-11-07 | 210521 | Sus | Y | EquipmentFailureInvolved¦Overhead¦Transformer(OH)¦Leaking
18-0098094 | Animal | Squirrel | Conductor, Overhead | Normal | 2018 | Tier 3 - Extreme | Distribution Circuit | 11 | 8 | 2018-11-08 | 211129 | Sus | Y | Animal¦Squirrel¦ConductorOverhead¦Normal
18-0099901 | Animal | Bird found | Conductor, Overhead | Normal | 2018 | Tier 3 - Extreme | Distribution Circuit | 11 | 15 | 2018-11-15 | 215656 | Sus | Y | Animal¦Birdfound¦ConductorOverhead¦Normal
18-0100730 | Vegetation | Tree - fell into line | Conductor, Overhead | Broken, wire on ground | 2018 | Tier 3 - Extreme | Distribution Circuit | 11 | 17 | 2018-11-17 | 217527 | Sus | Y | Vegetation¦Treefellintoline¦ConductorOverhead¦Brokenwireonground
18-0100821 | 3rd Party | Vehicle | Pole-Wood | Broken, wire on ground | 2018 | Tier 3 - Extreme | Distribution Circuit | 11 | 18 | 2018-11-18 | 217837 | Sus | Y | 3rdParty¦Vehicle¦PoleWood¦Brokenwireonground
18-0101061 | Environmental/External | Fire, Forest/Grass | Pole-Wood | Burned/flashed | 2018 | Tier 3 - Extreme | Distribution Circuit | 11 | 8 | 2018-11-08 | 218315 | Sus | Y | EnvironmentalExternal¦FireForestGrass¦PoleWood¦Burnedflashed
18-0101285 | Environmental/External | Fire, Forest/Grass | Pole-Wood | Burned/flashed | 2018 | Tier 3 - Extreme | Distribution Circuit | 11 | 8 | 2018-11-08 | 218650 | Sus | Y | EnvironmentalExternal¦FireForestGrass¦PoleWood¦Burnedflashed
18-0105799 | Unknown Cause | Patrol - found nothing |  |  | 2018 | Tier 2 - Elevated | Distribution Circuit | 12 | 1 | 2018-12-01 | 230703 | Sus | N | UnknownCause¦Patrolfoundnothing¦¦
18-0109327 | Unknown Cause | Patrol - found nothing |  |  | 2018 | Tier 3 - Extreme | Distribution Circuit | 12 | 15 | 2018-12-15 | 240813 | Sus | N | UnknownCause¦Patrolfoundnothing¦¦
18-0110262 | Vegetation | Tree - fell into line | Conductor, Overhead | Broken, wire on ground | 2018 | Tier 3 - Extreme | Distribution Circuit | 12 | 21 | 2018-12-21 | 244898 | Sus | N | Vegetation¦Treefellintoline¦ConductorOverhead¦Brokenwireonground
18-0110271 | Equipment Failure/Involved | Substation | Regulator, LTC substation | Failed/Faulted | 2018 | Tier 2 - Elevated | Substation - Distribution | 12 | 21 | 2018-12-21 | 245202 | Sus | N | EquipmentFailureInvolved¦Substation¦RegulatorLTCsubstation¦FailedFaulted
19-0009707 | Vegetation | Tree - branch fell on line | Conductor, Overhead | Normal | 2019 | Tier 2 - Elevated | Distribution Circuit | 1 | 16 | 2019-01-16 | 266872 | Sus | N | Vegetation¦Treebranchfellonline¦ConductorOverhead¦Normal
19-0010032 | Equipment Failure/Involved | Overhead | Service conductor | Broken | 2019 | Tier 3 - Extreme | Transformer only | 1 | 16 | 2019-01-16 | 268986 | Sus | N | EquipmentFailureInvolved¦Overhead¦Serviceconductor¦Broken
19-0010994 | Equipment Failure/Involved | Overhead | Pole-Wood | Broken, wire on ground | 2019 | Tier 3 - Extreme | Distribution Circuit | 1 | 17 | 2019-01-17 | 273879 | Sus | N | EquipmentFailureInvolved¦Overhead¦PoleWood¦Brokenwireonground
19-0011122 | Unknown Cause | Patrol - found nothing |  |  | 2019 | Tier 2 - Elevated | Distribution Circuit | 1 | 17 | 2019-01-17 | 272982 | Sus | N | UnknownCause¦Patrolfoundnothing¦¦
19-0012097 | Vegetation | Tree - fell into line | Conductor, Overhead | Broken, wire on ground | 2019 | Tier 3 - Extreme | Distribution Circuit | 1 | 16 | 2019-01-16 | 276631 | Sus | N | Vegetation¦Treefellintoline¦ConductorOverhead¦Brokenwireonground
19-0013349 | 3rd Party | Customer Equipment | Customer Equipment | Broken | 2019 | Tier 3 - Extreme | Distribution Circuit | 1 | 23 | 2019-01-23 | 279439 | Sus | N | 3rdParty¦CustomerEquipment¦CustomerEquipment¦Broken
19-0014617 | Vegetation | Tree - branch fell on line | Conductor, Overhead | Normal | 2019 | Tier 3 - Extreme | Distribution Circuit | 1 | 25 | 2019-01-25 | 281478 | Sus | N | Vegetation¦Treebranchfellonline¦ConductorOverhead¦Normal
19-0016959 | Vegetation | Tree - palm frond fell into line | Fuse | Failed/Faulted | 2019 | Tier 2 - Elevated | Distribution Circuit | 2 | 2 | 2019-02-02 | 286590 | Sus | N | Vegetation¦Treepalmfrondfellintoline¦Fuse¦FailedFaulted
19-0017280 | Equipment Failure/Involved | Overhead | Cutout, fuse holder | Broken | 2019 | Tier 2 - Elevated | Distribution Circuit | 2 | 2 | 2019-02-02 | 286341 | Sus | N | EquipmentFailureInvolved¦Overhead¦Cutoutfuseholder¦Broken
19-0018070 | Unknown Cause | Patrol - not conducted |  |  | 2019 | Tier 2 - Elevated | Distribution Circuit | 2 | 4 | 2019-02-04 | 290486 | Sus | N | UnknownCause¦Patrolnotconducted¦¦
19-0018753 | Unknown Cause | Patrol - found nothing |  |  | 2019 | Tier 2 - Elevated | Distribution Circuit | 2 | 5 | 2019-02-05 | 293673 | Sus | N | UnknownCause¦Patrolfoundnothing¦¦
19-0019330 | Unknown Cause | Patrol - found nothing |  |  | 2019 | Tier 3 - Extreme | Distribution Circuit | 2 | 6 | 2019-02-06 | 294145 | Sus | N | UnknownCause¦Patrolfoundnothing¦¦
19-0019433 | Vegetation | Tree - branch fell on line | Conductor, Overhead | Normal | 2019 | Tier 2 - Elevated | Distribution Circuit | 2 | 7 | 2019-02-07 | 294928 | Sus | N | Vegetation¦Treebranchfellonline¦ConductorOverhead¦Normal
19-0022789 | Equipment Failure/Involved | Overhead | Transformer (OH) | Broken | 2019 | Tier 2 - Elevated | Distribution Circuit | 2 | 14 | 2019-02-14 | 306507 | Sus | N | EquipmentFailureInvolved¦Overhead¦Transformer(OH)¦Broken
19-0022821 | Equipment Failure/Involved | Overhead | Pole-Wood | Broken | 2019 | Tier 3 - Extreme | Distribution Circuit | 2 | 14 | 2019-02-14 | 306705 | Sus | N | EquipmentFailureInvolved¦Overhead¦PoleWood¦Broken
19-0023664 | Equipment Failure/Involved | Overhead | Cutout, fuse holder | Failed/Faulted | 2019 | Tier 3 - Extreme | Distribution Circuit | 2 | 14 | 2019-02-14 | 310495 | Sus | N | EquipmentFailureInvolved¦Overhead¦Cutoutfuseholder¦FailedFaulted
19-0024227 | Unknown Cause | Patrol - found nothing |  |  | 2019 | Tier 2 - Elevated | Distribution Circuit | 2 | 15 | 2019-02-15 | 312742 | Sus | N | UnknownCause¦Patrolfoundnothing¦¦
19-0024405 | Equipment Failure/Involved | Overhead | Transformer | Failed/Faulted | 2019 | Tier 3 - Extreme | Transformer only | 2 | 15 | 2019-02-15 | 313037 | Sus | N | EquipmentFailureInvolved¦Overhead¦Transformer¦FailedFaulted
19-0024419 | Vegetation | Tree - branch fell on line | Conductor, Overhead | Normal | 2019 | Tier 3 - Extreme | Distribution Circuit | 2 | 16 | 2019-02-16 | 313424 | Sus | N | Vegetation¦Treebranchfellonline¦ConductorOverhead¦Normal
19-0024704 | Vegetation | Tree - fell into line | Conductor, Overhead | Normal | 2019 | Tier 3 - Extreme | Distribution Circuit | 2 | 16 | 2019-02-16 | 314901 | Sus | N | Vegetation¦Treefellintoline¦ConductorOverhead¦Normal
19-0024712 | Vegetation | Tree - fell into line | Conductor, Overhead | Broken, wire on ground | 2019 | Tier 2 - Elevated | Distribution Circuit | 2 | 12 | 2019-02-12 | 314937 | Sus | N | Vegetation¦Treefellintoline¦ConductorOverhead¦Brokenwireonground
19-0025521 | Vegetation | Tree - fell into line | Conductor, Overhead | Normal | 2019 | Tier 3 - Extreme | Distribution Circuit | 2 | 17 | 2019-02-17 | 317056 | Sus | N | Vegetation¦Treefellintoline¦ConductorOverhead¦Normal
19-0025681 | Environmental/External | Ice or snow | Conductor, Overhead | Arcing | 2019 | Tier 3 - Extreme | Distribution Circuit | 2 | 12 | 2019-02-12 | 317949 | Sus | N | EnvironmentalExternal¦Iceorsnow¦ConductorOverhead¦Arcing
19-0028600 | Vegetation | Tree - fell into line | Conductor, Overhead | Broken, wire on ground | 2019 | Tier 2 - Elevated | Distribution Circuit | 2 | 26 | 2019-02-26 | 325128 | Sus | N | Vegetation¦Treefellintoline¦ConductorOverhead¦Brokenwireonground
19-0028703 | Vegetation | Tree - fell into line | Conductor, Overhead | Broken, wire on ground | 2019 | Tier 3 - Extreme | Distribution Circuit | 2 | 27 | 2019-02-27 | 326153 | Sus | N | Vegetation¦Treefellintoline¦ConductorOverhead¦Brokenwireonground
19-0028797 | Vegetation | Tree - fell into line | Pole-Wood | Broken, wire on ground | 2019 | Tier 2 - Elevated | Distribution Circuit | 2 | 27 | 2019-02-27 | 326347 | Sus | N | Vegetation¦Treefellintoline¦PoleWood¦Brokenwireonground
19-0028917 | Vegetation | Tree - fell into line | Transformer | Broken | 2019 | Tier 2 - Elevated | Transformer only | 2 | 27 | 2019-02-27 | 326779 | Sus | N | Vegetation¦Treefellintoline¦Transformer¦Broken
19-0028986 | Equipment Failure/Involved | Overhead | Transformer | Broken, wire on object | 2019 | Tier 2 - Elevated | Transformer only | 2 | 27 | 2019-02-27 | 326900 | Sus | N | EquipmentFailureInvolved¦Overhead¦Transformer¦Brokenwireonobject
19-0032424 | Vegetation | Tree - fell into line | Conductor, Overhead | Broken, wire on ground | 2019 | Tier 3 - Extreme | Distribution Circuit | 3 | 10 | 2019-03-10 | 335600 | Sus | N | Vegetation¦Treefellintoline¦ConductorOverhead¦Brokenwireonground
19-0033103 | Vegetation | Tree - fell into line | Conductor, Overhead | Broken, wire on ground | 2019 | Tier 2 - Elevated | Distribution Circuit | 3 | 12 | 2019-03-12 | 337334 | Sus | N | Vegetation¦Treefellintoline¦ConductorOverhead¦Brokenwireonground
19-0033526 | Unknown Cause | Patrol - found nothing |  |  | 2019 | Tier 2 - Elevated | Distribution Circuit | 3 | 13 | 2019-03-13 | 338507 | Sus | N | UnknownCause¦Patrolfoundnothing¦¦
19-0041789 | 3rd Party | Vandalism | Fuse | Failed/Faulted | 2019 | Tier 2 - Elevated | Distribution Circuit | 4 | 11 | 2019-04-11 | 359180 | Sus | N | 3rdParty¦Vandalism¦Fuse¦FailedFaulted
19-0046871 | Unknown Cause | Patrol - found nothing |  |  | 2019 | Tier 2 - Elevated | Distribution Circuit | 4 | 28 | 2019-04-28 | 369672 | Sus | N | UnknownCause¦Patrolfoundnothing¦¦
19-0048826 | Equipment Failure/Involved | Overhead | Conductor, Overhead | Deteriorated | 2019 | Tier 2 - Elevated | Distribution Circuit | 5 | 4 | 2019-05-04 | 373554 | Sus | Y | EquipmentFailureInvolved¦Overhead¦ConductorOverhead¦Deteriorated
19-0050305 | Equipment Failure/Involved | Overhead | Crossarm, Wood | Deteriorated | 2019 | Tier 2 - Elevated | Distribution Circuit | 5 | 9 | 2019-05-09 | 376955 | Sus | Y | EquipmentFailureInvolved¦Overhead¦CrossarmWood¦Deteriorated
19-0050619 | Vegetation | Tree - fell into line | Crossarm, Wood | Broken, wire on ground | 2019 | Tier 3 - Extreme | Distribution Circuit | 5 | 10 | 2019-05-10 | 377587 | Sus | Y | Vegetation¦Treefellintoline¦CrossarmWood¦Brokenwireonground
19-0052469 | Unknown Cause | Patrol - found nothing |  |  | 2019 | Tier 3 - Extreme | Distribution Circuit | 5 | 15 | 2019-05-15 | 381642 | Sus | Y | UnknownCause¦Patrolfoundnothing¦¦
19-0052582 | Vegetation | Tree - branch fell on line | Transformer | Broken, wire on ground | 2019 | Tier 2 - Elevated | Transformer only | 5 | 16 | 2019-05-16 | 382120 | Sus | Y | Vegetation¦Treebranchfellonline¦Transformer¦Brokenwireonground
19-0052726 | Vegetation | Tree - fell into line | Pole-Wood | Broken | 2019 | Tier 3 - Extreme | Distribution Circuit | 5 | 16 | 2019-05-16 | 382386 | Sus | Y | Vegetation¦Treefellintoline¦PoleWood¦Broken
19-0053015 | Vegetation | Tree - fell into line | Conductor, Overhead | Normal | 2019 | Tier 2 - Elevated | Distribution Circuit | 5 | 16 | 2019-05-16 | 382981 | Sus | Y | Vegetation¦Treefellintoline¦ConductorOverhead¦Normal
19-0053114 | Vegetation | Tree - fell into line | Conductor, Overhead | Normal | 2019 | Tier 2 - Elevated | Distribution Circuit | 5 | 17 | 2019-05-17 | 383133 | Sus | Y | Vegetation¦Treefellintoline¦ConductorOverhead¦Normal
19-0054256 | Equipment Failure/Involved | Overhead | Cutout, fuse holder | Broken | 2019 | Tier 2 - Elevated | Distribution Circuit | 5 | 20 | 2019-05-20 | 385978 | Sus | Y | EquipmentFailureInvolved¦Overhead¦Cutoutfuseholder¦Broken
19-0062513 | 3rd Party | Tree - cutting, 3rd party | Conductor, Overhead | Normal | 2019 | Tier 3 - Extreme | Distribution Circuit | 6 | 4 | 2019-06-04 | 397227 | Sus | Y | 3rdParty¦Treecutting3rdparty¦ConductorOverhead¦Normal
19-0067550 | Equipment Failure/Involved | Overhead | Transformer | Failed/Faulted | 2019 | Tier 2 - Elevated | Transformer only | 6 | 13 | 2019-06-13 | 409773 | Sus | Y | EquipmentFailureInvolved¦Overhead¦Transformer¦FailedFaulted
19-0068099 | Vegetation | Tree - branch fell on line | Conductor, Overhead | Broken, wire on ground | 2019 | Tier 2 - Elevated | Distribution Circuit | 6 | 15 | 2019-06-15 | 415144 | Sus | Y | Vegetation¦Treebranchfellonline¦ConductorOverhead¦Brokenwireonground
19-0068617 | Unknown Cause | Patrol - found nothing |  |  | 2019 | Tier 2 - Elevated | Distribution Circuit | 6 | 17 | 2019-06-17 | 417510 | Sus | Y | UnknownCause¦Patrolfoundnothing¦¦
19-0080884 | Vegetation | Other ground vegetation | Conductor, Overhead | Normal | 2019 | Tier 3 - Extreme | Distribution Circuit | 7 | 24 | 2019-07-24 | 470660 | Sus | Y | Vegetation¦Othergroundvegetation¦ConductorOverhead¦Normal
19-0081774 | Unknown Cause | Patrol - found nothing |  |  | 2019 | Tier 2 - Elevated | Transmission line | 7 | 27 | 2019-07-27 | 473213 | Sus | Y | UnknownCause¦Patrolfoundnothing¦¦
19-0081930 | Unknown Cause | Patrol - found nothing |  |  | 2019 | Tier 2 - Elevated | Distribution Circuit | 7 | 28 | 2019-07-28 | 473760 | Sus | Y | UnknownCause¦Patrolfoundnothing¦¦
19-0083107 | Vegetation | Tree - branch fell on line | Conductor, Overhead | Normal | 2019 | Tier 2 - Elevated | Distribution Circuit | 7 | 31 | 2019-07-31 | 476493 | Sus | Y | Vegetation¦Treebranchfellonline¦ConductorOverhead¦Normal
19-0096954 | Equipment Failure/Involved | Overhead | Transformer (OH) | Failed/Faulted | 2019 | Tier 2 - Elevated | Transformer only | 9 | 9 | 2019-09-09 | 563775 | Sus | Y | EquipmentFailureInvolved¦Overhead¦Transformer(OH)¦FailedFaulted
19-0101011 | Unknown Cause | Patrol - not conducted |  |  | 2019 | Tier 3 - Extreme | Distribution Circuit | 9 | 18 | 2019-09-18 | 592405 | Sus | Y | UnknownCause¦Patrolnotconducted¦¦
19-0103507 | Equipment Failure/Involved | Overhead | Transformer (OH) | Deteriorated | 2019 | Tier 2 - Elevated | Transformer only | 9 | 25 | 2019-09-25 | 614034 | Sus | Y | EquipmentFailureInvolved¦Overhead¦Transformer(OH)¦Deteriorated
19-0107945 | Wildfire Mitigation | Public Safety Power Shut-off | Conductor, Overhead | Normal | 2019 | Tier 3 - Extreme | Distribution Circuit | 10 | 5 | 2019-10-05 | 645182 | Sus | Y | WildfireMitigation¦PublicSafetyPowerShutoff¦ConductorOverhead¦Normal
19-0111735 | 3rd Party | Customer Equipment | Fuse | Failed/Faulted | 2019 | Tier 3 - Extreme | Distribution Circuit | 10 | 15 | 2019-10-15 | 658877 | Sus | Y | 3rdParty¦CustomerEquipment¦Fuse¦FailedFaulted
19-0121766 | Equipment Failure/Involved | Overhead | Pole-Wood | Deteriorated | 2019 | Tier 2 - Elevated | Distribution Circuit | 11 | 6 | 2019-11-06 | 700792 | Sus | Y | EquipmentFailureInvolved¦Overhead¦PoleWood¦Deteriorated
19-0126592 | Unknown Cause | Patrol - not conducted |  |  | 2019 | Tier 2 - Elevated | Distribution Circuit | 11 | 19 | 2019-11-19 | 710543 | Sus | Y | UnknownCause¦Patrolnotconducted¦¦
19-0129553 | 3rd Party | Other | Conductor, Overhead | Broken, wire on ground | 2019 | Tier 2 - Elevated | Distribution Circuit | 11 | 26 | 2019-11-26 | 717830 | Sus | Y | 3rdParty¦Other¦ConductorOverhead¦Brokenwireonground
19-0131742 | Vegetation | Tree - fell into line | Conductor, Overhead | Broken, wire on ground | 2019 | Tier 3 - Extreme | Distribution Circuit | 11 | 30 | 2019-11-30 | 725176 | Sus | Y | Vegetation¦Treefellintoline¦ConductorOverhead¦Brokenwireonground
19-0131758 | Vegetation | Tree - branch fell on line | Conductor, Overhead | Normal | 2019 | Tier 2 - Elevated | Distribution Circuit | 11 | 30 | 2019-11-30 | 725370 | Sus | Y | Vegetation¦Treebranchfellonline¦ConductorOverhead¦Normal
19-0133021 | Vegetation | Tree - branch fell on line | Conductor, Overhead | Normal | 2019 | Tier 2 - Elevated | Distribution Circuit | 12 | 3 | 2019-12-03 | 729140 | Sus | N | Vegetation¦Treebranchfellonline¦ConductorOverhead¦Normal
19-0134826 | Vegetation | Tree - fell into line | Conductor, Overhead | Broken, wire on ground | 2019 | Tier 3 - Extreme | Distribution Circuit | 12 | 7 | 2019-12-07 | 732927 | Sus | N | Vegetation¦Treefellintoline¦ConductorOverhead¦Brokenwireonground
20-0010022 | Unknown Cause | Patrol - not conducted |  |  | 2020 | Tier 2 - Elevated | Distribution Circuit | 1 | 16 | 2020-01-16 | 762342 | Sus | N | UnknownCause¦Patrolnotconducted¦¦
20-0015380 | Vegetation | Tree - branch fell on line | Conductor, Overhead | Normal | 2020 | Tier 3 - Extreme | Distribution Circuit | 1 | 30 | 2020-01-30 | 773251 | Sus | N | Vegetation¦Treebranchfellonline¦ConductorOverhead¦Normal
20-0019470 | Unknown Cause | Patrol - found nothing |  |  | 2020 | Tier 3 - Extreme | Distribution Circuit | 2 | 9 | 2020-02-09 | 780907 | Sus | N | UnknownCause¦Patrolfoundnothing¦¦
20-0027309 | Unknown Cause | Patrol - found nothing |  |  | 2020 | Tier 2 - Elevated | Distribution Circuit | 2 | 29 | 2020-02-29 | 819971 | Sus | N | UnknownCause¦Patrolfoundnothing¦¦
20-0027638 | Equipment Failure/Involved | Overhead | Jumper | Burned Open | 2020 | Tier 2 - Elevated | Distribution Circuit | 3 | 2 | 2020-03-02 | 821215 | Sus | N | EquipmentFailureInvolved¦Overhead¦Jumper¦BurnedOpen
20-0030964 | Environmental/External | Lightning | Transformer (OH) | Failed/Faulted | 2020 | Tier 2 - Elevated | Distribution Circuit | 3 | 11 | 2020-03-11 | 844240 | Sus | N | EnvironmentalExternal¦Lightning¦Transformer(OH)¦FailedFaulted
20-0032546 | Equipment Failure/Involved | Overhead | Transformer | Failed/Faulted | 2020 | Tier 2 - Elevated | Transformer only | 3 | 16 | 2020-03-16 | 853876 | Sus | N | EquipmentFailureInvolved¦Overhead¦Transformer¦FailedFaulted
20-0032612 | Vegetation | Tree - fell into line | Conductor, Overhead | Normal | 2020 | Tier 3 - Extreme | Distribution Circuit | 3 | 16 | 2020-03-16 | 856680 | Sus | N | Vegetation¦Treefellintoline¦ConductorOverhead¦Normal
20-0032864 | Vegetation | Tree - fell into line | Pole-Wood | Broken, wire on ground | 2020 | Tier 2 - Elevated | Distribution Circuit | 3 | 16 | 2020-03-16 | 855247 | Sus | N | Vegetation¦Treefellintoline¦PoleWood¦Brokenwireonground
20-0033058 | Equipment Failure/Involved | Overhead | Transformer | Failed/Faulted | 2020 | Tier 2 - Elevated | Distribution Circuit | 3 | 16 | 2020-03-16 | 855682 | Sus | N | EquipmentFailureInvolved¦Overhead¦Transformer¦FailedFaulted
20-0033081 | Environmental/External | Ice or snow | Conductor, Overhead | Normal | 2020 | Tier 3 - Extreme | Distribution Circuit | 3 | 16 | 2020-03-16 | 856024 | Sus | N | EnvironmentalExternal¦Iceorsnow¦ConductorOverhead¦Normal
20-0033636 | Equipment Failure/Involved | Overhead | Transformer | Broken | 2020 | Tier 3 - Extreme | Transformer only | 3 | 17 | 2020-03-17 | 857546 | Sus | N | EquipmentFailureInvolved¦Overhead¦Transformer¦Broken
20-0034820 | Vegetation | Tree - branch fell on line | Conductor, Overhead | Normal | 2020 | Tier 3 - Extreme | Distribution Circuit | 3 | 15 | 2020-03-15 | 860003 | Sus | N | Vegetation¦Treebranchfellonline¦ConductorOverhead¦Normal
20-0037280 | Vegetation | Tree - fell into line | Conductor, Overhead | Normal | 2020 | Tier 3 - Extreme | Distribution Circuit | 3 | 30 | 2020-03-30 | 871032 | Sus | N | Vegetation¦Treefellintoline¦ConductorOverhead¦Normal
20-0038540 | Vegetation | Tree - fell into line | Conductor, Overhead | Normal | 2020 | Tier 3 - Extreme | Distribution Circuit | 4 | 5 | 2020-04-05 | 882806 | Sus | N | Vegetation¦Treefellintoline¦ConductorOverhead¦Normal
20-0038704 | Unknown Cause | Patrol - found nothing |  |  | 2020 | Tier 3 - Extreme | Distribution Circuit | 4 | 5 | 2020-04-05 | 883548 | Sus | N | UnknownCause¦Patrolfoundnothing¦¦
20-0040687 | Equipment Failure/Involved | Overhead | Pole-Wood | Broken | 2020 | Tier 2 - Elevated | Distribution Circuit | 4 | 12 | 2020-04-12 | 894274 | Sus | N | EquipmentFailureInvolved¦Overhead¦PoleWood¦Broken
20-0046006 | Company Initiated | Construction Activity/equip, company | Conductor, Overhead | Normal | 2020 | Tier 3 - Extreme | Distribution Circuit | 4 | 30 | 2020-04-30 | 904632 | Sus | N | CompanyInitiated¦ConstructionActivityequipcompany¦ConductorOverhead¦Normal
20-0049850 | Vegetation | Tree - branch fell on line | Fuse | Failed/Faulted | 2020 | Tier 3 - Extreme | Distribution Circuit | 5 | 13 | 2020-05-13 | 913139 | Sus | Y | Vegetation¦Treebranchfellonline¦Fuse¦FailedFaulted
20-0052293 | Equipment Failure/Involved | Overhead | Pole-Wood | Broken | 2020 | Tier 2 - Elevated | Transformer only | 5 | 20 | 2020-05-20 | 918141 | Sus | Y | EquipmentFailureInvolved¦Overhead¦PoleWood¦Broken
20-0060730 | Vegetation | Tree - fell into line | Conductor, Overhead | Broken, wire on ground | 2020 | Tier 2 - Elevated | Distribution Circuit | 6 | 12 | 2020-06-12 | 937842 | Sus | Y | Vegetation¦Treefellintoline¦ConductorOverhead¦Brokenwireonground
20-0060854 | Environmental/External | Lightning | Transformer | Failed/Faulted | 2020 | Tier 2 - Elevated | Transformer only | 6 | 12 | 2020-06-12 | 938295 | Sus | Y | EnvironmentalExternal¦Lightning¦Transformer¦FailedFaulted
20-0079881 | Vegetation | Tree - fell into line | Conductor, Overhead | Normal | 2020 | Tier 2 - Elevated | Distribution Circuit | 8 | 5 | 2020-08-05 | 979005 | Sus | Y | Vegetation¦Treefellintoline¦ConductorOverhead¦Normal
20-0085406 | Animal | Bird found | Conductor, Overhead | Normal | 2020 | Tier 3 - Extreme | Distribution Circuit | 8 | 16 | 2020-08-16 | 1014323 | Sus | Y | Animal¦Birdfound¦ConductorOverhead¦Normal
20-0088895 | Environmental/External | Fire, Forest/Grass | Conductor, Overhead | Broken, wire on ground | 2020 | Tier 2 - Elevated | Distribution Circuit | 8 | 22 | 2020-08-22 | 1026963 | Sus | Y | EnvironmentalExternal¦FireForestGrass¦ConductorOverhead¦Brokenwireonground
20-0088948 | Vegetation | Tree - grew into line | Conductor, Overhead | Normal | 2020 | Tier 2 - Elevated | Distribution Circuit | 8 | 22 | 2020-08-22 | 1027271 | Sus | Y | Vegetation¦Treegrewintoline¦ConductorOverhead¦Normal
20-0090486 | Unknown Cause | Patrol - not conducted |  |  | 2020 | Tier 3 - Extreme | Distribution Circuit | 8 | 19 | 2020-08-19 | 1033392 | Sus | Y | UnknownCause¦Patrolnotconducted¦¦
20-0094931 | Equipment Failure/Involved | Underground | Transformer (UG) | Failed/Faulted | 2020 | Tier 3 - Extreme | Distribution Circuit | 9 | 7 | 2020-09-07 | 1060976 | Sus | Y | EquipmentFailureInvolved¦Underground¦Transformer(UG)¦FailedFaulted
20-0096215 | Environmental/External | Fire, Forest/Grass | Customer Equipment | Burned/flashed | 2020 | Tier 3 - Extreme | Transformer only | 9 | 10 | 2020-09-10 | 1063989 | Sus | Y | EnvironmentalExternal¦FireForestGrass¦CustomerEquipment¦Burnedflashed
20-0096979 | Environmental/External | Fire, Forest/Grass | Transformer (OH) | Burned/flashed | 2020 | Tier 3 - Extreme | Transformer only | 8 | 19 | 2020-08-19 | 1067346 | Sus | Y | EnvironmentalExternal¦FireForestGrass¦Transformer(OH)¦Burnedflashed
20-0100195 | Environmental/External | Fire, Forest/Grass | Conductor, Overhead | Burned/flashed | 2020 | Tier 3 - Extreme | Distribution Circuit | 9 | 7 | 2020-09-07 | 1087912 | Sus | Y | EnvironmentalExternal¦FireForestGrass¦ConductorOverhead¦Burnedflashed
20-0104921 | Environmental/External | Fire, Forest/Grass | Conductor, Overhead | Normal | 2020 | Tier 2 - Elevated | Distribution Circuit | 10 | 4 | 2020-10-04 | 1110809 | Sus | Y | EnvironmentalExternal¦FireForestGrass¦ConductorOverhead¦Normal
20-0108849 | Equipment Failure/Involved | Overhead | Service conductor | Broken | 2020 | Tier 2 - Elevated | Transformer only | 10 | 14 | 2020-10-14 | 1117490 | Sus | Y | EquipmentFailureInvolved¦Overhead¦Serviceconductor¦Broken
20-0109434 | Wildfire Mitigation | Public Safety Power Shut-off | Fuse | Normal | 2020 | Tier 3 - Extreme | Distribution Circuit | 10 | 15 | 2020-10-15 | 1118996 | Sus | Y | WildfireMitigation¦PublicSafetyPowerShutoff¦Fuse¦Normal
20-0109935 | Environmental/External | Fire, Forest/Grass | Pole-Wood | Burned/flashed | 2020 | Tier 3 - Extreme | Distribution Circuit | 9 | 27 | 2020-09-27 | 1119817 | Sus | Y | EnvironmentalExternal¦FireForestGrass¦PoleWood¦Burnedflashed
20-0112521 | Wildfire Mitigation | Public Safety Power Shut-off | Conductor, Overhead | Normal | 2020 | Zone 1 - HHZ | Distribution Circuit | 10 | 25 | 2020-10-25 | 1128641 | Sus | Y | WildfireMitigation¦PublicSafetyPowerShutoff¦ConductorOverhead¦Normal
20-0114044 | Equipment Failure/Involved | Overhead | Transformer (OH) | Failed/Faulted | 2020 | Tier 2 - Elevated | Distribution Circuit | 10 | 27 | 2020-10-27 | 1130032 | Sus | Y | EquipmentFailureInvolved¦Overhead¦Transformer(OH)¦FailedFaulted
20-0116560 | Equipment Failure/Involved | Overhead | Crossarm, Wood | Broken | 2020 | Tier 2 - Elevated | Distribution Circuit | 11 | 3 | 2020-11-03 | 1135220 | Sus | Y | EquipmentFailureInvolved¦Overhead¦CrossarmWood¦Broken
20-0120759 | Equipment Failure/Involved | Overhead | Insulator | Broken | 2020 | Tier 2 - Elevated | Distribution Circuit | 11 | 13 | 2020-11-13 | 1143749 | Sus | Y | EquipmentFailureInvolved¦Overhead¦Insulator¦Broken
20-0121911 | Equipment Failure/Involved | Overhead | Other | Broken | 2020 | Tier 2 - Elevated | Transformer only | 11 | 17 | 2020-11-17 | 1147306 | Sus | Y | EquipmentFailureInvolved¦Overhead¦Other¦Broken
20-0125689 | Unknown Cause | Patrol - found nothing |  |  | 2020 | Tier 2 - Elevated | Distribution Circuit | 11 | 29 | 2020-11-29 | 1155778 | Sus | Y | UnknownCause¦Patrolfoundnothing¦¦
20-0126634 | Unknown Cause | Patrol - found nothing |  |  | 2020 | Tier 2 - Elevated | Distribution Circuit | 12 | 2 | 2020-12-02 | 1157659 | Sus | N | UnknownCause¦Patrolfoundnothing¦¦
20-0128775 | 3rd Party | Customer Equipment | Secondary | Normal | 2020 | Tier 2 - Elevated | Distribution Circuit | 12 | 8 | 2020-12-08 | 1170412 | Sus | N | 3rdParty¦CustomerEquipment¦Secondary¦Normal
20-0130765 | Equipment Failure/Involved | Electrical Overload | Transformer (OH) | Failed/Faulted | 2020 | Tier 2 - Elevated | Transformer only | 12 | 16 | 2020-12-16 | 1190851 | Sus | N | EquipmentFailureInvolved¦ElectricalOverload¦Transformer(OH)¦FailedFaulted
20-0131254 | Animal | Bird found | Conductor, Overhead | Normal | 2020 | Tier 2 - Elevated | Distribution Circuit | 12 | 20 | 2020-12-20 | 1195835 | Sus | N | Animal¦Birdfound¦ConductorOverhead¦Normal
20-0131591 | Unknown Cause | Patrol - found nothing |  |  | 2020 | Tier 2 - Elevated | Distribution Circuit | 12 | 23 | 2020-12-23 | 1197700 | Sus | N | UnknownCause¦Patrolfoundnothing¦¦
21-0006999 | Unknown Cause | Patrol - found nothing |  |  | 2021 | Tier 2 - Elevated | Distribution Circuit | 1 | 10 | 2021-01-10 | 1207568 | Sus | N | UnknownCause¦Patrolfoundnothing¦¦
21-0009586 | Vegetation | Tree - fell into line | Conductor, Overhead | Broken, wire on ground | 2021 | Tier 2 - Elevated | Distribution Circuit | 1 | 18 | 2021-01-18 | 1212105 | Sus | N | Vegetation¦Treefellintoline¦ConductorOverhead¦Brokenwireonground
21-0009933 | Vegetation | Tree - fell into line | Conductor, Overhead | Broken, wire on ground | 2021 | Tier 2 - Elevated | Distribution Circuit | 1 | 18 | 2021-01-18 | 1213290 | Sus | N | Vegetation¦Treefellintoline¦ConductorOverhead¦Brokenwireonground
21-0011277 | Unknown Cause | Patrol - found nothing |  |  | 2021 | Tier 2 - Elevated | Transformer only | 1 | 19 | 2021-01-19 | 1215680 | Sus | N | UnknownCause¦Patrolfoundnothing¦¦
21-0013854 | Vegetation | Tree - fell into line | Conductor, Overhead | Normal | 2021 | Tier 2 - Elevated | Distribution Circuit | 1 | 25 | 2021-01-25 | 1223045 | Sus | N | Vegetation¦Treefellintoline¦ConductorOverhead¦Normal
21-0015330 | Equipment Failure/Involved | Overhead | Conductor, Overhead | Together | 2021 | Tier 3 - Extreme | Distribution Circuit | 1 | 26 | 2021-01-26 | 1230351 | Sus | N | EquipmentFailureInvolved¦Overhead¦ConductorOverhead¦Together
21-0015465 | Vegetation | Tree - fell into line | Crossarm, Wood | Broken | 2021 | Tier 3 - Extreme | Distribution Circuit | 1 | 27 | 2021-01-27 | 1231662 | Sus | N | Vegetation¦Treefellintoline¦CrossarmWood¦Broken
21-0016054 | Equipment Failure/Involved | Overhead | Service conductor | Broken, wire on ground | 2021 | Tier 2 - Elevated | Transformer only | 1 | 26 | 2021-01-26 | 1227204 | Sus | N | EquipmentFailureInvolved¦Overhead¦Serviceconductor¦Brokenwireonground
21-0016831 | Unknown Cause | Patrol - found nothing |  |  | 2021 | Tier 2 - Elevated | Distribution Circuit | 1 | 27 | 2021-01-27 | 1237196 | Sus | N | UnknownCause¦Patrolfoundnothing¦¦
21-0021096 | Equipment Failure/Involved | Overhead | Transformer (OH) | Failed/Faulted | 2021 | Tier 3 - Extreme | Distribution Circuit | 2 | 2 | 2021-02-02 | 1246497 | Sus | N | EquipmentFailureInvolved¦Overhead¦Transformer(OH)¦FailedFaulted
21-0023479 | Animal | Bird found | Conductor, Overhead | Normal | 2021 | Tier 2 - Elevated | Distribution Circuit | 2 | 9 | 2021-02-09 | 1251226 | Sus | N | Animal¦Birdfound¦ConductorOverhead¦Normal
21-0023884 | Unknown Cause | Patrol - found nothing |  |  | 2021 | Tier 3 - Extreme | Distribution Circuit | 2 | 10 | 2021-02-10 | 1251995 | Sus | N | UnknownCause¦Patrolfoundnothing¦¦
21-0032942 | Vegetation | Tree - fell into line | Conductor, Overhead | Broken, wire on ground | 2021 | Tier 3 - Extreme | Distribution Circuit | 3 | 5 | 2021-03-05 | 1270682 | Sus | N | Vegetation¦Treefellintoline¦ConductorOverhead¦Brokenwireonground
21-0036073 | Unknown Cause | Patrol - found nothing |  |  | 2021 | Tier 2 - Elevated | Distribution Circuit | 3 | 13 | 2021-03-13 | 1280777 | Sus | N | UnknownCause¦Patrolfoundnothing¦¦
21-0036196 | Unknown Cause | Patrol - found nothing |  |  | 2021 | Tier 3 - Extreme | Distribution Circuit | 3 | 14 | 2021-03-14 | 1281794 | Sus | N | UnknownCause¦Patrolfoundnothing¦¦
21-0036345 | Equipment Failure/Involved | Overhead | Pothead(Riser Termination) | Failed/Faulted | 2021 | Tier 2 - Elevated | Distribution Circuit | 3 | 15 | 2021-03-15 | 1282401 | Sus | N | EquipmentFailureInvolved¦Overhead¦Pothead(RiserTermination)¦FailedFaulted
21-0039035 | Vegetation | Tree - branch fell on line | Conductor, Overhead | Broken, wire on ground | 2021 | Tier 2 - Elevated | Distribution Circuit | 3 | 20 | 2021-03-20 | 1290428 | Sus | N | Vegetation¦Treebranchfellonline¦ConductorOverhead¦Brokenwireonground
21-0042369 | Equipment Failure/Involved | Underground | Transformer (UG) | Leaking | 2021 | Tier 3 - Extreme | Distribution Circuit | 3 | 29 | 2021-03-29 | 1302796 | Sus | N | EquipmentFailureInvolved¦Underground¦Transformer(UG)¦Leaking
21-0044732 | Equipment Failure/Involved | Overhead | Transformer (OH) | Leaking | 2021 | Tier 3 - Extreme | Transformer only | 4 | 5 | 2021-04-05 | 1307075 | Sus | N | EquipmentFailureInvolved¦Overhead¦Transformer(OH)¦Leaking
21-0052192 | Unknown Cause | Patrol - found nothing |  |  | 2021 | Tier 2 - Elevated | Distribution Circuit | 4 | 22 | 2021-04-22 | 1329319 | Sus | N | UnknownCause¦Patrolfoundnothing¦¦
21-0052270 | Equipment Failure/Involved | Overhead | Crossarm, Wood | Broken | 2021 | Tier 2 - Elevated | Distribution Circuit | 4 | 23 | 2021-04-23 | 1329817 | Sus | N | EquipmentFailureInvolved¦Overhead¦CrossarmWood¦Broken
21-0055783 | 3rd Party | Customer Equipment | Customer Equipment | Together | 2021 | Tier 2 - Elevated | Distribution Circuit | 5 | 1 | 2021-05-01 | 1338876 | Sus | Y | 3rdParty¦CustomerEquipment¦CustomerEquipment¦Together
21-0058895 | Equipment Failure/Involved | Overhead | Cutout, fuse holder | Broken | 2021 | Tier 2 - Elevated | Distribution Circuit | 5 | 8 | 2021-05-08 | 1344075 | Sus | Y | EquipmentFailureInvolved¦Overhead¦Cutoutfuseholder¦Broken
21-0077675 | Equipment Failure/Involved | Overhead | Fuse | Broken | 2021 | Tier 2 - Elevated | Transformer only | 6 | 22 | 2021-06-22 | 1382242 | Sus | Y | EquipmentFailureInvolved¦Overhead¦Fuse¦Broken
21-0084960 | 3rd Party | Vehicle | Connector or Splice (UG) | Broken | 2021 | Tier 2 - Elevated | Distribution Circuit | 7 | 5 | 2021-07-05 | 1392220 | Sus | Y | 3rdParty¦Vehicle¦ConnectororSplice(UG)¦Broken
21-0088434 | Equipment Failure/Involved | Fire, pole | Pole-Wood | Burned/flashed | 2021 | Tier 2 - Elevated | Distribution Circuit | 7 | 12 | 2021-07-12 | 1402274 | Sus | Y | EquipmentFailureInvolved¦Firepole¦PoleWood¦Burnedflashed
21-0094314 | Unknown Cause | Patrol - found nothing |  |  | 2021 | Tier 2 - Elevated | Distribution Circuit | 7 | 23 | 2021-07-23 | 1412721 | Sus | Y | UnknownCause¦Patrolfoundnothing¦¦
21-0095931 | Vegetation | Tree - branch fell on line | Transformer | Broken, wire on ground | 2021 | Tier 3 - Extreme | Transformer only | 7 | 28 | 2021-07-28 | 1416885 | Sus | Y | Vegetation¦Treebranchfellonline¦Transformer¦Brokenwireonground
21-0102220 | Unknown Cause | Patrol - found nothing |  |  | 2021 | Tier 2 - Elevated | Distribution Circuit | 8 | 9 | 2021-08-09 | 1438603 | Sus | Y | UnknownCause¦Patrolfoundnothing¦¦
21-0103465 | Animal | Bird found | Conductor, Overhead | Normal | 2021 | Tier 2 - Elevated | Distribution Circuit | 8 | 12 | 2021-08-12 | 1440731 | Sus | Y | Animal¦Birdfound¦ConductorOverhead¦Normal
21-0110636 | Vegetation | Tree - branch fell on line | Conductor, Overhead | Deteriorated | 2021 | Tier 2 - Elevated | Distribution Circuit | 8 | 28 | 2021-08-28 | 1456965 | Sus | Y | Vegetation¦Treebranchfellonline¦ConductorOverhead¦Deteriorated
21-0110916 | Vegetation | Tree - grew into line | Conductor, Overhead | Normal | 2021 | Tier 3 - Extreme | Distribution Circuit | 8 | 30 | 2021-08-30 | 1457963 | Sus | Y | Vegetation¦Treegrewintoline¦ConductorOverhead¦Normal
21-0112928 | Equipment Failure/Involved | Electrical Overload | Service conductor | Failed/Faulted | 2021 | Tier 2 - Elevated | Transformer only | 9 | 2 | 2021-09-02 | 1461182 | Sus | Y | EquipmentFailureInvolved¦ElectricalOverload¦Serviceconductor¦FailedFaulted
21-0113999 | Equipment Failure/Involved | Overhead | Transformer (OH) | Failed/Faulted | 2021 | Tier 2 - Elevated | Distribution Circuit | 9 | 7 | 2021-09-07 | 1463385 | Sus | Y | EquipmentFailureInvolved¦Overhead¦Transformer(OH)¦FailedFaulted
21-0115662 | Unknown Cause | Patrol - found nothing |  |  | 2021 | Tier 3 - Extreme | Distribution Circuit | 9 | 10 | 2021-09-10 | 1466920 | Sus | Y | UnknownCause¦Patrolfoundnothing¦¦
21-0117901 | Equipment Failure/Involved | Overhead | Transformer (OH) | Burned/flashed | 2021 | Tier 3 - Extreme | Transformer only | 9 | 15 | 2021-09-15 | 1472535 | Sus | Y | EquipmentFailureInvolved¦Overhead¦Transformer(OH)¦Burnedflashed
21-0119519 | Unknown Cause | Patrol - found nothing |  |  | 2021 | Tier 3 - Extreme | Distribution Circuit | 9 | 19 | 2021-09-19 | 1475392 | Sus | Y | UnknownCause¦Patrolfoundnothing¦¦
21-0120882 | Unknown Cause | Patrol - found nothing |  |  | 2021 | Tier 3 - Extreme | Distribution Circuit | 9 | 22 | 2021-09-22 | 1477932 | Sus | Y | UnknownCause¦Patrolfoundnothing¦¦
21-0129266 | Equipment Failure/Involved | Overhead | Pole-Wood | Broken | 2021 | Tier 2 - Elevated | Distribution Circuit | 10 | 11 | 2021-10-11 | 1494675 | Sus | Y | EquipmentFailureInvolved¦Overhead¦PoleWood¦Broken
21-0130228 | Unknown Cause | Patrol - found nothing |  |  | 2021 | Tier 3 - Extreme | Distribution Circuit | 10 | 13 | 2021-10-13 | 1496498 | Sus | Y | UnknownCause¦Patrolfoundnothing¦¦
21-0135879 | Unknown Cause | Patrol - not conducted |  |  | 2021 | Tier 2 - Elevated | Distribution Circuit | 10 | 24 | 2021-10-24 | 1509240 | Sus | Y | UnknownCause¦Patrolnotconducted¦¦
21-0136491 | Company Initiated | Improper Construction | Conductor, Overhead | Together | 2021 | Tier 2 - Elevated | Distribution Circuit | 10 | 24 | 2021-10-24 | 1513511 | Sus | Y | CompanyInitiated¦ImproperConstruction¦ConductorOverhead¦Together
21-0136966 | Unknown Cause | Patrol - found nothing |  |  | 2021 | Tier 2 - Elevated | Distribution Circuit | 10 | 25 | 2021-10-25 | 1516848 | Sus | Y | UnknownCause¦Patrolfoundnothing¦¦
21-0137119 | Unknown Cause | Patrol - found nothing |  |  | 2021 | Tier 2 - Elevated | Distribution Circuit | 10 | 24 | 2021-10-24 | 1515914 | Sus | Y | UnknownCause¦Patrolfoundnothing¦¦
21-0137258 | Vegetation | Tree - branch fell on line | Conductor, Overhead | Normal | 2021 | Tier 3 - Extreme | Distribution Circuit | 10 | 24 | 2021-10-24 | 1514946 | Sus | Y | Vegetation¦Treebranchfellonline¦ConductorOverhead¦Normal
21-0138408 | Equipment Failure/Involved | Overhead | Conductor, Overhead | Broken, wire on ground | 2021 | Tier 2 - Elevated | Distribution Circuit | 10 | 24 | 2021-10-24 | 1514858 | Sus | Y | EquipmentFailureInvolved¦Overhead¦ConductorOverhead¦Brokenwireonground
21-0140185 | Equipment Failure/Involved | Overhead | Other | Broken | 2021 | Tier 3 - Extreme | Distribution Circuit | 10 | 30 | 2021-10-30 | 1525933 | Sus | Y | EquipmentFailureInvolved¦Overhead¦Other¦Broken
21-0145184 | 3rd Party | Vehicle | Pole-Wood | Normal | 2021 | Tier 2 - Elevated | Distribution Circuit | 11 | 12 | 2021-11-12 | 1542110 | Sus | Y | 3rdParty¦Vehicle¦PoleWood¦Normal
21-0151417 | Equipment Failure/Involved | Overhead | Transformer | Failed/Faulted | 2021 | Tier 2 - Elevated | Transformer only | 11 | 26 | 2021-11-26 | 1554883 | Sus | Y | EquipmentFailureInvolved¦Overhead¦Transformer¦FailedFaulted
21-0154979 | Equipment Failure/Involved | Overhead | Jumper | Burned Open | 2021 | Tier 3 - Extreme | Distribution Circuit | 12 | 4 | 2021-12-04 | 1559365 | Sus | N | EquipmentFailureInvolved¦Overhead¦Jumper¦BurnedOpen
21-0157136 | Unknown Cause | Patrol - found nothing |  |  | 2021 | Tier 2 - Elevated | Distribution Circuit | 12 | 13 | 2021-12-13 | 1566167 | Sus | N | UnknownCause¦Patrolfoundnothing¦¦
21-0160208 | 3rd Party | Other | Recloser | Normal | 2021 | Tier 3 - Extreme | Distribution Circuit | 12 | 23 | 2021-12-23 | 1579460 | Sus | N | 3rdParty¦Other¦Recloser¦Normal
21-0160494 | Equipment Failure/Involved | Overhead | Transformer (OH) | Failed/Faulted | 2021 | Tier 2 - Elevated | Distribution Circuit | 12 | 24 | 2021-12-24 | 1580958 | Sus | N | EquipmentFailureInvolved¦Overhead¦Transformer(OH)¦FailedFaulted
21-0161409 | Vegetation | Tree - fell into line | Conductor, Overhead | Contaminated | 2021 | Tier 2 - Elevated | Distribution Circuit | 12 | 26 | 2021-12-26 | 1587332 | Sus | N | Vegetation¦Treefellintoline¦ConductorOverhead¦Contaminated
22-0004966 | Equipment Failure/Involved | Overhead | Connector or Splice (OH) | Broken, wire on ground | 2022 | Tier 2 - Elevated | Distribution Circuit | 1 | 1 | 2022-01-01 | 1591230 | Sus | N | EquipmentFailureInvolved¦Overhead¦ConnectororSplice(OH)¦Brokenwireonground
22-0005228 | Environmental/External | Ice or snow | Fuse | Normal | 2021 | Tier 3 - Extreme | Distribution Circuit | 12 | 27 | 2021-12-27 | 1592590 | Sus | N | EnvironmentalExternal¦Iceorsnow¦Fuse¦Normal
22-0005360 | Vegetation | Tree - fell into line | Pole-Wood | Broken | 2021 | Tier 3 - Extreme | Distribution Circuit | 12 | 27 | 2021-12-27 | 1593310 | Sus | N | Vegetation¦Treefellintoline¦PoleWood¦Broken
22-0005741 | Unknown Cause | Patrol - found nothing |  |  | 2022 | Tier 2 - Elevated | Transformer only | 1 | 3 | 2022-01-03 | 1594160 | Sus | N | UnknownCause¦Patrolfoundnothing¦¦
22-0006041 | Unknown Cause | Patrol - found nothing |  |  | 2022 | Tier 3 - Extreme | Distribution Circuit | 1 | 4 | 2022-01-04 | 1594630 | Sus | N | UnknownCause¦Patrolfoundnothing¦¦
22-0007152 | Vegetation | Tree - fell into line | Conductor, Overhead | Broken, wire on ground | 2022 | Tier 3 - Extreme | Distribution Circuit | 1 | 6 | 2022-01-06 | 1597068 | Sus | N | Vegetation¦Treefellintoline¦ConductorOverhead¦Brokenwireonground
22-0017089 | Vegetation | Tree - branch fell on line | Secondary | Annealed | 2022 | Tier 3 - Extreme | Transformer only | 2 | 1 | 2022-02-01 | 1618161 | Sus | N | Vegetation¦Treebranchfellonline¦Secondary¦Annealed
22-0023453 | Animal | Squirrel | Conductor, Overhead | Normal | 2022 | Tier 3 - Extreme | Distribution Circuit | 2 | 17 | 2022-02-17 | 1629648 | Sus | N | Animal¦Squirrel¦ConductorOverhead¦Normal
22-0023827 | Vegetation | Tree - grew into line | Conductor, Overhead | Normal | 2022 | Tier 2 - Elevated | Distribution Circuit | 2 | 17 | 2022-02-17 | 1631420 | Sus | N | Vegetation¦Treegrewintoline¦ConductorOverhead¦Normal
22-0026585 | Animal | Bird found | Conductor, Overhead | Normal | 2022 | Tier 3 - Extreme | Distribution Circuit | 2 | 25 | 2022-02-25 | 1636422 | Sus | N | Animal¦Birdfound¦ConductorOverhead¦Normal
22-0033401 | Equipment Failure/Involved | Underground | Transformer (UG) | Broken | 2022 | Tier 2 - Elevated | Distribution Circuit | 3 | 14 | 2022-03-14 | 1648039 | Sus | N | EquipmentFailureInvolved¦Underground¦Transformer(UG)¦Broken
22-0033473 | Equipment Failure/Involved | Overhead | Connector or Splice (OH) | Broken | 2022 | Tier 2 - Elevated | Distribution Circuit | 3 | 14 | 2022-03-14 | 1648117 | Sus | N | EquipmentFailureInvolved¦Overhead¦ConnectororSplice(OH)¦Broken
22-0035880 | Equipment Failure/Involved | Overhead | Transformer (OH) | Failed/Faulted | 2022 | Tier 2 - Elevated | Transformer only | 3 | 18 | 2022-03-18 | 1651227 | Sus | N | EquipmentFailureInvolved¦Overhead¦Transformer(OH)¦FailedFaulted
22-0038611 | Company Initiated | Improper Construction | Fuse | Normal | 2022 | Tier 2 - Elevated | Transformer only | 3 | 25 | 2022-03-25 | 1655856 | Sus | N | CompanyInitiated¦ImproperConstruction¦Fuse¦Normal
22-0044034 | Equipment Failure/Involved | Overhead | Crossarm, Wood | Deteriorated | 2022 | Tier 2 - Elevated | Distribution Circuit | 4 | 7 | 2022-04-07 | 1665287 | Sus | N | EquipmentFailureInvolved¦Overhead¦CrossarmWood¦Deteriorated
22-0046780 | Equipment Failure/Involved | Overhead | Conductor, Overhead | Together | 2022 | Tier 3 - Extreme | Distribution Circuit | 4 | 11 | 2022-04-11 | 1669043 | Sus | N | EquipmentFailureInvolved¦Overhead¦ConductorOverhead¦Together
22-0063095 | Equipment Failure/Involved | Overhead | Insulator | Broken | 2022 | Zone 1 - HHZ | Distribution Circuit | 5 | 17 | 2022-05-17 | 1699161 | Sus | Y | EquipmentFailureInvolved¦Overhead¦Insulator¦Broken
22-0070054 | Unknown Cause | Patrol - not conducted |  |  | 2022 | Tier 2 - Elevated | Distribution Circuit | 6 | 4 | 2022-06-04 | 1718114 | Sus | Y | UnknownCause¦Patrolnotconducted¦¦
22-0071305 | 3rd Party | Vehicle | Pole-Wood | Broken | 2022 | Tier 2 - Elevated | Distribution Circuit | 6 | 7 | 2022-06-07 | 1721917 | Sus | Y | 3rdParty¦Vehicle¦PoleWood¦Broken
22-0074317 | Unknown Cause | Patrol - found nothing |  |  | 2022 | Tier 2 - Elevated | Distribution Circuit | 6 | 14 | 2022-06-14 | 1731497 | Sus | Y | UnknownCause¦Patrolfoundnothing¦¦
22-0080279 | Equipment Failure/Involved | Overhead | Conductor, Overhead | Burned/flashed | 2022 | Tier 2 - Elevated | Distribution Circuit | 6 | 29 | 2022-06-29 | 1745904 | Sus | Y | EquipmentFailureInvolved¦Overhead¦ConductorOverhead¦Burnedflashed
22-0081236 | Environmental/External | Fire, Forest/Grass | Pole-Wood | Broken, wire on ground | 2022 | Tier 2 - Elevated | Distribution Circuit | 7 | 1 | 2022-07-01 | 1747557 | Sus | Y | EnvironmentalExternal¦FireForestGrass¦PoleWood¦Brokenwireonground
22-0086208 | Vegetation | Tree - branch fell on line | Conductor, Overhead | Broken, wire on ground | 2022 | Tier 2 - Elevated | Distribution Circuit | 7 | 16 | 2022-07-16 | 1758110 | Sus | Y | Vegetation¦Treebranchfellonline¦ConductorOverhead¦Brokenwireonground
22-0088609 | Equipment Failure/Involved | Overhead | Pole-Wood | Broken | 2022 | Tier 3 - Extreme | Distribution Circuit | 7 | 22 | 2022-07-22 | 1763114 | Sus | Y | EquipmentFailureInvolved¦Overhead¦PoleWood¦Broken
22-0091551 | Unknown Cause | Patrol - found nothing |  |  | 2022 | Tier 2 - Elevated | Distribution Circuit | 7 | 29 | 2022-07-29 | 1768602 | Sus | Y | UnknownCause¦Patrolfoundnothing¦¦
22-0094550 | Equipment Failure/Involved | Overhead | Conductor, Overhead | Broken, wire on ground | 2022 | Tier 2 - Elevated | Distribution Circuit | 8 | 6 | 2022-08-06 | 1774788 | Sus | Y | EquipmentFailureInvolved¦Overhead¦ConductorOverhead¦Brokenwireonground
22-0095126 | Equipment Failure/Involved | Overhead | Transformer (OH) | Failed/Faulted | 2022 | Tier 2 - Elevated | Transformer only | 8 | 8 | 2022-08-08 | 1776253 | Sus | Y | EquipmentFailureInvolved¦Overhead¦Transformer(OH)¦FailedFaulted
22-0095432 | Unknown Cause | Patrol - found nothing |  |  | 2022 | Tier 2 - Elevated | Distribution Circuit | 8 | 9 | 2022-08-09 | 1776974 | Sus | Y | UnknownCause¦Patrolfoundnothing¦¦
22-0100851 | Unknown Cause | Patrol - found nothing |  |  | 2022 | Tier 2 - Elevated | Distribution Circuit | 8 | 23 | 2022-08-23 | 1788032 | Sus | Y | UnknownCause¦Patrolfoundnothing¦¦
22-0102948 | Unknown Cause | Patrol - found nothing |  |  | 2022 | Tier 3 - Extreme | Distribution Circuit | 8 | 29 | 2022-08-29 | 1793898 | Sus | Y | UnknownCause¦Patrolfoundnothing¦¦
22-0107554 | Unknown Cause | Patrol - found nothing |  |  | 2022 | Tier 2 - Elevated | Distribution Circuit | 9 | 7 | 2022-09-07 | 1804743 | Sus | Y | UnknownCause¦Patrolfoundnothing¦¦
22-0107717 | Equipment Failure/Involved | Overhead | Connector or Splice (OH) | Burned Open | 2022 | Tier 2 - Elevated | Transformer only | 9 | 7 | 2022-09-07 | 1805285 | Sus | Y | EquipmentFailureInvolved¦Overhead¦ConnectororSplice(OH)¦BurnedOpen
22-0110435 | Unknown Cause | Patrol - found nothing |  |  | 2022 | Tier 3 - Extreme | Distribution Circuit | 9 | 14 | 2022-09-14 | 1811436 | Sus | Y | UnknownCause¦Patrolfoundnothing¦¦
22-0123419 | Unknown Cause | Patrol - found nothing |  |  | 2022 | Tier 2 - Elevated | Distribution Circuit | 10 | 21 | 2022-10-21 | 1841747 | Sus | Y | UnknownCause¦Patrolfoundnothing¦¦
22-0123771 | Equipment Failure/Involved | Overhead | Pole-Wood | Broken | 2022 | Tier 2 - Elevated | Distribution Circuit | 10 | 22 | 2022-10-22 | 1842500 | Sus | Y | EquipmentFailureInvolved¦Overhead¦PoleWood¦Broken
22-0125049 | Animal | Squirrel | Cutout, fuse holder | Normal | 2022 | Tier 2 - Elevated | Distribution Circuit | 10 | 26 | 2022-10-26 | 1846187 | Sus | Y | Animal¦Squirrel¦Cutoutfuseholder¦Normal
22-0125180 | Animal | Squirrel | Conductor, Overhead | Normal | 2022 | Tier 2 - Elevated | Distribution Circuit | 10 | 26 | 2022-10-26 | 1846423 | Sus | Y | Animal¦Squirrel¦ConductorOverhead¦Normal
22-0127408 | Unknown Cause | Patrol - found nothing |  |  | 2022 | Tier 2 - Elevated | Distribution Circuit | 11 | 3 | 2022-11-03 | 1852541 | Sus | Y | UnknownCause¦Patrolfoundnothing¦¦
22-0138716 | Vegetation | Tree - branch fell on line | Conductor, Overhead | Broken, wire on ground | 2022 | Tier 3 - Extreme | Distribution Circuit | 12 | 10 | 2022-12-10 | 1884267 | Sus | N | Vegetation¦Treebranchfellonline¦ConductorOverhead¦Brokenwireonground
22-0139586 | Equipment Failure/Involved | Overhead | Transformer (OH) | Failed/Faulted | 2022 | Tier 2 - Elevated | Transformer only | 12 | 13 | 2022-12-13 | 1888566 | Sus | N | EquipmentFailureInvolved¦Overhead¦Transformer(OH)¦FailedFaulted
22-0142604 | Equipment Failure/Involved | Overhead | Transformer | Failed/Faulted | 2022 | Tier 2 - Elevated | Transformer only | 12 | 31 | 2022-12-31 | 1903687 | Sus | N | EquipmentFailureInvolved¦Overhead¦Transformer¦FailedFaulted
22-0142689 | Vegetation | Tree - palm frond fell into line | Conductor, Overhead | Normal | 2022 | Tier 2 - Elevated | Distribution Circuit | 12 | 31 | 2022-12-31 | 1904816 | Sus | N | Vegetation¦Treepalmfrondfellintoline¦ConductorOverhead¦Normal
23-0004541 | Unknown Cause | Patrol - found nothing |  |  | 2022 | Tier 2 - Elevated | Distribution Circuit | 12 | 31 | 2022-12-31 | 1906999 | Sus | N | UnknownCause¦Patrolfoundnothing¦¦
15-0011048 | Equipment Failure/Involved | Other | Jumper | Broken | 2015 | Tier 2 - Elevated | Distribution Circuit | 2 | 7 | 2015-02-07 | 1180282 | Sus | N | EquipmentFailureInvolved¦Other¦Jumper¦Broken
15-0012262 | Vegetation | Tree - fell into line | Secondary | Broken, wire on ground | 2015 | Tier 2 - Elevated | Transformer only | 2 | 9 | 2015-02-09 | 1186803 | Sus | N | Vegetation¦Treefellintoline¦Secondary¦Brokenwireonground
15-0029570 | Unknown Cause | Patrol - found nothing |  |  | 2015 | Tier 3 - Extreme | Distribution Circuit | 4 | 25 | 2015-04-25 | 1224958 | Sus | N | UnknownCause¦Patrolfoundnothing¦¦
15-0029682 | Unknown Cause | Patrol - found nothing |  |  | 2015 | Tier 2 - Elevated | Distribution Circuit | 4 | 27 | 2015-04-27 | 1225486 | Sus | N | UnknownCause¦Patrolfoundnothing¦¦
15-0032531 | Equipment Failure/Involved | Electrical Overload | Fuse | Failed/Faulted | 2015 | Tier 3 - Extreme | Distribution Circuit | 5 | 7 | 2015-05-07 | 1230658 | Sus | Y | EquipmentFailureInvolved¦ElectricalOverload¦Fuse¦FailedFaulted
15-0035686 | Vegetation | Tree - fell into line | Conductor, Overhead | Broken, wire on ground | 2015 | Tier 3 - Extreme | Distribution Circuit | 5 | 21 | 2015-05-21 | 1237891 | Sus | Y | Vegetation¦Treefellintoline¦ConductorOverhead¦Brokenwireonground
15-0035753 | Vegetation | Tree - branch fell on line | Conductor, Overhead | Together | 2015 | Tier 3 - Extreme | Distribution Circuit | 5 | 21 | 2015-05-21 | 1238012 | Sus | Y | Vegetation¦Treebranchfellonline¦ConductorOverhead¦Together
15-0037359 | 3rd Party | Vehicle | Pole-Wood | Broken | 2015 | Tier 3 - Extreme | Distribution Circuit | 5 | 29 | 2015-05-29 | 1241216 | Sus | Y | 3rdParty¦Vehicle¦PoleWood¦Broken
15-0040137 | Vegetation | Tree - fell into line | Conductor, Overhead | Together | 2015 | Tier 2 - Elevated | Distribution Circuit | 6 | 10 | 2015-06-10 | 1248627 | Sus | Y | Vegetation¦Treefellintoline¦ConductorOverhead¦Together
15-0044715 | Environmental/External | Lightning | Transformer (OH) | Failed/Faulted | 2015 | Tier 2 - Elevated | Distribution Circuit | 7 | 1 | 2015-07-01 | 1260447 | Sus | Y | EnvironmentalExternal¦Lightning¦Transformer(OH)¦FailedFaulted
15-0049481 | Equipment Failure/Involved | Overhead | Transformer | Failed/Faulted | 2015 | Tier 2 - Elevated | Transformer only | 7 | 21 | 2015-07-21 | 1274428 | Sus | Y | EquipmentFailureInvolved¦Overhead¦Transformer¦FailedFaulted
15-0054208 | Equipment Failure/Involved | Overhead | Transformer (OH) | Failed/Faulted | 2015 | Tier 3 - Extreme | Transformer only | 8 | 10 | 2015-08-10 | 1286280 | Sus | Y | EquipmentFailureInvolved¦Overhead¦Transformer(OH)¦FailedFaulted
15-0054701 | Equipment Failure/Involved | Overhead | Transformer (OH) | Failed/Faulted | 2015 | Tier 3 - Extreme | Transformer only | 8 | 13 | 2015-08-13 | 1287576 | Sus | Y | EquipmentFailureInvolved¦Overhead¦Transformer(OH)¦FailedFaulted
15-0055367 | Unknown Cause | Patrol - found nothing |  |  | 2015 | Tier 2 - Elevated | Distribution Circuit | 8 | 16 | 2015-08-16 | 1289459 | Sus | Y | UnknownCause¦Patrolfoundnothing¦¦
15-0056195 | Equipment Failure/Involved | Overhead | Conductor, Overhead | Together | 2015 | Tier 2 - Elevated | Distribution Circuit | 8 | 19 | 2015-08-19 | 1291752 | Sus | Y | EquipmentFailureInvolved¦Overhead¦ConductorOverhead¦Together
15-0056195 | Equipment Failure/Involved | Overhead | Conductor, Overhead | Together | 2015 | Tier 2 - Elevated | Distribution Circuit | 8 | 19 | 2015-08-19 | 1291752 | Sus | Y | EquipmentFailureInvolved¦Overhead¦ConductorOverhead¦Together
15-0061859 | Unknown Cause | Patrol - found nothing |  |  | 2015 | Tier 3 - Extreme | Distribution Circuit | 9 | 17 | 2015-09-17 | 1307398 | Sus | Y | UnknownCause¦Patrolfoundnothing¦¦
15-0063888 | Unknown Cause | Patrol - found nothing |  |  | 2015 | Tier 2 - Elevated | Distribution Circuit | 9 | 25 | 2015-09-25 | 1312118 | Sus | Y | UnknownCause¦Patrolfoundnothing¦¦
15-0069552 | Company Initiated | Coordination failure | Recloser | Normal | 2015 | Tier 3 - Extreme | Distribution Circuit | 10 | 12 | 2015-10-12 | 1320416 | Sus | Y | CompanyInitiated¦Coordinationfailure¦Recloser¦Normal
15-0071244 | Environmental/External | Lightning | Fuse | Failed/Faulted | 2015 | Tier 2 - Elevated | Distribution Circuit | 10 | 17 | 2015-10-17 | 1323960 | Sus | Y | EnvironmentalExternal¦Lightning¦Fuse¦FailedFaulted
15-0074513 | Vegetation | Tree - fell into line | Conductor, Overhead | On Ground | 2015 | Tier 2 - Elevated | Distribution Circuit | 11 | 1 | 2015-11-01 | 1332220 | Sus | Y | Vegetation¦Treefellintoline¦ConductorOverhead¦OnGround
15-0074760 | Vegetation | Tree - branch fell on line | Conductor, Overhead | Normal | 2015 | Tier 3 - Extreme | Distribution Circuit | 11 | 2 | 2015-11-02 | 1332853 | Sus | Y | Vegetation¦Treebranchfellonline¦ConductorOverhead¦Normal
15-0075862 | Equipment Failure/Involved | Overhead | Crossarm, Wood | Broken | 2015 | Tier 2 - Elevated | Distribution Circuit | 11 | 5 | 2015-11-05 | 1336109 | Sus | Y | EquipmentFailureInvolved¦Overhead¦CrossarmWood¦Broken
15-0076897 | Vegetation | Tree - fell into line | Conductor, Overhead | Broken, wire on ground | 2015 | Tier 2 - Elevated | Distribution Circuit | 11 | 9 | 2015-11-09 | 1338539 | Sus | Y | Vegetation¦Treefellintoline¦ConductorOverhead¦Brokenwireonground
15-0077511 | Unknown Cause | Patrol - found nothing |  |  | 2015 | Tier 3 - Extreme | Distribution Circuit | 11 | 12 | 2015-11-12 | 1340291 | Sus | Y | UnknownCause¦Patrolfoundnothing¦¦
15-0078017 | Environmental/External | Lightning | Fuse | Failed/Faulted | 2015 | Tier 2 - Elevated | Distribution Circuit | 11 | 15 | 2015-11-15 | 1342192 | Sus | Y | EnvironmentalExternal¦Lightning¦Fuse¦FailedFaulted
15-0085987 | Equipment Failure/Involved | Overhead | Fuse | Failed/Faulted | 2015 | Tier 2 - Elevated | Distribution Circuit | 12 | 17 | 2015-12-17 | 1365869 | Sus | N | EquipmentFailureInvolved¦Overhead¦Fuse¦FailedFaulted
15-0086488 | Equipment Failure/Involved | Overhead | Cutout, fuse holder | Broken | 2015 | Tier 2 - Elevated | Distribution Circuit | 12 | 21 | 2015-12-21 | 1368053 | Sus | N | EquipmentFailureInvolved¦Overhead¦Cutoutfuseholder¦Broken
15-0086719 | Equipment Failure/Involved | Overhead | Other | Failed/Faulted | 2015 | Tier 2 - Elevated | Distribution Circuit | 12 | 22 | 2015-12-22 | 1368948 | Sus | N | EquipmentFailureInvolved¦Overhead¦Other¦FailedFaulted
15-0086797 | Vegetation | Tree - branch fell on line | Conductor, Overhead | Normal | 2015 | Tier 3 - Extreme | Distribution Circuit | 12 | 22 | 2015-12-22 | 1369023 | Sus | N | Vegetation¦Treebranchfellonline¦ConductorOverhead¦Normal
16-0002938 | Vegetation | Tree - branch fell on line | Fuse | Failed/Faulted | 2016 | Tier 3 - Extreme | Distribution Circuit | 1 | 5 | 2016-01-05 | 1377146 | Sus | N | Vegetation¦Treebranchfellonline¦Fuse¦FailedFaulted
16-0003164 | Vegetation | Tree - fell into line | Pole-Wood | Broken, wire on ground | 2016 | Tier 3 - Extreme | Distribution Circuit | 1 | 5 | 2016-01-05 | 1377358 | Sus | N | Vegetation¦Treefellintoline¦PoleWood¦Brokenwireonground
16-0003815 | Unknown Cause | Patrol - found nothing |  |  | 2016 | Tier 2 - Elevated | Distribution Circuit | 1 | 7 | 2016-01-07 | 1379675 | Sus | N | UnknownCause¦Patrolfoundnothing¦¦
16-0007254 | Unknown Cause | Patrol - found nothing |  |  | 2016 | Tier 2 - Elevated | Distribution Circuit | 1 | 21 | 2016-01-21 | 1389545 | Sus | N | UnknownCause¦Patrolfoundnothing¦¦
16-0008731 | Equipment Failure/Involved | Overhead | Transformer (OH) | Failed/Faulted | 2016 | Tier 2 - Elevated | Transformer only | 1 | 27 | 2016-01-27 | 1393039 | Sus | N | EquipmentFailureInvolved¦Overhead¦Transformer(OH)¦FailedFaulted
16-0009593 | Vegetation | Tree - fell into line | Conductor, Overhead | Broken, wire on ground | 2016 | Tier 2 - Elevated | Distribution Circuit | 1 | 31 | 2016-01-31 | 1395441 | Sus | N | Vegetation¦Treefellintoline¦ConductorOverhead¦Brokenwireonground
16-0012990 | Vegetation | Tree - fell into line | Conductor, Overhead | Broken, wire on ground | 2016 | Tier 3 - Extreme | Distribution Circuit | 2 | 17 | 2016-02-17 | 1404658 | Sus | N | Vegetation¦Treefellintoline¦ConductorOverhead¦Brokenwireonground
16-0013475 | Vegetation | Tree - fell into line | Conductor, Overhead | Broken, wire on ground | 2016 | Tier 2 - Elevated | Distribution Circuit | 2 | 17 | 2016-02-17 | 1407233 | Sus | N | Vegetation¦Treefellintoline¦ConductorOverhead¦Brokenwireonground
16-0018143 | Equipment Failure/Involved | Overhead | Conductor, Overhead | Broken, wire on ground | 2016 | Tier 2 - Elevated | Distribution Circuit | 3 | 6 | 2016-03-06 | 1420666 | Sus | N | EquipmentFailureInvolved¦Overhead¦ConductorOverhead¦Brokenwireonground
16-0018144 | Equipment Failure/Involved | Overhead | Conductor, Overhead | Broken | 2016 | Tier 3 - Extreme | Distribution Circuit | 3 | 5 | 2016-03-05 | 1419148 | Sus | N | EquipmentFailureInvolved¦Overhead¦ConductorOverhead¦Broken
16-0018249 | Unknown Cause | Patrol - found nothing |  |  | 2016 | Tier 2 - Elevated | Distribution Circuit | 3 | 6 | 2016-03-06 | 1421034 | Sus | N | UnknownCause¦Patrolfoundnothing¦¦
16-0018341 | Vegetation | Tree - fell into line | Conductor, Overhead | Broken, wire on ground | 2016 | Tier 3 - Extreme | Distribution Circuit | 3 | 6 | 2016-03-06 | 1421137 | Sus | N | Vegetation¦Treefellintoline¦ConductorOverhead¦Brokenwireonground
16-0018621 | Vegetation | Tree - fell into line | Service conductor | Broken, wire on ground | 2016 | Tier 2 - Elevated | Transformer only | 3 | 6 | 2016-03-06 | 1422908 | Sus | N | Vegetation¦Treefellintoline¦Serviceconductor¦Brokenwireonground
16-0020877 | Vegetation | Tree - fell into line | Conductor, Overhead | Broken, wire on ground | 2016 | Tier 3 - Extreme | Distribution Circuit | 3 | 13 | 2016-03-13 | 1429918 | Sus | N | Vegetation¦Treefellintoline¦ConductorOverhead¦Brokenwireonground
16-0025629 | Equipment Failure/Involved | Overhead | Transformer | Deteriorated | 2016 | Tier 2 - Elevated | Transformer only | 4 | 1 | 2016-04-01 | 1442972 | Sus | N | EquipmentFailureInvolved¦Overhead¦Transformer¦Deteriorated
16-0026913 | 3rd Party | Other | Transformer (OH) | Normal | 2016 | Tier 2 - Elevated | Distribution Circuit | 4 | 7 | 2016-04-07 | 1446394 | Sus | N | 3rdParty¦Other¦Transformer(OH)¦Normal
16-0032833 | Equipment Failure/Involved | Overhead | Jumper | Burned Open | 2016 | Tier 2 - Elevated | Distribution Circuit | 4 | 29 | 2016-04-29 | 1461882 | Sus | N | EquipmentFailureInvolved¦Overhead¦Jumper¦BurnedOpen
16-0035225 | 3rd Party | Vehicle | Pole-Wood | Broken | 2016 | Tier 2 - Elevated | Distribution Circuit | 5 | 10 | 2016-05-10 | 1467637 | Sus | Y | 3rdParty¦Vehicle¦PoleWood¦Broken
16-0036090 | Equipment Failure/Involved | Overhead | Pole-Wood | Broken | 2016 | Tier 3 - Extreme | Distribution Circuit | 5 | 15 | 2016-05-15 | 1469882 | Sus | Y | EquipmentFailureInvolved¦Overhead¦PoleWood¦Broken
16-0047463 | Vegetation | Tree - fell into line | Conductor, Overhead | Broken, wire on ground | 2016 | Tier 3 - Extreme | Distribution Circuit | 7 | 1 | 2016-07-01 | 1499723 | Sus | Y | Vegetation¦Treefellintoline¦ConductorOverhead¦Brokenwireonground
16-0054299 | Vegetation | Tree - branch fell on line | Conductor, Overhead | Broken, wire on ground | 2016 | Tier 2 - Elevated | Distribution Circuit | 8 | 1 | 2016-08-01 | 1520023 | Sus | Y | Vegetation¦Treebranchfellonline¦ConductorOverhead¦Brokenwireonground
16-0054597 | Vegetation | Tree - fell into line | Conductor, Overhead | Broken, wire on ground | 2016 | Tier 3 - Extreme | Distribution Circuit | 8 | 3 | 2016-08-03 | 1520733 | Sus | Y | Vegetation¦Treefellintoline¦ConductorOverhead¦Brokenwireonground
16-0074896 | Unknown Cause | Patrol - found nothing |  |  | 2016 | Tier 2 - Elevated | Distribution Circuit | 10 | 24 | 2016-10-24 | 1568325 | Sus | Y | UnknownCause¦Patrolfoundnothing¦¦
16-0075157 | Equipment Failure/Involved | Overhead | Jumper | Burned Open | 2016 | Tier 2 - Elevated | Distribution Circuit | 10 | 24 | 2016-10-24 | 1568851 | Sus | Y | EquipmentFailureInvolved¦Overhead¦Jumper¦BurnedOpen
16-0076094 | Equipment Failure/Involved | Overhead | Lightning Arrestor | Failed/Faulted | 2016 | Tier 3 - Extreme | Distribution Circuit | 10 | 27 | 2016-10-27 | 1571017 | Sus | Y | EquipmentFailureInvolved¦Overhead¦LightningArrestor¦FailedFaulted
16-0076812 | Vegetation | Tree - fell into line | Service conductor | Normal | 2016 | Tier 2 - Elevated | Distribution Circuit | 10 | 30 | 2016-10-30 | 1573176 | Sus | Y | Vegetation¦Treefellintoline¦Serviceconductor¦Normal
16-0076884 | Vegetation | Tree - fell into line | Transformer | Broken | 2016 | Tier 3 - Extreme | Transformer only | 10 | 31 | 2016-10-31 | 1573514 | Sus | Y | Vegetation¦Treefellintoline¦Transformer¦Broken
16-0079365 | Equipment Failure/Involved | Overhead | Insulator | Broken | 2016 | Tier 2 - Elevated | Distribution Circuit | 11 | 11 | 2016-11-11 | 1579734 | Sus | Y | EquipmentFailureInvolved¦Overhead¦Insulator¦Broken
16-0086682 | Equipment Failure/Involved | Overhead | Crossarm, Wood | Broken | 2016 | Tier 2 - Elevated | Transformer only | 12 | 21 | 2016-12-21 | 1608760 | Sus | N | EquipmentFailureInvolved¦Overhead¦CrossarmWood¦Broken
17-0003517 | Vegetation | Tree - branch fell on line | Conductor, Overhead | Normal | 2017 | Tier 3 - Extreme | Distribution Circuit | 1 | 3 | 2017-01-03 | 1616729 | Sus | N | Vegetation¦Treebranchfellonline¦ConductorOverhead¦Normal
17-0004886 | Vegetation | Tree - fell into line | Conductor, Overhead | Broken, wire on ground | 2017 | Tier 3 - Extreme | Distribution Circuit | 1 | 8 | 2017-01-08 | 1622373 | Sus | N | Vegetation¦Treefellintoline¦ConductorOverhead¦Brokenwireonground
17-0006296 | Vegetation | Tree - branch fell on line | Transformer | Normal | 2017 | Tier 3 - Extreme | Transformer only | 1 | 8 | 2017-01-08 | 1625471 | Sus | N | Vegetation¦Treebranchfellonline¦Transformer¦Normal
17-0008389 | Equipment Failure/Involved | Overhead | Conductor, Overhead | Broken, wire on ground | 2017 | Tier 3 - Extreme | Distribution Circuit | 1 | 12 | 2017-01-12 | 1641152 | Sus | N | EquipmentFailureInvolved¦Overhead¦ConductorOverhead¦Brokenwireonground
17-0008494 | Equipment Failure/Involved | Overhead | Transformer | Failed/Faulted | 2017 | Tier 3 - Extreme | Transformer only | 1 | 12 | 2017-01-12 | 1641681 | Sus | N | EquipmentFailureInvolved¦Overhead¦Transformer¦FailedFaulted
17-0010538 | Equipment Failure/Involved | Substation | Bus | Normal | 2017 | Tier 2 - Elevated | Generation | 1 | 18 | 2017-01-18 | 1649322 | Sus | N | EquipmentFailureInvolved¦Substation¦Bus¦Normal
17-0012027 | Equipment Failure/Involved | Overhead | Anchor or Guy | Broken | 2017 | Tier 3 - Extreme | Distribution Circuit | 1 | 21 | 2017-01-21 | 1656551 | Sus | N | EquipmentFailureInvolved¦Overhead¦AnchororGuy¦Broken
17-0012947 | Vegetation | Tree - fell into line | Conductor, Overhead | Bent or Twisted | 2017 | Tier 2 - Elevated | Distribution Circuit | 1 | 22 | 2017-01-22 | 1659834 | Sus | N | Vegetation¦Treefellintoline¦ConductorOverhead¦BentorTwisted
17-0013110 | Vegetation | Tree - fell into line | Transformer | Broken | 2017 | Tier 3 - Extreme | Transformer only | 1 | 21 | 2017-01-21 | 1656337 | Sus | N | Vegetation¦Treefellintoline¦Transformer¦Broken
17-0013805 | Vegetation | Tree - branch fell on line | Fuse | Failed/Faulted | 2017 | Tier 3 - Extreme | Distribution Circuit | 1 | 23 | 2017-01-23 | 1664035 | Sus | N | Vegetation¦Treebranchfellonline¦Fuse¦FailedFaulted
17-0013984 | Unknown Cause | Patrol - found nothing |  |  | 2017 | Tier 3 - Extreme | Distribution Circuit | 1 | 23 | 2017-01-23 | 1663610 | Sus | N | UnknownCause¦Patrolfoundnothing¦¦
17-0014305 | Vegetation | Tree - fell into line | Conductor, Overhead | Normal | 2017 | Tier 3 - Extreme | Distribution Circuit | 1 | 24 | 2017-01-24 | 1665528 | Sus | N | Vegetation¦Treefellintoline¦ConductorOverhead¦Normal
17-0015844 | Vegetation | Tree - fell into line | Transformer | Failed/Faulted | 2017 | Tier 3 - Extreme | Transformer only | 1 | 28 | 2017-01-28 | 1669334 | Sus | N | Vegetation¦Treefellintoline¦Transformer¦FailedFaulted
17-0018031 | Vegetation | Tree - fell into line | Conductor, Overhead | Burned/flashed | 2017 | Tier 3 - Extreme | Distribution Circuit | 2 | 6 | 2017-02-06 | 1677269 | Sus | N | Vegetation¦Treefellintoline¦ConductorOverhead¦Burnedflashed
17-0018147 | Vegetation | Tree - fell into line | Pole-Wood | Broken | 2017 | Tier 3 - Extreme | Distribution Circuit | 2 | 7 | 2017-02-07 | 1677839 | Sus | N | Vegetation¦Treefellintoline¦PoleWood¦Broken
17-0020918 | Company Initiated | Personnel, company | Conductor, Underground | Normal | 2017 | Tier 2 - Elevated | Transformer only | 2 | 14 | 2017-02-14 | 1688197 | Sus | N | CompanyInitiated¦Personnelcompany¦ConductorUnderground¦Normal
17-0022057 | Unknown Cause | Patrol - not conducted |  |  | 2017 | Tier 2 - Elevated | Distribution Circuit | 2 | 17 | 2017-02-17 | 1693921 | Sus | N | UnknownCause¦Patrolnotconducted¦¦
17-0023064 | Vegetation | Tree - fell into line | Conductor, Overhead | Broken, wire on ground | 2017 | Tier 2 - Elevated | Distribution Circuit | 2 | 17 | 2017-02-17 | 1699433 | Sus | N | Vegetation¦Treefellintoline¦ConductorOverhead¦Brokenwireonground
17-0023166 | Equipment Failure/Involved | Overhead | Conductor, Overhead | Broken, wire on ground | 2017 | Tier 2 - Elevated | Distribution Circuit | 2 | 18 | 2017-02-18 | 1699976 | Sus | N | EquipmentFailureInvolved¦Overhead¦ConductorOverhead¦Brokenwireonground
17-0023756 | Vegetation | Tree - fell into line | Conductor, Overhead | Together | 2017 | Tier 2 - Elevated | Distribution Circuit | 2 | 20 | 2017-02-20 | 1702382 | Sus | N | Vegetation¦Treefellintoline¦ConductorOverhead¦Together
17-0024053 | Unknown Cause | Patrol - found nothing |  |  | 2017 | Tier 3 - Extreme | Transmission line | 2 | 20 | 2017-02-20 | 1705580 | Sus | N | UnknownCause¦Patrolfoundnothing¦¦
17-0024911 | Vegetation | Tree - fell into line | Conductor, Overhead | Broken, wire on ground | 2017 | Tier 3 - Extreme | Distribution Circuit | 2 | 21 | 2017-02-21 | 1704296 | Sus | N | Vegetation¦Treefellintoline¦ConductorOverhead¦Brokenwireonground
17-0025147 | Vegetation | Tree - fell into line | Conductor, Overhead | Broken, wire on ground | 2017 | Tier 3 - Extreme | Distribution Circuit | 2 | 21 | 2017-02-21 | 1708496 | Sus | N | Vegetation¦Treefellintoline¦ConductorOverhead¦Brokenwireonground
17-0028345 | Equipment Failure/Involved | Overhead | Transformer | Failed/Faulted | 2017 | Tier 2 - Elevated | Distribution Circuit | 3 | 4 | 2017-03-04 | 1719328 | Sus | N | EquipmentFailureInvolved¦Overhead¦Transformer¦FailedFaulted
17-0031027 | Equipment Failure/Involved | Underground | Transformer | Arcing | 2017 | Tier 2 - Elevated | Distribution Circuit | 3 | 15 | 2017-03-15 | 1727721 | Sus | N | EquipmentFailureInvolved¦Underground¦Transformer¦Arcing
17-0037817 | Vegetation | Tree - fell into line | Bushing | Broken | 2017 | Tier 2 - Elevated | Transformer only | 4 | 7 | 2017-04-07 | 1750321 | Sus | N | Vegetation¦Treefellintoline¦Bushing¦Broken
17-0038315 | Vegetation | Tree - fell into line | Conductor, Overhead | Broken, wire on ground | 2017 | Tier 2 - Elevated | Distribution Circuit | 4 | 8 | 2017-04-08 | 1752732 | Sus | N | Vegetation¦Treefellintoline¦ConductorOverhead¦Brokenwireonground
17-0038367 | Environmental/External | Lightning | Transformer (OH) | Failed/Faulted | 2017 | Tier 2 - Elevated | Transformer only | 4 | 8 | 2017-04-08 | 1752366 | Sus | N | EnvironmentalExternal¦Lightning¦Transformer(OH)¦FailedFaulted
17-0039667 | Vegetation | Tree - fell into line | Conductor, Overhead | Broken, wire on ground | 2017 | Tier 2 - Elevated | Distribution Circuit | 4 | 12 | 2017-04-12 | 1756333 | Sus | N | Vegetation¦Treefellintoline¦ConductorOverhead¦Brokenwireonground
17-0040294 | Environmental/External | Lightning | Transformer (OH) | Failed/Faulted | 2017 | Tier 2 - Elevated | Transformer only | 4 | 14 | 2017-04-14 | 1757838 | Sus | N | EnvironmentalExternal¦Lightning¦Transformer(OH)¦FailedFaulted
17-0040632 | Environmental/External | Lightning | Lightning Arrestor | Failed/Faulted | 2017 | Tier 3 - Extreme | Distribution Circuit | 4 | 16 | 2017-04-16 | 1759014 | Sus | N | EnvironmentalExternal¦Lightning¦LightningArrestor¦FailedFaulted
17-0043163 | Equipment Failure/Involved | Underground | Connector or Splice (UG) | Broken | 2017 | Tier 3 - Extreme | Transformer only | 4 | 26 | 2017-04-26 | 1767474 | Sus | N | EquipmentFailureInvolved¦Underground¦ConnectororSplice(UG)¦Broken
17-0043875 | Vegetation | Tree - branch fell on line | Connector or Splice (OH) | Broken, wire on ground | 2017 | Tier 2 - Elevated | Distribution Circuit | 4 | 29 | 2017-04-29 | 1770327 | Sus | N | Vegetation¦Treebranchfellonline¦ConnectororSplice(OH)¦Brokenwireonground
17-0044414 | Unknown Cause | Patrol - found nothing |  |  | 2017 | Tier 3 - Extreme | Distribution Circuit | 5 | 2 | 2017-05-02 | 1772138 | Sus | Y | UnknownCause¦Patrolfoundnothing¦¦
17-0048993 | Vegetation | Tree - fell into line | Conductor, Overhead | Broken, wire on ground | 2017 | Tier 2 - Elevated | Distribution Circuit | 5 | 18 | 2017-05-18 | 1785100 | Sus | Y | Vegetation¦Treefellintoline¦ConductorOverhead¦Brokenwireonground
17-0053140 | Equipment Failure/Involved | Overhead | Conductor, Overhead | Broken | 2017 | Tier 2 - Elevated | Distribution Circuit | 6 | 6 | 2017-06-06 | 1798243 | Sus | Y | EquipmentFailureInvolved¦Overhead¦ConductorOverhead¦Broken
17-0055882 | Equipment Failure/Involved | Overhead | Crossarm, Wood | Broken | 2017 | Tier 2 - Elevated | Distribution Circuit | 6 | 17 | 2017-06-17 | 1806513 | Sus | Y | EquipmentFailureInvolved¦Overhead¦CrossarmWood¦Broken
17-0055942 | Unknown Cause | Patrol - found nothing |  |  | 2017 | Tier 2 - Elevated | Distribution Circuit | 6 | 17 | 2017-06-17 | 1806735 | Sus | Y | UnknownCause¦Patrolfoundnothing¦¦
17-0056038 | Equipment Failure/Involved | Overhead | Other | Failed/Faulted | 2017 | Tier 3 - Extreme | Transformer only | 6 | 17 | 2017-06-17 | 1807139 | Sus | Y | EquipmentFailureInvolved¦Overhead¦Other¦FailedFaulted
17-0057376 | Vegetation | Tree - fell into line | Conductor, Overhead | Together | 2017 | Tier 2 - Elevated | Distribution Circuit | 6 | 21 | 2017-06-21 | 1813917 | Sus | Y | Vegetation¦Treefellintoline¦ConductorOverhead¦Together
17-0060566 | Equipment Failure/Involved | Overhead | Connector or Splice (OH) | Broken, wire on ground | 2017 | Tier 2 - Elevated | Distribution Circuit | 7 | 5 | 2017-07-05 | 1823815 | Sus | Y | EquipmentFailureInvolved¦Overhead¦ConnectororSplice(OH)¦Brokenwireonground
17-0063296 | Environmental/External | Fire, Forest/Grass | Conductor, Overhead | Normal | 2017 | Tier 2 - Elevated | Distribution Circuit | 7 | 16 | 2017-07-16 | 1833196 | Sus | Y | EnvironmentalExternal¦FireForestGrass¦ConductorOverhead¦Normal
17-0066488 | 3rd Party | Vehicle | Pole-Wood | Broken | 2017 | Tier 3 - Extreme | Distribution Circuit | 7 | 29 | 2017-07-29 | 1842230 | Sus | Y | 3rdParty¦Vehicle¦PoleWood¦Broken
17-0069184 | Unknown Cause | Patrol - found nothing |  |  | 2017 | Tier 3 - Extreme | Transformer only | 8 | 9 | 2017-08-09 | 1849383 | Sus | Y | UnknownCause¦Patrolfoundnothing¦¦
17-0069969 | Unknown Cause | Patrol - found nothing |  |  | 2017 | Tier 2 - Elevated | Distribution Circuit | 8 | 13 | 2017-08-13 | 1851749 | Sus | Y | UnknownCause¦Patrolfoundnothing¦¦
17-0071852 | Unknown Cause | Patrol - not conducted |  |  | 2017 | Tier 2 - Elevated | Distribution Circuit | 8 | 22 | 2017-08-22 | 1856651 | Sus | Y | UnknownCause¦Patrolnotconducted¦¦
17-0072428 | Animal | Bird found | Transformer | Failed/Faulted | 2017 | Tier 2 - Elevated | Transformer only | 8 | 23 | 2017-08-23 | 1857929 | Sus | Y | Animal¦Birdfound¦Transformer¦FailedFaulted
17-0073323 | Unknown Cause | Patrol - found nothing |  |  | 2017 | Tier 2 - Elevated | Distribution Circuit | 8 | 28 | 2017-08-28 | 1861056 | Sus | Y | UnknownCause¦Patrolfoundnothing¦¦
17-0073574 | Equipment Failure/Involved | Electrical Overload | Fuse | Burned Open | 2017 | Tier 2 - Elevated | Distribution Circuit | 8 | 28 | 2017-08-28 | 1861688 | Sus | Y | EquipmentFailureInvolved¦ElectricalOverload¦Fuse¦BurnedOpen
17-0077648 | Unknown Cause | Patrol - found nothing |  |  | 2017 | Tier 3 - Extreme | Distribution Circuit | 9 | 11 | 2017-09-11 | 1874732 | Sus | Y | UnknownCause¦Patrolfoundnothing¦¦
17-0081670 | Animal | Bird found | Conductor, Overhead | Normal | 2017 | Tier 2 - Elevated | Distribution Circuit | 9 | 26 | 2017-09-26 | 1885843 | Sus | Y | Animal¦Birdfound¦ConductorOverhead¦Normal
17-0087141 | Environmental/External | Fire, Forest/Grass | Pole-Wood | Broken, wire on ground | 2017 | Tier 3 - Extreme | Distribution Circuit | 10 | 12 | 2017-10-12 | 1900159 | Sus | Y | EnvironmentalExternal¦FireForestGrass¦PoleWood¦Brokenwireonground
17-0087528 | Environmental/External | Fire, Forest/Grass | Pole-Wood | Broken, wire on ground | 2017 | Tier 2 - Elevated | Distribution Circuit | 10 | 9 | 2017-10-09 | 1901336 | Sus | Y | EnvironmentalExternal¦FireForestGrass¦PoleWood¦Brokenwireonground
17-0088429 | Animal | Squirrel | Fuse | Failed/Faulted | 2017 | Tier 2 - Elevated | Distribution Circuit | 10 | 18 | 2017-10-18 | 1903604 | Sus | Y | Animal¦Squirrel¦Fuse¦FailedFaulted
17-0089255 | Equipment Failure/Involved | Overhead | Pole-Wood | Broken | 2017 | Tier 2 - Elevated | Distribution Circuit | 10 | 8 | 2017-10-08 | 1906414 | Sus | Y | EquipmentFailureInvolved¦Overhead¦PoleWood¦Broken
17-0089258 | Environmental/External | Fire, Forest/Grass | Pole-Wood | Burned/flashed | 2017 | Tier 3 - Extreme | Distribution Circuit | 10 | 8 | 2017-10-08 | 1906431 | Sus | Y | EnvironmentalExternal¦FireForestGrass¦PoleWood¦Burnedflashed
17-0096204 | Equipment Failure/Involved | Overhead | Other | Broken, wire on object | 2017 | Tier 3 - Extreme | Distribution Circuit | 11 | 18 | 2017-11-18 | 1925726 | Sus | Y | EquipmentFailureInvolved¦Overhead¦Other¦Brokenwireonobject
17-0102799 | Equipment Failure/Involved | Overhead | Transformer | Failed/Faulted | 2017 | Tier 2 - Elevated | Transformer only | 12 | 20 | 2017-12-20 | 1948634 | Sus | N | EquipmentFailureInvolved¦Overhead¦Transformer¦FailedFaulted
17-0103505 | Unknown Cause | Patrol - found nothing |  |  | 2017 | Tier 2 - Elevated | Distribution Circuit | 12 | 28 | 2017-12-28 | 1952490 | Sus | N | UnknownCause¦Patrolfoundnothing¦¦
18-0004018 | Equipment Failure/Involved | Overhead | Cutout, fuse holder | Broken | 2018 | Tier 2 - Elevated | Transformer only | 1 | 6 | 2018-01-06 | 3175 | Sus | N | EquipmentFailureInvolved¦Overhead¦Cutoutfuseholder¦Broken
18-0004464 | Animal | Other | Transformer | Failed/Faulted | 2018 | Tier 2 - Elevated | Transformer only | 1 | 8 | 2018-01-08 | 4192 | Sus | N | Animal¦Other¦Transformer¦FailedFaulted
18-0011211 | 3rd Party | Contact with High Voltage, 3rd party | Conductor, Overhead | Normal | 2018 | Tier 2 - Elevated | Distribution Circuit | 2 | 2 | 2018-02-02 | 18461 | Sus | N | 3rdParty¦ContactwithHighVoltage3rdparty¦ConductorOverhead¦Normal
18-0014864 | Equipment Failure/Involved | Overhead | Secondary | Deteriorated | 2018 | Tier 3 - Extreme | Transformer only | 2 | 16 | 2018-02-16 | 25782 | Sus | N | EquipmentFailureInvolved¦Overhead¦Secondary¦Deteriorated
18-0018695 | Vegetation | Tree - fell into line | Crossarm, Wood | Broken, wire on ground | 2018 | Tier 2 - Elevated | Distribution Circuit | 3 | 1 | 2018-03-01 | 34786 | Sus | N | Vegetation¦Treefellintoline¦CrossarmWood¦Brokenwireonground
18-0019579 | Unknown Cause | Patrol - found nothing |  |  | 2018 | Tier 3 - Extreme | Distribution Circuit | 3 | 4 | 2018-03-04 | 37970 | Sus | N | UnknownCause¦Patrolfoundnothing¦¦
18-0022885 | Equipment Failure/Involved | Overhead | Pole-Wood | Broken | 2018 | Tier 2 - Elevated | Distribution Circuit | 3 | 14 | 2018-03-14 | 44456 | Sus | N | EquipmentFailureInvolved¦Overhead¦PoleWood¦Broken
18-0023883 | Unknown Cause | Patrol - not conducted |  |  | 2018 | Tier 3 - Extreme | Distribution Circuit | 3 | 16 | 2018-03-16 | 45281 | Sus | N | UnknownCause¦Patrolnotconducted¦¦
18-0024403 | Vegetation | Tree - fell into line | Conductor, Overhead | Normal | 2018 | Tier 3 - Extreme | Distribution Circuit | 3 | 20 | 2018-03-20 | 48479 | Sus | N | Vegetation¦Treefellintoline¦ConductorOverhead¦Normal
18-0025990 | Equipment Failure/Involved | Overhead | Transformer | Failed/Faulted | 2018 | Tier 3 - Extreme | Transformer only | 3 | 23 | 2018-03-23 | 51530 | Sus | N | EquipmentFailureInvolved¦Overhead¦Transformer¦FailedFaulted
18-0027954 | 3rd Party | Vehicle |  | Normal | 2018 | Tier 2 - Elevated | Transformer only | 3 | 30 | 2018-03-30 | 56401 | Sus | N | 3rdParty¦Vehicle¦¦Normal
18-0030103 | Vegetation | Tree - branch fell on line | Conductor, Overhead | Broken | 2018 | Tier 2 - Elevated | Distribution Circuit | 4 | 6 | 2018-04-06 | 61137 | Sus | N | Vegetation¦Treebranchfellonline¦ConductorOverhead¦Broken
18-0030303 | Equipment Failure/Involved | Overhead | Pole-Wood | Broken | 2018 | Tier 3 - Extreme | Distribution Circuit | 4 | 7 | 2018-04-07 | 62160 | Sus | N | EquipmentFailureInvolved¦Overhead¦PoleWood¦Broken
18-0048742 | Vegetation | Tree - fell into line | Conductor, Overhead | Broken, wire on ground | 2018 | Tier 3 - Extreme | Distribution Circuit | 6 | 7 | 2018-06-07 | 104007 | Sus | Y | Vegetation¦Treefellintoline¦ConductorOverhead¦Brokenwireonground
18-0063318 | 3rd Party | Vehicle | Pole-Wood | Broken | 2018 | Tier 2 - Elevated | Distribution Circuit | 7 | 25 | 2018-07-25 | 139664 | Sus | Y | 3rdParty¦Vehicle¦PoleWood¦Broken
18-0067424 | Equipment Failure/Involved | Overhead | Insulator | Broken | 2018 | Tier 3 - Extreme | Distribution Circuit | 8 | 7 | 2018-08-07 | 150845 | Sus | Y | EquipmentFailureInvolved¦Overhead¦Insulator¦Broken
18-0068267 | Environmental/External | Fire, Forest/Grass | Pole-Wood | Burned/flashed | 2018 | Tier 3 - Extreme | Distribution Circuit | 8 | 9 | 2018-08-09 | 152108 | Sus | Y | EnvironmentalExternal¦FireForestGrass¦PoleWood¦Burnedflashed
18-0073601 | Vegetation | Tree - fell into line | Conductor, Overhead | Broken, wire on ground | 2018 | Tier 3 - Extreme | Distribution Circuit | 8 | 26 | 2018-08-26 | 162711 | Sus | Y | Vegetation¦Treefellintoline¦ConductorOverhead¦Brokenwireonground
18-0074237 | Equipment Failure/Involved | Overhead | Conductor, Overhead | Bent or Twisted | 2018 | Tier 3 - Extreme | Distribution Circuit | 8 | 28 | 2018-08-28 | 163688 | Sus | Y | EquipmentFailureInvolved¦Overhead¦ConductorOverhead¦BentorTwisted
18-0078767 | 3rd Party | Dig in, 3rd party | Conductor, Underground | Broken | 2018 | Tier 2 - Elevated | Transformer only | 9 | 11 | 2018-09-11 | 172585 | Sus | Y | 3rdParty¦Digin3rdparty¦ConductorUnderground¦Broken
18-0087934 | Vegetation | Tree - fell into line | Conductor, Overhead | Broken, wire on ground | 2018 | Tier 2 - Elevated | Distribution Circuit | 10 | 7 | 2018-10-07 | 190282 | Sus | Y | Vegetation¦Treefellintoline¦ConductorOverhead¦Brokenwireonground
18-0092222 | Vegetation | Tree - cutting, PG&E contractor | Conductor, Overhead | Normal | 2018 | Tier 2 - Elevated | Distribution Circuit | 10 | 19 | 2018-10-19 | 198741 | Sus | Y | Vegetation¦TreecuttingPG&Econtractor¦ConductorOverhead¦Normal
18-0095897 | Vegetation | Tree - fell into line | Conductor, Overhead | Broken, wire on ground | 2018 | Tier 3 - Extreme | Distribution Circuit | 10 | 31 | 2018-10-31 | 206297 | Sus | Y | Vegetation¦Treefellintoline¦ConductorOverhead¦Brokenwireonground
18-0098474 | Equipment Failure/Involved | Overhead | Transformer | Failed/Faulted | 2018 | Tier 3 - Extreme | Transformer only | 11 | 9 | 2018-11-09 | 212016 | Sus | Y | EquipmentFailureInvolved¦Overhead¦Transformer¦FailedFaulted
18-0101139 | Environmental/External | Fire, Forest/Grass | Pole-Wood | Burned/flashed | 2018 | Tier 3 - Extreme | Distribution Circuit | 11 | 8 | 2018-11-08 | 218404 | Sus | Y | EnvironmentalExternal¦FireForestGrass¦PoleWood¦Burnedflashed
18-0103137 | Vegetation | Tree - fell into line | Conductor, Overhead | Together | 2018 | Tier 2 - Elevated | Distribution Circuit | 11 | 25 | 2018-11-25 | 224267 | Sus | Y | Vegetation¦Treefellintoline¦ConductorOverhead¦Together
18-0105345 | Unknown Cause | Patrol - found nothing |  |  | 2018 | Tier 3 - Extreme | Distribution Circuit | 11 | 29 | 2018-11-29 | 229488 | Sus | Y | UnknownCause¦Patrolfoundnothing¦¦
19-0004313 | Equipment Failure/Involved | Overhead | Transformer | Failed/Faulted | 2019 | Tier 2 - Elevated | Transformer only | 1 | 3 | 2019-01-03 | 252780 | Sus | N | EquipmentFailureInvolved¦Overhead¦Transformer¦FailedFaulted
19-0005386 | Vegetation | Tree - fell into line | Conductor, Overhead | Normal | 2019 | Tier 3 - Extreme | Distribution Circuit | 1 | 6 | 2019-01-06 | 257496 | Sus | N | Vegetation¦Treefellintoline¦ConductorOverhead¦Normal
19-0011683 | Vegetation | Tree - fell into line | Secondary | Normal | 2019 | Tier 3 - Extreme | Transformer only | 1 | 18 | 2019-01-18 | 275599 | Sus | N | Vegetation¦Treefellintoline¦Secondary¦Normal
19-0019802 | Vegetation | Tree - fell into line | Conductor, Overhead | Normal | 2019 | Tier 2 - Elevated | Distribution Circuit | 2 | 7 | 2019-02-07 | 295746 | Sus | N | Vegetation¦Treefellintoline¦ConductorOverhead¦Normal
19-0020822 | Unknown Cause | Patrol - found nothing |  |  | 2019 | Tier 3 - Extreme | Distribution Circuit | 2 | 10 | 2019-02-10 | 299331 | Sus | N | UnknownCause¦Patrolfoundnothing¦¦
19-0021674 | Vegetation | Tree - branch fell on line | Conductor, Overhead | Broken, wire on ground | 2019 | Tier 2 - Elevated | Distribution Circuit | 2 | 12 | 2019-02-12 | 301544 | Sus | N | Vegetation¦Treebranchfellonline¦ConductorOverhead¦Brokenwireonground
19-0022557 | Equipment Failure/Involved | Overhead | Crossarm, Wood | Broken, wire on ground | 2019 | Tier 2 - Elevated | Distribution Circuit | 2 | 10 | 2019-02-10 | 305605 | Sus | N | EquipmentFailureInvolved¦Overhead¦CrossarmWood¦Brokenwireonground
19-0022809 | Unknown Cause | Patrol - found nothing |  |  | 2019 | Tier 3 - Extreme | Distribution Circuit | 2 | 14 | 2019-02-14 | 306814 | Sus | N | UnknownCause¦Patrolfoundnothing¦¦
19-0024094 | Vegetation | Tree - fell into line | Conductor, Overhead | Normal | 2019 | Tier 2 - Elevated | Distribution Circuit | 2 | 15 | 2019-02-15 | 312005 | Sus | N | Vegetation¦Treefellintoline¦ConductorOverhead¦Normal
19-0024573 | Unknown Cause | Patrol - found nothing |  |  | 2019 | Tier 3 - Extreme | Distribution Circuit | 2 | 16 | 2019-02-16 | 313786 | Sus | N | UnknownCause¦Patrolfoundnothing¦¦
19-0025089 | Vegetation | Tree - fell into line | Conductor, Overhead | Broken, wire on ground | 2019 | Tier 2 - Elevated | Distribution Circuit | 2 | 13 | 2019-02-13 | 303217 | Sus | N | Vegetation¦Treefellintoline¦ConductorOverhead¦Brokenwireonground
19-0025223 | Unknown Cause | Patrol - found nothing |  |  | 2019 | Tier 3 - Extreme | Distribution Circuit | 2 | 17 | 2019-02-17 | 315673 | Sus | N | UnknownCause¦Patrolfoundnothing¦¦
19-0025638 | Vegetation | Tree - fell into line | Pole-Wood | Broken, wire on ground | 2019 | Tier 2 - Elevated | Distribution Circuit | 2 | 12 | 2019-02-12 | 317688 | Sus | N | Vegetation¦Treefellintoline¦PoleWood¦Brokenwireonground
19-0026167 | Unknown Cause | Patrol - found nothing |  |  | 2019 | Tier 3 - Extreme | Distribution Circuit | 2 | 19 | 2019-02-19 | 319045 | Sus | N | UnknownCause¦Patrolfoundnothing¦¦
19-0027565 | Unknown Cause | Patrol - found nothing |  |  | 2019 | Tier 2 - Elevated | Distribution Circuit | 2 | 24 | 2019-02-24 | 322365 | Sus | N | UnknownCause¦Patrolfoundnothing¦¦
19-0028985 | Unknown Cause | Patrol - not conducted |  |  | 2019 | Tier 2 - Elevated | Distribution Circuit | 2 | 27 | 2019-02-27 | 326374 | Sus | N | UnknownCause¦Patrolnotconducted¦¦
19-0029778 | Vegetation | Tree - fell into line | Crossarm, Wood | Broken | 2019 | Tier 3 - Extreme | Distribution Circuit | 3 | 1 | 2019-03-01 | 328912 | Sus | N | Vegetation¦Treefellintoline¦CrossarmWood¦Broken
19-0030226 | Vegetation | Tree - fell into line | Conductor, Overhead | Broken, wire on ground | 2019 | Tier 3 - Extreme | Distribution Circuit | 3 | 3 | 2019-03-03 | 329976 | Sus | N | Vegetation¦Treefellintoline¦ConductorOverhead¦Brokenwireonground
19-0031447 | Environmental/External | Lightning | Transformer | Failed/Faulted | 2019 | Tier 3 - Extreme | Transformer only | 3 | 6 | 2019-03-06 | 332475 | Sus | N | EnvironmentalExternal¦Lightning¦Transformer¦FailedFaulted
19-0033188 | Vegetation | Tree - fell into line | Conductor, Overhead | Broken, wire on ground | 2019 | Tier 3 - Extreme | Distribution Circuit | 3 | 12 | 2019-03-12 | 337676 | Sus | N | Vegetation¦Treefellintoline¦ConductorOverhead¦Brokenwireonground
19-0035845 | Equipment Failure/Involved | Overhead | Transformer (OH) | Burned/flashed | 2019 | Tier 3 - Extreme | Distribution Circuit | 3 | 21 | 2019-03-21 | 344820 | Sus | N | EquipmentFailureInvolved¦Overhead¦Transformer(OH)¦Burnedflashed
19-0038325 | Equipment Failure/Involved | Overhead | Transformer | Failed/Faulted | 2019 | Tier 2 - Elevated | Transformer only | 3 | 29 | 2019-03-29 | 350304 | Sus | N | EquipmentFailureInvolved¦Overhead¦Transformer¦FailedFaulted
19-0041352 | Equipment Failure/Involved | Overhead | Conductor, Overhead | Broken, wire on ground | 2019 | Tier 2 - Elevated | Distribution Circuit | 4 | 10 | 2019-04-10 | 358092 | Sus | N | EquipmentFailureInvolved¦Overhead¦ConductorOverhead¦Brokenwireonground
19-0043063 | Unknown Cause | Patrol - not conducted |  |  | 2019 | Tier 2 - Elevated | Distribution Circuit | 4 | 16 | 2019-04-16 | 362087 | Sus | N | UnknownCause¦Patrolnotconducted¦¦
19-0045413 | Vegetation | Tree - grew into line | Conductor, Overhead | Normal | 2019 | Tier 3 - Extreme | Distribution Circuit | 4 | 23 | 2019-04-23 | 366640 | Sus | N | Vegetation¦Treegrewintoline¦ConductorOverhead¦Normal
19-0052663 | Vegetation | Tree - fell into line | Transformer | Broken, wire on ground | 2019 | Tier 2 - Elevated | Transformer only | 5 | 16 | 2019-05-16 | 382124 | Sus | Y | Vegetation¦Treefellintoline¦Transformer¦Brokenwireonground
19-0053622 | Animal | Bird found | Conductor, Overhead | Normal | 2019 | Tier 2 - Elevated | Distribution Circuit | 5 | 18 | 2019-05-18 | 384104 | Sus | Y | Animal¦Birdfound¦ConductorOverhead¦Normal
19-0054030 | Environmental/External | Lightning | Transformer | Failed/Faulted | 2019 | Tier 3 - Extreme | Transformer only | 5 | 19 | 2019-05-19 | 385572 | Sus | Y | EnvironmentalExternal¦Lightning¦Transformer¦FailedFaulted
19-0054207 | Unknown Cause | Patrol - found nothing |  |  | 2019 | Tier 3 - Extreme | Distribution Circuit | 5 | 20 | 2019-05-20 | 385774 | Sus | Y | UnknownCause¦Patrolfoundnothing¦¦
19-0057604 | Vegetation | Tree - grew into line | Conductor, Overhead | Normal | 2019 | Tier 3 - Extreme | Distribution Circuit | 5 | 25 | 2019-05-25 | 390154 | Sus | Y | Vegetation¦Treegrewintoline¦ConductorOverhead¦Normal
19-0061502 | Equipment Failure/Involved | Overhead | Transformer | Failed/Faulted | 2019 | Tier 3 - Extreme | Transformer only | 6 | 2 | 2019-06-02 | 395690 | Sus | Y | EquipmentFailureInvolved¦Overhead¦Transformer¦FailedFaulted
19-0061549 | Vegetation | Tree - fell into line | Crossarm, Wood | Broken, wire on ground | 2019 | Tier 3 - Extreme | Distribution Circuit | 6 | 2 | 2019-06-02 | 395888 | Sus | Y | Vegetation¦Treefellintoline¦CrossarmWood¦Brokenwireonground
19-0062990 | Environmental/External | Lightning | Transformer | Failed/Faulted | 2019 | Tier 3 - Extreme | Transformer only | 6 | 4 | 2019-06-04 | 397980 | Sus | Y | EnvironmentalExternal¦Lightning¦Transformer¦FailedFaulted
19-0064815 | Unknown Cause | Patrol - found nothing |  |  | 2019 | Tier 2 - Elevated | Distribution Circuit | 6 | 9 | 2019-06-09 | 402328 | Sus | Y | UnknownCause¦Patrolfoundnothing¦¦
19-0074178 | Vegetation | Tree - fell into line | Conductor, Overhead | Broken, wire on ground | 2019 | Tier 2 - Elevated | Distribution Circuit | 7 | 2 | 2019-07-02 | 440156 | Sus | Y | Vegetation¦Treefellintoline¦ConductorOverhead¦Brokenwireonground
19-0077177 | Unknown Cause | Patrol - found nothing |  |  | 2019 | Tier 2 - Elevated | Distribution Circuit | 7 | 14 | 2019-07-14 | 450100 | Sus | Y | UnknownCause¦Patrolfoundnothing¦¦
19-0078091 | Vegetation | Tree - fell into line | Conductor, Overhead | Normal | 2019 | Tier 2 - Elevated | Distribution Circuit | 7 | 16 | 2019-07-16 | 454820 | Sus | Y | Vegetation¦Treefellintoline¦ConductorOverhead¦Normal
19-0081861 | Equipment Failure/Involved | Overhead | Transformer | Failed/Faulted | 2019 | Tier 2 - Elevated | Transformer only | 7 | 27 | 2019-07-27 | 473635 | Sus | Y | EquipmentFailureInvolved¦Overhead¦Transformer¦FailedFaulted
19-0086573 | Equipment Failure/Involved | Overhead | Cutout, fuse holder | Broken | 2019 | Tier 2 - Elevated | Transformer only | 8 | 10 | 2019-08-10 | 501114 | Sus | Y | EquipmentFailureInvolved¦Overhead¦Cutoutfuseholder¦Broken
19-0088237 | Equipment Failure/Involved | Overhead | Connector or Splice (OH) | Broken | 2019 | Tier 2 - Elevated | Transformer only | 8 | 15 | 2019-08-15 | 511673 | Sus | Y | EquipmentFailureInvolved¦Overhead¦ConnectororSplice(OH)¦Broken
19-0091836 | Equipment Failure/Involved | Overhead | Transformer (OH) | Broken | 2019 | Tier 3 - Extreme | Transformer only | 8 | 24 | 2019-08-24 | 537917 | Sus | Y | EquipmentFailureInvolved¦Overhead¦Transformer(OH)¦Broken
19-0092436 | Vegetation | Tree - fell into line | Conductor, Overhead | Normal | 2019 | Tier 3 - Extreme | Distribution Circuit | 8 | 27 | 2019-08-27 | 540995 | Sus | Y | Vegetation¦Treefellintoline¦ConductorOverhead¦Normal
19-0098066 | Vegetation | Tree - fell into line | Conductor, Overhead | Broken, wire on ground | 2019 | Tier 2 - Elevated | Distribution Circuit | 9 | 12 | 2019-09-12 | 572870 | Sus | Y | Vegetation¦Treefellintoline¦ConductorOverhead¦Brokenwireonground
19-0110841 | Equipment Failure/Involved | Overhead | Crossarm, Wood | Broken | 2019 | Tier 2 - Elevated | Distribution Circuit | 10 | 12 | 2019-10-12 | 655272 | Sus | Y | EquipmentFailureInvolved¦Overhead¦CrossarmWood¦Broken
19-0125448 | Unknown Cause | Patrol - found nothing |  |  | 2019 | Tier 2 - Elevated | Distribution Circuit | 11 | 16 | 2019-11-16 | 708459 | Sus | Y | UnknownCause¦Patrolfoundnothing¦¦
19-0130877 | Unknown Cause | Patrol - found nothing |  |  | 2019 | Tier 3 - Extreme | Distribution Circuit | 11 | 27 | 2019-11-27 | 722005 | Sus | Y | UnknownCause¦Patrolfoundnothing¦¦
19-0134894 | Environmental/External | Lightning | Transformer | Failed/Faulted | 2019 | Tier 2 - Elevated | Transformer only | 12 | 7 | 2019-12-07 | 733127 | Sus | N | EnvironmentalExternal¦Lightning¦Transformer¦FailedFaulted
20-0005247 | Animal | Squirrel | Conductor, Overhead | Normal | 2020 | Tier 3 - Extreme | Distribution Circuit | 1 | 5 | 2020-01-05 | 755004 | Sus | N | Animal¦Squirrel¦ConductorOverhead¦Normal
20-0009935 | Vegetation | Tree - branch fell on line | Conductor, Overhead | Normal | 2020 | Tier 3 - Extreme | Distribution Circuit | 1 | 16 | 2020-01-16 | 762796 | Sus | N | Vegetation¦Treebranchfellonline¦ConductorOverhead¦Normal
20-0010227 | Vegetation | Tree - fell into line | Conductor, Overhead | Broken, wire on ground | 2020 | Tier 3 - Extreme | Distribution Circuit | 1 | 16 | 2020-01-16 | 763096 | Sus | N | Vegetation¦Treefellintoline¦ConductorOverhead¦Brokenwireonground
20-0010391 | Unknown Cause | Patrol - found nothing |  |  | 2020 | Tier 2 - Elevated | Transmission line | 1 | 17 | 2020-01-17 | 763783 | Sus | N | UnknownCause¦Patrolfoundnothing¦¦
20-0018957 | Unknown Cause | Patrol - found nothing |  |  | 2020 | Tier 2 - Elevated | Distribution Circuit | 2 | 9 | 2020-02-09 | 781080 | Sus | N | UnknownCause¦Patrolfoundnothing¦¦
20-0019243 | Unknown Cause | Patrol - found nothing |  |  | 2020 | Tier 2 - Elevated | Distribution Circuit | 2 | 9 | 2020-02-09 | 782340 | Sus | N | UnknownCause¦Patrolfoundnothing¦¦
20-0020899 | Vegetation | Tree - fell into line | Pole-Wood | Broken, wire on ground | 2020 | Tier 2 - Elevated | Distribution Circuit | 2 | 11 | 2020-02-11 | 789410 | Sus | N | Vegetation¦Treefellintoline¦PoleWood¦Brokenwireonground
20-0024906 | Unknown Cause | Patrol - found nothing |  |  | 2020 | Tier 2 - Elevated | Distribution Circuit | 2 | 22 | 2020-02-22 | 800609 | Sus | N | UnknownCause¦Patrolfoundnothing¦¦
20-0027556 | Vegetation | Tree - fell into line | Conductor, Overhead | Normal | 2020 | Tier 3 - Extreme | Distribution Circuit | 3 | 1 | 2020-03-01 | 820984 | Sus | N | Vegetation¦Treefellintoline¦ConductorOverhead¦Normal
20-0031479 | Environmental/External | Lightning | Transformer | Failed/Faulted | 2020 | Tier 2 - Elevated | Transformer only | 3 | 12 | 2020-03-12 | 846233 | Sus | N | EnvironmentalExternal¦Lightning¦Transformer¦FailedFaulted
20-0032445 | Vegetation | Tree - fell into line | Pole-Wood | Broken | 2020 | Tier 2 - Elevated | Distribution Circuit | 3 | 15 | 2020-03-15 | 852856 | Sus | N | Vegetation¦Treefellintoline¦PoleWood¦Broken
20-0033434 | Equipment Failure/Involved | Overhead | Lightning Arrestor | Failed/Faulted | 2020 | Tier 2 - Elevated | Distribution Circuit | 3 | 17 | 2020-03-17 | 856866 | Sus | N | EquipmentFailureInvolved¦Overhead¦LightningArrestor¦FailedFaulted
20-0035047 | Unknown Cause | Patrol - found nothing |  |  | 2020 | Tier 2 - Elevated | Transformer only | 3 | 22 | 2020-03-22 | 861264 | Sus | N | UnknownCause¦Patrolfoundnothing¦¦
20-0041059 | Equipment Failure/Involved | Overhead | Transformer | Failed/Faulted | 2020 | Tier 3 - Extreme | Transformer only | 4 | 13 | 2020-04-13 | 894825 | Sus | N | EquipmentFailureInvolved¦Overhead¦Transformer¦FailedFaulted
20-0041234 | Unknown Cause | Patrol - not conducted |  |  | 2020 | Tier 2 - Elevated | Distribution Circuit | 4 | 14 | 2020-04-14 | 895161 | Sus | N | UnknownCause¦Patrolnotconducted¦¦
20-0041994 | Equipment Failure/Involved | Overhead | Regulator | Malfunctioning | 2020 | Tier 2 - Elevated | Distribution Circuit | 4 | 16 | 2020-04-16 | 896432 | Sus | N | EquipmentFailureInvolved¦Overhead¦Regulator¦Malfunctioning
20-0044271 | Equipment Failure/Involved | Overhead | Transformer (OH) | Normal | 2020 | Tier 2 - Elevated | Distribution Circuit | 4 | 24 | 2020-04-24 | 900455 | Sus | N | EquipmentFailureInvolved¦Overhead¦Transformer(OH)¦Normal
20-0050463 | Unknown Cause | Patrol - not conducted |  |  | 2020 | Tier 2 - Elevated | Distribution Circuit | 5 | 15 | 2020-05-15 | 914029 | Sus | Y | UnknownCause¦Patrolnotconducted¦¦
20-0050577 | Equipment Failure/Involved | Overhead | Crossarm, Wood | Broken | 2020 | Tier 2 - Elevated | Distribution Circuit | 5 | 15 | 2020-05-15 | 914310 | Sus | Y | EquipmentFailureInvolved¦Overhead¦CrossarmWood¦Broken
20-0054626 | Vegetation | Tree - grew into line | Conductor, Overhead | Normal | 2020 | Tier 2 - Elevated | Distribution Circuit | 5 | 27 | 2020-05-27 | 923126 | Sus | Y | Vegetation¦Treegrewintoline¦ConductorOverhead¦Normal
20-0062640 | Unknown Cause | Patrol - found nothing |  |  | 2020 | Tier 3 - Extreme | Distribution Circuit | 6 | 18 | 2020-06-18 | 941917 | Sus | Y | UnknownCause¦Patrolfoundnothing¦¦
20-0067760 | Equipment Failure/Involved | Overhead | Transformer | Failed/Faulted | 2020 | Tier 3 - Extreme | Transformer only | 7 | 2 | 2020-07-02 | 956463 | Sus | Y | EquipmentFailureInvolved¦Overhead¦Transformer¦FailedFaulted
20-0068121 | Equipment Failure/Involved | Overhead | Pole-Wood | Broken | 2020 | Tier 2 - Elevated | Distribution Circuit | 7 | 3 | 2020-07-03 | 957196 | Sus | Y | EquipmentFailureInvolved¦Overhead¦PoleWood¦Broken
20-0068356 | Vegetation | Tree - branch fell on line | Conductor, Overhead | Normal | 2020 | Tier 3 - Extreme | Distribution Circuit | 7 | 4 | 2020-07-04 | 957730 | Sus | Y | Vegetation¦Treebranchfellonline¦ConductorOverhead¦Normal
20-0068423 | 3rd Party | Customer Equipment | Insulator | Broken | 2020 | Tier 2 - Elevated | Distribution Circuit | 7 | 5 | 2020-07-05 | 957992 | Sus | Y | 3rdParty¦CustomerEquipment¦Insulator¦Broken
20-0069379 | Equipment Failure/Involved | Overhead | Jumper | Burned Open | 2020 | Tier 3 - Extreme | Transformer only | 7 | 8 | 2020-07-08 | 959754 | Sus | Y | EquipmentFailureInvolved¦Overhead¦Jumper¦BurnedOpen
20-0076130 | Vegetation | Tree - fell into line | Conductor, Overhead | Broken, wire on ground | 2020 | Tier 3 - Extreme | Distribution Circuit | 7 | 26 | 2020-07-26 | 972380 | Sus | Y | Vegetation¦Treefellintoline¦ConductorOverhead¦Brokenwireonground
20-0079563 | Equipment Failure/Involved | Overhead | Conductor, Overhead | Deteriorated | 2020 | Tier 3 - Extreme | Distribution Circuit | 8 | 4 | 2020-08-04 | 978645 | Sus | Y | EquipmentFailureInvolved¦Overhead¦ConductorOverhead¦Deteriorated
20-0084283 | Unknown Cause | Patrol - found nothing |  |  | 2020 | Tier 2 - Elevated | Distribution Circuit | 8 | 15 | 2020-08-15 | 1005118 | Sus | Y | UnknownCause¦Patrolfoundnothing¦¦
20-0085134 | Unknown Cause | Patrol - found nothing |  |  | 2020 | Tier 3 - Extreme | Distribution Circuit | 8 | 16 | 2020-08-16 | 1011313 | Sus | Y | UnknownCause¦Patrolfoundnothing¦¦
20-0090404 | Environmental/External | Fire, Forest/Grass | Conductor, Overhead | Normal | 2020 | Tier 3 - Extreme | Distribution Circuit | 8 | 20 | 2020-08-20 | 1033272 | Sus | Y | EnvironmentalExternal¦FireForestGrass¦ConductorOverhead¦Normal
20-0091334 | Environmental/External | Fire, Forest/Grass | Other | Burned/flashed | 2020 | Tier 2 - Elevated | Distribution Circuit | 8 | 18 | 2020-08-18 | 1040800 | Sus | Y | EnvironmentalExternal¦FireForestGrass¦Other¦Burnedflashed
20-0091454 | Environmental/External | Fire, Forest/Grass | Conductor, Overhead | Normal | 2020 | Tier 3 - Extreme | Distribution Circuit | 8 | 19 | 2020-08-19 | 1041130 | Sus | Y | EnvironmentalExternal¦FireForestGrass¦ConductorOverhead¦Normal
20-0093912 | Equipment Failure/Involved | Underground | Transformer (UG) | Failed/Faulted | 2020 | Tier 2 - Elevated | Distribution Circuit | 9 | 6 | 2020-09-06 | 1057072 | Sus | Y | EquipmentFailureInvolved¦Underground¦Transformer(UG)¦FailedFaulted
20-0096048 | Environmental/External | Fire, Forest/Grass | Conductor, Overhead | Normal | 2020 | Tier 3 - Extreme | Transformer only | 8 | 19 | 2020-08-19 | 1063543 | Sus | Y | EnvironmentalExternal¦FireForestGrass¦ConductorOverhead¦Normal
20-0096076 | Environmental/External | Fire, Forest/Grass | Transformer | Normal | 2020 | Tier 3 - Extreme | Transformer only | 8 | 19 | 2020-08-19 | 1063569 | Sus | Y | EnvironmentalExternal¦FireForestGrass¦Transformer¦Normal
20-0097210 | Environmental/External | Fire, Forest/Grass | Transformer | Normal | 2020 | Tier 3 - Extreme | Transformer only | 8 | 19 | 2020-08-19 | 1069219 | Sus | Y | EnvironmentalExternal¦FireForestGrass¦Transformer¦Normal
20-0097936 | Unknown Cause | Patrol - found nothing |  |  | 2020 | Tier 2 - Elevated | Distribution Circuit | 9 | 15 | 2020-09-15 | 1073454 | Sus | Y | UnknownCause¦Patrolfoundnothing¦¦
20-0099196 | Animal | Squirrel | Conductor, Overhead | Normal | 2020 | Tier 2 - Elevated | Distribution Circuit | 9 | 19 | 2020-09-19 | 1082159 | Sus | Y | Animal¦Squirrel¦ConductorOverhead¦Normal
20-0099392 | Animal | Other | Fuse | Failed/Faulted | 2020 | Tier 2 - Elevated | Distribution Circuit | 9 | 21 | 2020-09-21 | 1083513 | Sus | Y | Animal¦Other¦Fuse¦FailedFaulted
20-0100689 | Equipment Failure/Involved | Overhead | Jumper | Arcing | 2020 | Tier 3 - Extreme | Transformer only | 9 | 23 | 2020-09-23 | 1090093 | Sus | Y | EquipmentFailureInvolved¦Overhead¦Jumper¦Arcing
20-0100962 | Environmental/External | Fire, Forest/Grass | Pole-Wood | Burned/flashed | 2020 | Tier 3 - Extreme | Distribution Circuit | 8 | 18 | 2020-08-18 | 1091060 | Sus | Y | EnvironmentalExternal¦FireForestGrass¦PoleWood¦Burnedflashed
20-0103423 | Environmental/External | Fire, Forest/Grass | Conductor, Overhead | Burned/flashed | 2020 | Tier 3 - Extreme | Distribution Circuit | 9 | 30 | 2020-09-30 | 1101741 | Sus | Y | EnvironmentalExternal¦FireForestGrass¦ConductorOverhead¦Burnedflashed
20-0126356 | Environmental/External | Fire, Forest/Grass | Conductor, Underground | Burned/flashed | 2020 | Tier 3 - Extreme | Distribution Circuit | 12 | 1 | 2020-12-01 | 1157202 | Sus | N | EnvironmentalExternal¦FireForestGrass¦ConductorUnderground¦Burnedflashed
20-0129311 | Equipment Failure/Involved | Underground | Transformer (UG) | Leaking | 2020 | Tier 2 - Elevated | Distribution Circuit | 12 | 9 | 2020-12-09 | 1174968 | Sus | N | EquipmentFailureInvolved¦Underground¦Transformer(UG)¦Leaking
20-0130221 | Unknown Cause | Patrol - not conducted |  |  | 2020 | Tier 3 - Extreme | Distribution Circuit | 12 | 13 | 2020-12-13 | 1182885 | Sus | N | UnknownCause¦Patrolnotconducted¦¦
20-0130856 | Equipment Failure/Involved | Overhead | Transformer | Failed/Faulted | 2020 | Tier 2 - Elevated | Transformer only | 12 | 17 | 2020-12-17 | 1191855 | Sus | N | EquipmentFailureInvolved¦Overhead¦Transformer¦FailedFaulted
21-0005961 | Unknown Cause | Patrol - found nothing |  |  | 2021 | Tier 2 - Elevated | Transformer only | 1 | 7 | 2021-01-07 | 1205837 | Sus | N | UnknownCause¦Patrolfoundnothing¦¦
21-0006484 | Unknown Cause | Patrol - found nothing |  |  | 2021 | Tier 2 - Elevated | Distribution Circuit | 1 | 8 | 2021-01-08 | 1206585 | Sus | N | UnknownCause¦Patrolfoundnothing¦¦
21-0008879 | Equipment Failure/Involved | Overhead | Fuse | Failed/Faulted | 2021 | Tier 2 - Elevated | Distribution Circuit | 1 | 14 | 2021-01-14 | 1210574 | Sus | N | EquipmentFailureInvolved¦Overhead¦Fuse¦FailedFaulted
21-0009914 | Unknown Cause | Patrol - found nothing |  |  | 2021 | Tier 2 - Elevated | Distribution Circuit | 1 | 18 | 2021-01-18 | 1213337 | Sus | N | UnknownCause¦Patrolfoundnothing¦¦
21-0010212 | Vegetation | Tree - branch fell on line | Conductor, Overhead | Normal | 2021 | Tier 2 - Elevated | Distribution Circuit | 1 | 19 | 2021-01-19 | 1214906 | Sus | N | Vegetation¦Treebranchfellonline¦ConductorOverhead¦Normal
21-0013770 | Vegetation | Tree - branch fell on line | Pole-Wood | Broken, wire on ground | 2021 | Tier 2 - Elevated | Distribution Circuit | 1 | 25 | 2021-01-25 | 1224083 | Sus | N | Vegetation¦Treebranchfellonline¦PoleWood¦Brokenwireonground
21-0015773 | Vegetation | Tree - branch fell on line | Conductor, Overhead | Normal | 2021 | Tier 3 - Extreme | Distribution Circuit | 1 | 27 | 2021-01-27 | 1231355 | Sus | N | Vegetation¦Treebranchfellonline¦ConductorOverhead¦Normal
21-0016847 | Unknown Cause | Patrol - found nothing |  |  | 2021 | Tier 2 - Elevated | Distribution Circuit | 1 | 27 | 2021-01-27 | 1236269 | Sus | N | UnknownCause¦Patrolfoundnothing¦¦
21-0020869 | Unknown Cause | Patrol - found nothing |  |  | 2021 | Tier 2 - Elevated | Transformer only | 2 | 2 | 2021-02-02 | 1245907 | Sus | N | UnknownCause¦Patrolfoundnothing¦¦
21-0024240 | Equipment Failure/Involved | Electrical Overload | Transformer (OH) | Failed/Faulted | 2021 | Tier 3 - Extreme | Distribution Circuit | 2 | 10 | 2021-02-10 | 1252475 | Sus | N | EquipmentFailureInvolved¦ElectricalOverload¦Transformer(OH)¦FailedFaulted
21-0029094 | Vegetation | Tree - fell into line | Conductor, Overhead | Normal | 2021 | Tier 3 - Extreme | Distribution Circuit | 2 | 24 | 2021-02-24 | 1261294 | Sus | N | Vegetation¦Treefellintoline¦ConductorOverhead¦Normal
21-0033720 | Unknown Cause | Patrol - found nothing |  |  | 2021 | Tier 3 - Extreme | Distribution Circuit | 3 | 9 | 2021-03-09 | 1274684 | Sus | N | UnknownCause¦Patrolfoundnothing¦¦
21-0034267 | Vegetation | Tree - fell into line | Conductor, Overhead | Normal | 2021 | Tier 2 - Elevated | Distribution Circuit | 3 | 9 | 2021-03-09 | 1276526 | Sus | N | Vegetation¦Treefellintoline¦ConductorOverhead¦Normal
21-0034997 | Environmental/External | Lightning | Transformer | Failed/Faulted | 2021 | Tier 2 - Elevated | Transformer only | 3 | 10 | 2021-03-10 | 1278184 | Sus | N | EnvironmentalExternal¦Lightning¦Transformer¦FailedFaulted
21-0036254 | Equipment Failure/Involved | Overhead | Conductor, Overhead | Broken, wire on ground | 2021 | Tier 2 - Elevated | Distribution Circuit | 3 | 14 | 2021-03-14 | 1282100 | Sus | N | EquipmentFailureInvolved¦Overhead¦ConductorOverhead¦Brokenwireonground
21-0039470 | Vegetation | Tree - fell into line | Conductor, Overhead | Normal | 2021 | Tier 2 - Elevated | Distribution Circuit | 3 | 22 | 2021-03-22 | 1292371 | Sus | N | Vegetation¦Treefellintoline¦ConductorOverhead¦Normal
21-0051956 | Equipment Failure/Involved | Overhead | Transformer (OH) | Failed/Faulted | 2021 | Tier 2 - Elevated | Transformer only | 4 | 22 | 2021-04-22 | 1328735 | Sus | N | EquipmentFailureInvolved¦Overhead¦Transformer(OH)¦FailedFaulted
21-0063324 | Equipment Failure/Involved | Overhead | Transformer (OH) | Failed/Faulted | 2021 | Tier 2 - Elevated | Transformer only | 5 | 19 | 2021-05-19 | 1353370 | Sus | Y | EquipmentFailureInvolved¦Overhead¦Transformer(OH)¦FailedFaulted
21-0063616 | Unknown Cause | Patrol - found nothing |  |  | 2021 | Tier 3 - Extreme | Distribution Circuit | 5 | 19 | 2021-05-19 | 1354066 | Sus | Y | UnknownCause¦Patrolfoundnothing¦¦
21-0072238 | Vegetation | Tree - branch fell on line | Transformer | Normal | 2021 | Tier 2 - Elevated | Transformer only | 6 | 9 | 2021-06-09 | 1369537 | Sus | Y | Vegetation¦Treebranchfellonline¦Transformer¦Normal
21-0074304 | Equipment Failure/Involved | Overhead | Transformer (OH) | Failed/Faulted | 2021 | Tier 2 - Elevated | Distribution Circuit | 6 | 15 | 2021-06-15 | 1373658 | Sus | Y | EquipmentFailureInvolved¦Overhead¦Transformer(OH)¦FailedFaulted
21-0080040 | 3rd Party | Vehicle | Transformer (OH) | Normal | 2021 | Tier 2 - Elevated | Transformer only | 6 | 25 | 2021-06-25 | 1385107 | Sus | Y | 3rdParty¦Vehicle¦Transformer(OH)¦Normal
21-0086726 | Equipment Failure/Involved | Underground | Connector or Splice (UG) | Failed/Faulted | 2021 | Tier 2 - Elevated | Distribution Circuit | 7 | 8 | 2021-07-08 | 1394838 | Sus | Y | EquipmentFailureInvolved¦Underground¦ConnectororSplice(UG)¦FailedFaulted
21-0087496 | Equipment Failure/Involved | Overhead | Transformer | Leaking | 2021 | Tier 2 - Elevated | Transformer only | 7 | 10 | 2021-07-10 | 1398443 | Sus | Y | EquipmentFailureInvolved¦Overhead¦Transformer¦Leaking
21-0090454 | Vegetation | Tree - fell into line | Conductor, Overhead | Broken, wire on ground | 2021 | Tier 3 - Extreme | Distribution Circuit | 7 | 15 | 2021-07-15 | 1405630 | Sus | Y | Vegetation¦Treefellintoline¦ConductorOverhead¦Brokenwireonground
21-0090680 | Animal | Bird found | Pothead(Riser Termination) | Normal | 2021 | Tier 2 - Elevated | Distribution Circuit | 7 | 16 | 2021-07-16 | 1405867 | Sus | Y | Animal¦Birdfound¦Pothead(RiserTermination)¦Normal
21-0094736 | Equipment Failure/Involved | Overhead | Cutout, fuse holder | Failed/Faulted | 2021 | Tier 2 - Elevated | Transformer only | 7 | 26 | 2021-07-26 | 1414403 | Sus | Y | EquipmentFailureInvolved¦Overhead¦Cutoutfuseholder¦FailedFaulted
21-0097727 | Unknown Cause | Patrol - found nothing |  |  | 2021 | Tier 3 - Extreme | Distribution Circuit | 7 | 30 | 2021-07-30 | 1424114 | Sus | Y | UnknownCause¦Patrolfoundnothing¦¦
21-0103765 | Unknown Cause | Patrol - found nothing |  |  | 2021 | Tier 2 - Elevated | Distribution Circuit | 8 | 12 | 2021-08-12 | 1441145 | Sus | Y | UnknownCause¦Patrolfoundnothing¦¦
21-0105383 | Unknown Cause | Patrol - found nothing |  |  | 2021 | Tier 2 - Elevated | Distribution Circuit | 8 | 16 | 2021-08-16 | 1444421 | Sus | Y | UnknownCause¦Patrolfoundnothing¦¦
21-0106016 | Wildfire Mitigation | Public Safety Power Shut-off | Conductor, Overhead | Normal | 2021 | Tier 2 - Elevated | Distribution Circuit | 8 | 17 | 2021-08-17 | 1445892 | Sus | Y | WildfireMitigation¦PublicSafetyPowerShutoff¦ConductorOverhead¦Normal
21-0119544 | Equipment Failure/Involved | Overhead | Pole-Wood | Deteriorated | 2021 | Tier 3 - Extreme | Distribution Circuit | 9 | 19 | 2021-09-19 | 1475523 | Sus | Y | EquipmentFailureInvolved¦Overhead¦PoleWood¦Deteriorated
21-0128079 | Unknown Cause | Patrol - found nothing |  |  | 2021 | Tier 2 - Elevated | Distribution Circuit | 10 | 8 | 2021-10-08 | 1490889 | Sus | Y | UnknownCause¦Patrolfoundnothing¦¦
21-0129470 | Equipment Failure/Involved | Overhead | Jumper | Burned Open | 2021 | Tier 3 - Extreme | Distribution Circuit | 10 | 11 | 2021-10-11 | 1495229 | Sus | Y | EquipmentFailureInvolved¦Overhead¦Jumper¦BurnedOpen
21-0134207 | Vegetation | Tree - fell into line | Conductor, Overhead | Normal | 2021 | Tier 3 - Extreme | Distribution Circuit | 10 | 21 | 2021-10-21 | 1504066 | Sus | Y | Vegetation¦Treefellintoline¦ConductorOverhead¦Normal
21-0134368 | Vegetation | Tree - branch fell on line | Conductor, Overhead | Broken, wire on ground | 2021 | Tier 3 - Extreme | Distribution Circuit | 10 | 21 | 2021-10-21 | 1504427 | Sus | Y | Vegetation¦Treebranchfellonline¦ConductorOverhead¦Brokenwireonground
21-0136217 | Vegetation | Tree - fell into line | Conductor, Overhead | Normal | 2021 | Tier 3 - Extreme | Distribution Circuit | 10 | 24 | 2021-10-24 | 1512282 | Sus | Y | Vegetation¦Treefellintoline¦ConductorOverhead¦Normal
21-0136728 | Vegetation | Tree - fell into line | Conductor, Overhead | Broken, wire on ground | 2021 | Tier 3 - Extreme | Distribution Circuit | 10 | 24 | 2021-10-24 | 1514454 | Sus | Y | Vegetation¦Treefellintoline¦ConductorOverhead¦Brokenwireonground
21-0137218 | Unknown Cause | Patrol - found nothing |  |  | 2021 | Tier 3 - Extreme | Distribution Circuit | 10 | 24 | 2021-10-24 | 1513826 | Sus | Y | UnknownCause¦Patrolfoundnothing¦¦
21-0138420 | Equipment Failure/Involved | Overhead | Conductor, Overhead | Broken, wire on ground | 2021 | Tier 3 - Extreme | Distribution Circuit | 10 | 25 | 2021-10-25 | 1520513 | Sus | Y | EquipmentFailureInvolved¦Overhead¦ConductorOverhead¦Brokenwireonground
21-0138795 | Vegetation | Tree - branch fell on line | Conductor, Overhead | Normal | 2021 | Tier 2 - Elevated | Distribution Circuit | 10 | 27 | 2021-10-27 | 1522737 | Sus | Y | Vegetation¦Treebranchfellonline¦ConductorOverhead¦Normal
21-0139589 | Equipment Failure/Involved | Underground | Elbow | Burned/flashed | 2021 | Tier 2 - Elevated | Distribution Circuit | 10 | 28 | 2021-10-28 | 1524849 | Sus | Y | EquipmentFailureInvolved¦Underground¦Elbow¦Burnedflashed
21-0143625 | Unknown Cause | Patrol - not conducted |  |  | 2021 | Tier 2 - Elevated | Distribution Circuit | 11 | 8 | 2021-11-08 | 1538161 | Sus | Y | UnknownCause¦Patrolnotconducted¦¦
21-0144397 | Equipment Failure/Involved | Overhead | Connector or Splice (OH) | Broken | 2021 | Tier 3 - Extreme | Transformer only | 11 | 10 | 2021-11-10 | 1539860 | Sus | Y | EquipmentFailureInvolved¦Overhead¦ConnectororSplice(OH)¦Broken
21-0147570 | Equipment Failure/Involved | Overhead | Fuse | Failed/Faulted | 2021 | Tier 2 - Elevated | Transformer only | 11 | 18 | 2021-11-18 | 1548701 | Sus | Y | EquipmentFailureInvolved¦Overhead¦Fuse¦FailedFaulted
21-0152291 | Unknown Cause | Patrol - found nothing |  |  | 2021 | Tier 2 - Elevated | Distribution Circuit | 11 | 28 | 2021-11-28 | 1555202 | Sus | Y | UnknownCause¦Patrolfoundnothing¦¦
21-0152524 | Unknown Cause | Patrol - found nothing |  |  | 2021 | Tier 2 - Elevated | Distribution Circuit | 11 | 29 | 2021-11-29 | 1555421 | Sus | Y | UnknownCause¦Patrolfoundnothing¦¦
21-0153796 | Vegetation | Tree - fell into line | Conductor, Overhead | On Ground | 2021 | Tier 3 - Extreme | Distribution Circuit | 12 | 1 | 2021-12-01 | 1557350 | Sus | N | Vegetation¦Treefellintoline¦ConductorOverhead¦OnGround
21-0158057 | Vegetation | Tree - branch fell on line | Conductor, Overhead | Normal | 2021 | Tier 3 - Extreme | Distribution Circuit | 12 | 14 | 2021-12-14 | 1569558 | Sus | N | Vegetation¦Treebranchfellonline¦ConductorOverhead¦Normal
21-0159560 | Equipment Failure/Involved | Overhead | Transformer (OH) | Failed/Faulted | 2021 | Tier 2 - Elevated | Transformer only | 12 | 18 | 2021-12-18 | 1576950 | Sus | N | EquipmentFailureInvolved¦Overhead¦Transformer(OH)¦FailedFaulted
21-0159839 | Equipment Failure/Involved | Overhead | Transformer (OH) | Broken | 2021 | Tier 3 - Extreme | Transformer only | 12 | 20 | 2021-12-20 | 1577965 | Sus | N | EquipmentFailureInvolved¦Overhead¦Transformer(OH)¦Broken
21-0161187 | Vegetation | Tree - fell into line | Pole-Wood | Broken, wire on ground | 2021 | Tier 3 - Extreme | Distribution Circuit | 12 | 27 | 2021-12-27 | 1586088 | Sus | N | Vegetation¦Treefellintoline¦PoleWood¦Brokenwireonground
21-0161342 | Vegetation | Tree - fell into line | Conductor, Overhead | Broken, wire on ground | 2021 | Tier 3 - Extreme | Distribution Circuit | 12 | 28 | 2021-12-28 | 1586532 | Sus | N | Vegetation¦Treefellintoline¦ConductorOverhead¦Brokenwireonground
21-0161399 | Environmental/External | Ice or snow | Conductor, Overhead | Broken, wire on ground | 2021 | Tier 2 - Elevated | Distribution Circuit | 12 | 28 | 2021-12-28 | 1586776 | Sus | N | EnvironmentalExternal¦Iceorsnow¦ConductorOverhead¦Brokenwireonground
21-0161499 | Vegetation | Tree - branch fell on line | Pole-Wood | Broken, wire on ground | 2021 | Tier 3 - Extreme | Distribution Circuit | 12 | 29 | 2021-12-29 | 1587910 | Sus | N | Vegetation¦Treebranchfellonline¦PoleWood¦Brokenwireonground
21-0161735 | Vegetation | Tree - fell into line | Conductor, Overhead | Normal | 2021 | Tier 3 - Extreme | Distribution Circuit | 12 | 29 | 2021-12-29 | 1588998 | Sus | N | Vegetation¦Treefellintoline¦ConductorOverhead¦Normal
21-0161751 | Vegetation | Tree - fell into line | Conductor, Overhead | Broken, wire on ground | 2021 | Tier 2 - Elevated | Distribution Circuit | 12 | 26 | 2021-12-26 | 1589501 | Sus | N | Vegetation¦Treefellintoline¦ConductorOverhead¦Brokenwireonground
21-0161885 | Equipment Failure/Involved | Overhead | Connector or Splice (OH) | Broken | 2021 | Tier 2 - Elevated | Distribution Circuit | 12 | 30 | 2021-12-30 | 1590097 | Sus | N | EquipmentFailureInvolved¦Overhead¦ConnectororSplice(OH)¦Broken
22-0005215 | Vegetation | Tree - fell into line | Pole-Wood | Broken, wire on ground | 2021 | Tier 3 - Extreme | Distribution Circuit | 12 | 27 | 2021-12-27 | 1592551 | Sus | N | Vegetation¦Treefellintoline¦PoleWood¦Brokenwireonground
22-0005449 | Vegetation | Tree - fell into line | Conductor, Overhead | Broken, wire on ground | 2021 | Tier 2 - Elevated | Distribution Circuit | 12 | 27 | 2021-12-27 | 1593516 | Sus | N | Vegetation¦Treefellintoline¦ConductorOverhead¦Brokenwireonground
22-0006101 | Vegetation | Tree - branch fell on line | Transformer | Failed/Faulted | 2022 | Tier 3 - Extreme | Transformer only | 1 | 4 | 2022-01-04 | 1594739 | Sus | N | Vegetation¦Treebranchfellonline¦Transformer¦FailedFaulted
22-0006894 | Vegetation | Tree - branch fell on line | Crossarm, Wood | Broken, wire on object | 2022 | Tier 2 - Elevated | Transformer only | 1 | 6 | 2022-01-06 | 1596552 | Sus | N | Vegetation¦Treebranchfellonline¦CrossarmWood¦Brokenwireonobject
22-0020454 | Equipment Failure/Involved | Overhead | Fuse | Normal | 2022 | Tier 3 - Extreme | Transformer only | 2 | 9 | 2022-02-09 | 1624235 | Sus | N | EquipmentFailureInvolved¦Overhead¦Fuse¦Normal
22-0030272 | Vegetation | Tree - branch fell on line | Conductor, Overhead | Normal | 2022 | Tier 2 - Elevated | Distribution Circuit | 3 | 5 | 2022-03-05 | 1642823 | Sus | N | Vegetation¦Treebranchfellonline¦ConductorOverhead¦Normal
22-0033279 | Vegetation | Tree - branch fell on line | Conductor, Overhead | Normal | 2022 | Tier 2 - Elevated | Distribution Circuit | 3 | 12 | 2022-03-12 | 1647536 | Sus | N | Vegetation¦Treebranchfellonline¦ConductorOverhead¦Normal
22-0036136 | Equipment Failure/Involved | Overhead | Fuse | Burned Open | 2022 | Tier 3 - Extreme | Transformer only | 3 | 20 | 2022-03-20 | 1652023 | Sus | N | EquipmentFailureInvolved¦Overhead¦Fuse¦BurnedOpen
22-0037674 | Equipment Failure/Involved | Overhead | Pole-Wood | Broken | 2022 | Tier 2 - Elevated | Distribution Circuit | 3 | 24 | 2022-03-24 | 1654620 | Sus | N | EquipmentFailureInvolved¦Overhead¦PoleWood¦Broken
22-0038478 | Vegetation | Tree - branch fell on line | Fuse | Failed/Faulted | 2022 | Tier 3 - Extreme | Distribution Circuit | 3 | 25 | 2022-03-25 | 1655716 | Sus | N | Vegetation¦Treebranchfellonline¦Fuse¦FailedFaulted
22-0039101 | Vegetation | Tree - fell into line | Conductor, Overhead | Broken, wire on ground | 2022 | Tier 2 - Elevated | Distribution Circuit | 3 | 27 | 2022-03-27 | 1657360 | Sus | N | Vegetation¦Treefellintoline¦ConductorOverhead¦Brokenwireonground
22-0041998 | Unknown Cause | Patrol - found nothing |  |  | 2022 | Tier 2 - Elevated | Transformer only | 4 | 2 | 2022-04-02 | 1661496 | Sus | N | UnknownCause¦Patrolfoundnothing¦¦
22-0042114 | Unknown Cause | Patrol - found nothing |  |  | 2022 | Tier 2 - Elevated | Distribution Circuit | 4 | 3 | 2022-04-03 | 1661907 | Sus | N | UnknownCause¦Patrolfoundnothing¦¦
22-0044006 | Unknown Cause | Patrol - found nothing |  |  | 2022 | Tier 2 - Elevated | Transformer only | 4 | 7 | 2022-04-07 | 1664957 | Sus | N | UnknownCause¦Patrolfoundnothing¦¦
22-0045073 | Unknown Cause | Patrol - not conducted |  |  | 2022 | Tier 2 - Elevated | Transformer only | 4 | 10 | 2022-04-10 | 1667237 | Sus | N | UnknownCause¦Patrolnotconducted¦¦
22-0047610 | 3rd Party | Other | Conductor, Overhead | Normal | 2022 | Tier 2 - Elevated | Distribution Circuit | 4 | 13 | 2022-04-13 | 1671889 | Sus | N | 3rdParty¦Other¦ConductorOverhead¦Normal
22-0051365 | Vegetation | Tree - bark fell into line | Conductor, Overhead | Broken, wire on ground | 2022 | Tier 3 - Extreme | Distribution Circuit | 4 | 19 | 2022-04-19 | 1676170 | Sus | N | Vegetation¦Treebarkfellintoline¦ConductorOverhead¦Brokenwireonground
22-0051712 | Equipment Failure/Involved | Overhead | Pole-Wood | Broken | 2022 | Tier 2 - Elevated | Distribution Circuit | 4 | 19 | 2022-04-19 | 1676827 | Sus | N | EquipmentFailureInvolved¦Overhead¦PoleWood¦Broken
22-0052277 | Vegetation | Tree - branch fell on line | Conductor, Overhead | Normal | 2022 | Tier 3 - Extreme | Distribution Circuit | 4 | 20 | 2022-04-20 | 1677846 | Sus | N | Vegetation¦Treebranchfellonline¦ConductorOverhead¦Normal
22-0057946 | Vegetation | Tree - fell into line | Conductor, Overhead | Broken, wire on ground | 2022 | Tier 3 - Extreme | Distribution Circuit | 5 | 4 | 2022-05-04 | 1688379 | Sus | Y | Vegetation¦Treefellintoline¦ConductorOverhead¦Brokenwireonground
22-0059176 | Vegetation | Tree - fell into line | Conductor, Overhead | Broken, wire on ground | 2022 | Tier 2 - Elevated | Distribution Circuit | 5 | 6 | 2022-05-06 | 1690200 | Sus | Y | Vegetation¦Treefellintoline¦ConductorOverhead¦Brokenwireonground
22-0059888 | Unknown Cause | Patrol - found nothing |  |  | 2022 | Tier 2 - Elevated | Distribution Circuit | 5 | 9 | 2022-05-09 | 1692292 | Sus | Y | UnknownCause¦Patrolfoundnothing¦¦
22-0064212 | Equipment Failure/Involved | Overhead | Conductor, Overhead | Normal | 2022 | Tier 3 - Extreme | Distribution Circuit | 5 | 19 | 2022-05-19 | 1704753 | Sus | Y | EquipmentFailureInvolved¦Overhead¦ConductorOverhead¦Normal
22-0073637 | Equipment Failure/Involved | Fire, pole | Pole-Wood | Burned/flashed | 2022 | Tier 2 - Elevated | Distribution Circuit | 6 | 13 | 2022-06-13 | 1730112 | Sus | Y | EquipmentFailureInvolved¦Firepole¦PoleWood¦Burnedflashed
22-0079137 | Vegetation | Tree - fell into line | Pole-Wood | Broken, wire on ground | 2022 | Tier 3 - Extreme | Distribution Circuit | 6 | 27 | 2022-06-27 | 1743515 | Sus | Y | Vegetation¦Treefellintoline¦PoleWood¦Brokenwireonground
22-0079246 | Unknown Cause | Patrol - found nothing |  |  | 2022 | Tier 3 - Extreme | Distribution Circuit | 6 | 27 | 2022-06-27 | 1743803 | Sus | Y | UnknownCause¦Patrolfoundnothing¦¦
22-0090108 | Equipment Failure/Involved | Overhead | Insulator | Broken | 2022 | Tier 2 - Elevated | Distribution Circuit | 7 | 27 | 2022-07-27 | 1766287 | Sus | Y | EquipmentFailureInvolved¦Overhead¦Insulator¦Broken
22-0091734 | Equipment Failure/Involved | Overhead | Fuse | Failed/Faulted | 2022 | Tier 2 - Elevated | Transformer only | 7 | 30 | 2022-07-30 | 1769174 | Sus | Y | EquipmentFailureInvolved¦Overhead¦Fuse¦FailedFaulted
22-0092658 | Equipment Failure/Involved | Overhead | Transformer (OH) | Failed/Faulted | 2022 | Tier 2 - Elevated | Transformer only | 8 | 2 | 2022-08-02 | 1771104 | Sus | Y | EquipmentFailureInvolved¦Overhead¦Transformer(OH)¦FailedFaulted
22-0095399 | 3rd Party | Tree - cutting, 3rd party | Pole-Wood | Broken, wire on ground | 2022 | Tier 2 - Elevated | Distribution Circuit | 8 | 9 | 2022-08-09 | 1776995 | Sus | Y | 3rdParty¦Treecutting3rdparty¦PoleWood¦Brokenwireonground
22-0097168 | Equipment Failure/Involved | Overhead | Insulator | Broken | 2022 | Tier 2 - Elevated | Transformer only | 8 | 13 | 2022-08-13 | 1780118 | Sus | Y | EquipmentFailureInvolved¦Overhead¦Insulator¦Broken
22-0099577 | Unknown Cause | Patrol - found nothing |  |  | 2022 | Tier 3 - Extreme | Distribution Circuit | 8 | 19 | 2022-08-19 | 1784932 | Sus | Y | UnknownCause¦Patrolfoundnothing¦¦
22-0108761 | Animal | Bird found | Conductor, Overhead | Normal | 2022 | Tier 2 - Elevated | Distribution Circuit | 9 | 10 | 2022-09-10 | 1807566 | Sus | Y | Animal¦Birdfound¦ConductorOverhead¦Normal
22-0111677 | Unknown Cause | Patrol - not conducted |  |  | 2022 | Tier 2 - Elevated | Distribution Circuit | 9 | 18 | 2022-09-18 | 1814572 | Sus | Y | UnknownCause¦Patrolnotconducted¦¦
22-0116231 | Vegetation | Tree - branch fell on line | Conductor, Overhead | Normal | 2022 | Tier 2 - Elevated | Distribution Circuit | 9 | 29 | 2022-09-29 | 1824291 | Sus | Y | Vegetation¦Treebranchfellonline¦ConductorOverhead¦Normal
22-0121950 | Equipment Failure/Involved | Overhead | Pole-Wood | Deteriorated | 2022 | Tier 2 - Elevated | Distribution Circuit | 10 | 17 | 2022-10-17 | 1838591 | Sus | Y | EquipmentFailureInvolved¦Overhead¦PoleWood¦Deteriorated
22-0122022 | 3rd Party | Tree - cutting, 3rd party | Conductor, Overhead | Normal | 2022 | Tier 3 - Extreme | Distribution Circuit | 10 | 17 | 2022-10-17 | 1838780 | Sus | Y | 3rdParty¦Treecutting3rdparty¦ConductorOverhead¦Normal
22-0122639 | 3rd Party | Vehicle | Pole-Wood | Broken, wire on object | 2022 | Tier 2 - Elevated | Distribution Circuit | 10 | 18 | 2022-10-18 | 1840019 | Sus | Y | 3rdParty¦Vehicle¦PoleWood¦Brokenwireonobject
22-0129198 | Equipment Failure/Involved | Underground | Conductor, Underground | Broken | 2022 | Tier 2 - Elevated | Distribution Circuit | 11 | 8 | 2022-11-08 | 1857465 | Sus | Y | EquipmentFailureInvolved¦Underground¦ConductorUnderground¦Broken
22-0129385 | Vegetation | Tree - fell into line | Conductor, Overhead | Normal | 2022 | Tier 3 - Extreme | Distribution Circuit | 11 | 8 | 2022-11-08 | 1858447 | Sus | Y | Vegetation¦Treefellintoline¦ConductorOverhead¦Normal
22-0129572 | Equipment Failure/Involved | Overhead | Pole-Wood | Broken, wire on ground | 2022 | Tier 3 - Extreme | Distribution Circuit | 11 | 9 | 2022-11-09 | 1859152 | Sus | Y | EquipmentFailureInvolved¦Overhead¦PoleWood¦Brokenwireonground
22-0138714 | Vegetation | Tree - fell into line | Conductor, Overhead | Broken, wire on ground | 2022 | Tier 3 - Extreme | Distribution Circuit | 12 | 10 | 2022-12-10 | 1883587 | Sus | N | Vegetation¦Treefellintoline¦ConductorOverhead¦Brokenwireonground
22-0139124 | Equipment Failure/Involved | Overhead | Insulator | Broken, wire on ground | 2022 | Tier 2 - Elevated | Distribution Circuit | 12 | 12 | 2022-12-12 | 1886639 | Sus | N | EquipmentFailureInvolved¦Overhead¦Insulator¦Brokenwireonground
22-0140786 | 3rd Party | Vehicle | Anchor or Guy | Broken | 2022 | Tier 2 - Elevated | Distribution Circuit | 12 | 21 | 2022-12-21 | 1895192 | Sus | N | 3rdParty¦Vehicle¦AnchororGuy¦Broken
22-0141811 | Vegetation | Tree - fell into line | Transformer (OH) | Broken, wire on ground | 2022 | Tier 2 - Elevated | Transformer only | 12 | 27 | 2022-12-27 | 1899284 | Sus | N | Vegetation¦Treefellintoline¦Transformer(OH)¦Brokenwireonground
22-0142091 | Equipment Failure/Involved | Overhead | Transformer (OH) | Burned/flashed | 2022 | Tier 3 - Extreme | Distribution Circuit | 12 | 29 | 2022-12-29 | 1901631 | Sus | N | EquipmentFailureInvolved¦Overhead¦Transformer(OH)¦Burnedflashed
22-0142175 | Equipment Failure/Involved | Overhead | Conductor, Overhead | Together | 2022 | Tier 3 - Extreme | Transformer only | 12 | 30 | 2022-12-30 | 1901818 | Sus | N | EquipmentFailureInvolved¦Overhead¦ConductorOverhead¦Together
22-0142180 | Vegetation | Tree - fell into line | Transformer (OH) | Broken, wire on ground | 2022 | Tier 2 - Elevated | Distribution Circuit | 12 | 30 | 2022-12-30 | 1901888 | Sus | N | Vegetation¦Treefellintoline¦Transformer(OH)¦Brokenwireonground
15-0010852 | Vegetation | Tree - fell into line | Conductor, Overhead | Broken, wire on ground | 2015 | Tier 3 - Extreme | Distribution Circuit | 2 | 6 | 2015-02-06 | 1179148 | Sus | N | Vegetation¦Treefellintoline¦ConductorOverhead¦Brokenwireonground
15-0010853 | Vegetation | Tree - fell into line | Jumper | Burned Open | 2015 | Tier 2 - Elevated | Distribution Circuit | 2 | 6 | 2015-02-06 | 1178163 | Sus | N | Vegetation¦Treefellintoline¦Jumper¦BurnedOpen
15-0010929 | Equipment Failure/Involved | Other | Transformer | Failed/Faulted | 2015 | Tier 3 - Extreme | Transformer only | 2 | 6 | 2015-02-06 | 1179565 | Sus | N | EquipmentFailureInvolved¦Other¦Transformer¦FailedFaulted
15-0012333 | Vegetation | Tree - fell into line | Conductor, Overhead | Broken, wire on ground | 2015 | Tier 2 - Elevated | Distribution Circuit | 2 | 9 | 2015-02-09 | 1187260 | Sus | N | Vegetation¦Treefellintoline¦ConductorOverhead¦Brokenwireonground
15-0012516 | Vegetation | Tree - fell into line | Conductor, Overhead | Broken, wire on ground | 2015 | Tier 2 - Elevated | Distribution Circuit | 2 | 10 | 2015-02-10 | 1187694 | Sus | N | Vegetation¦Treefellintoline¦ConductorOverhead¦Brokenwireonground
15-0014908 | Vegetation | Tree - fell into line | Conductor, Overhead | Broken, wire on ground | 2015 | Tier 2 - Elevated | Distribution Circuit | 2 | 22 | 2015-02-22 | 1194225 | Sus | N | Vegetation¦Treefellintoline¦ConductorOverhead¦Brokenwireonground
15-0016208 | Vegetation | Tree - cutting, 3rd party | Conductor, Overhead | Broken, wire on ground | 2015 | Tier 2 - Elevated | Distribution Circuit | 2 | 27 | 2015-02-27 | 1196704 | Sus | N | Vegetation¦Treecutting3rdparty¦ConductorOverhead¦Brokenwireonground
15-0017926 | Equipment Failure/Involved | Other | Transformer | Failed/Faulted | 2015 | Tier 2 - Elevated | Transformer only | 3 | 6 | 2015-03-06 | 1200297 | Sus | N | EquipmentFailureInvolved¦Other¦Transformer¦FailedFaulted
15-0019002 | Equipment Failure/Involved | Other | Other | Leaking | 2015 | Tier 3 - Extreme | Transformer only | 3 | 11 | 2015-03-11 | 1202417 | Sus | N | EquipmentFailureInvolved¦Other¦Other¦Leaking
15-0030286 | Equipment Failure/Involved | Other | Jumper | Broken | 2015 | Tier 2 - Elevated | Distribution Circuit | 4 | 28 | 2015-04-28 | 1226401 | Sus | N | EquipmentFailureInvolved¦Other¦Jumper¦Broken
15-0035333 | Unknown Cause | Patrol - found nothing |  |  | 2015 | Tier 2 - Elevated | Distribution Circuit | 5 | 20 | 2015-05-20 | 1237240 | Sus | Y | UnknownCause¦Patrolfoundnothing¦¦
15-0037238 | Equipment Failure/Involved | Overhead | Transformer | Failed/Faulted | 2015 | Tier 2 - Elevated | Transformer only | 5 | 29 | 2015-05-29 | 1240945 | Sus | Y | EquipmentFailureInvolved¦Overhead¦Transformer¦FailedFaulted
15-0037754 | Unknown Cause | Patrol - found nothing |  |  | 2015 | Tier 2 - Elevated | Distribution Circuit | 6 | 1 | 2015-06-01 | 1242418 | Sus | Y | UnknownCause¦Patrolfoundnothing¦¦
15-0038929 | Unknown Cause | Patrol - found nothing |  |  | 2015 | Tier 3 - Extreme | Distribution Circuit | 6 | 5 | 2015-06-05 | 1244408 | Sus | Y | UnknownCause¦Patrolfoundnothing¦¦
15-0039050 | Equipment Failure/Involved | Overhead | Other | Failed/Faulted | 2015 | Tier 3 - Extreme | Distribution Circuit | 6 | 6 | 2015-06-06 | 1244868 | Sus | Y | EquipmentFailureInvolved¦Overhead¦Other¦FailedFaulted
15-0040231 | Vegetation | Tree - branch fell on line | Fuse | Failed/Faulted | 2015 | Tier 2 - Elevated | Distribution Circuit | 6 | 10 | 2015-06-10 | 1248805 | Sus | Y | Vegetation¦Treebranchfellonline¦Fuse¦FailedFaulted
15-0044105 | Equipment Failure/Involved | Electrical Overload | Transformer (OH) | Failed/Faulted | 2015 | Tier 2 - Elevated | Transformer only | 6 | 29 | 2015-06-29 | 1258746 | Sus | Y | EquipmentFailureInvolved¦ElectricalOverload¦Transformer(OH)¦FailedFaulted
15-0045318 | Environmental/External | Lightning | Transformer (OH) | Failed/Faulted | 2015 | Tier 3 - Extreme | Distribution Circuit | 7 | 3 | 2015-07-03 | 1262340 | Sus | Y | EnvironmentalExternal¦Lightning¦Transformer(OH)¦FailedFaulted
15-0047791 | Unknown Cause | Patrol - found nothing |  |  | 2015 | Tier 2 - Elevated | Distribution Circuit | 7 | 16 | 2015-07-16 | 1268846 | Sus | Y | UnknownCause¦Patrolfoundnothing¦¦
15-0049272 | Environmental/External | Lightning | Conductor, Overhead | Together | 2015 | Tier 2 - Elevated | Distribution Circuit | 7 | 20 | 2015-07-20 | 1274092 | Sus | Y | EnvironmentalExternal¦Lightning¦ConductorOverhead¦Together
15-0049329 | Environmental/External | Lightning | Fuse | Failed/Faulted | 2015 | Tier 2 - Elevated | Distribution Circuit | 7 | 20 | 2015-07-20 | 1274138 | Sus | Y | EnvironmentalExternal¦Lightning¦Fuse¦FailedFaulted
15-0049350 | Equipment Failure/Involved | Overhead | Transformer (OH) | Burned/flashed | 2015 | Tier 2 - Elevated | Distribution Circuit | 7 | 19 | 2015-07-19 | 1274299 | Sus | Y | EquipmentFailureInvolved¦Overhead¦Transformer(OH)¦Burnedflashed
15-0049688 | Unknown Cause | Patrol - found nothing |  |  | 2015 | Tier 2 - Elevated | Distribution Circuit | 7 | 21 | 2015-07-21 | 1275004 | Sus | Y | UnknownCause¦Patrolfoundnothing¦¦
15-0050554 | Animal | Squirrel | Transformer (OH) | Normal | 2015 | Tier 3 - Extreme | Distribution Circuit | 7 | 26 | 2015-07-26 | 1277418 | Sus | Y | Animal¦Squirrel¦Transformer(OH)¦Normal
15-0051103 | Equipment Failure/Involved | Overhead | Transformer | Failed/Faulted | 2015 | Tier 2 - Elevated | Transformer only | 7 | 28 | 2015-07-28 | 1278966 | Sus | Y | EquipmentFailureInvolved¦Overhead¦Transformer¦FailedFaulted
15-0056665 | Equipment Failure/Involved | Overhead | Conductor, Overhead | Normal | 2015 | Tier 3 - Extreme | Transformer only | 8 | 21 | 2015-08-21 | 1292753 | Sus | Y | EquipmentFailureInvolved¦Overhead¦ConductorOverhead¦Normal
15-0059464 | Equipment Failure/Involved | Overhead | Transformer | Failed/Faulted | 2015 | Tier 2 - Elevated | Transformer only | 9 | 4 | 2015-09-04 | 1300433 | Sus | Y | EquipmentFailureInvolved¦Overhead¦Transformer¦FailedFaulted
15-0061902 | Environmental/External | Fire, Forest/Grass | Conductor, Overhead | Burned/flashed | 2015 | Tier 3 - Extreme | Distribution Circuit | 9 | 12 | 2015-09-12 | 1307584 | Sus | Y | EnvironmentalExternal¦FireForestGrass¦ConductorOverhead¦Burnedflashed
15-0071706 | 3rd Party | Customer Equipment | Fuse | Failed/Faulted | 2015 | Tier 2 - Elevated | Distribution Circuit | 10 | 18 | 2015-10-18 | 1325643 | Sus | Y | 3rdParty¦CustomerEquipment¦Fuse¦FailedFaulted
15-0073147 | Equipment Failure/Involved | Overhead | Secondary | Broken | 2015 | Tier 3 - Extreme | Transformer only | 10 | 24 | 2015-10-24 | 1328730 | Sus | Y | EquipmentFailureInvolved¦Overhead¦Secondary¦Broken
15-0074442 | Equipment Failure/Involved | Overhead | Secondary | Burned/flashed | 2015 | Tier 2 - Elevated | Transformer only | 10 | 31 | 2015-10-31 | 1331963 | Sus | Y | EquipmentFailureInvolved¦Overhead¦Secondary¦Burnedflashed
15-0075156 | Environmental/External | Lightning | Transformer | Failed/Faulted | 2015 | Tier 3 - Extreme | Transformer only | 11 | 2 | 2015-11-02 | 1334225 | Sus | Y | EnvironmentalExternal¦Lightning¦Transformer¦FailedFaulted
15-0075389 | 3rd Party | Vehicle | Pole-Wood | Broken, wire on ground | 2015 | Tier 2 - Elevated | Distribution Circuit | 11 | 3 | 2015-11-03 | 1334907 | Sus | Y | 3rdParty¦Vehicle¦PoleWood¦Brokenwireonground
15-0077612 | Unknown Cause | Patrol - found nothing |  |  | 2015 | Tier 2 - Elevated | Distribution Circuit | 11 | 13 | 2015-11-13 | 1340419 | Sus | Y | UnknownCause¦Patrolfoundnothing¦¦
15-0085363 | Vegetation | Tree - branch fell on line | Conductor, Overhead | Normal | 2015 | Tier 3 - Extreme | Distribution Circuit | 12 | 14 | 2015-12-14 | 1363547 | Sus | N | Vegetation¦Treebranchfellonline¦ConductorOverhead¦Normal
15-0086486 | Equipment Failure/Involved | Overhead | Jumper | Burned Open | 2015 | Tier 3 - Extreme | Distribution Circuit | 12 | 21 | 2015-12-21 | 1367982 | Sus | N | EquipmentFailureInvolved¦Overhead¦Jumper¦BurnedOpen
15-0086490 | Unknown Cause | Patrol - not conducted |  |  | 2015 | Tier 2 - Elevated | Distribution Circuit | 12 | 21 | 2015-12-21 | 1368149 | Sus | N | UnknownCause¦Patrolnotconducted¦¦
15-0086596 | Unknown Cause | Patrol - not conducted |  |  | 2015 | Tier 2 - Elevated | Distribution Circuit | 12 | 22 | 2015-12-22 | 1368578 | Sus | N | UnknownCause¦Patrolnotconducted¦¦
16-0003364 | Vegetation | Tree - branch fell on line | Fuse | Failed/Faulted | 2016 | Tier 2 - Elevated | Distribution Circuit | 1 | 6 | 2016-01-06 | 1378242 | Sus | N | Vegetation¦Treebranchfellonline¦Fuse¦FailedFaulted
16-0004071 | Vegetation | Tree - fell into line | Conductor, Overhead | Normal | 2016 | Tier 2 - Elevated | Distribution Circuit | 1 | 8 | 2016-01-08 | 1380381 | Sus | N | Vegetation¦Treefellintoline¦ConductorOverhead¦Normal
16-0005805 | 3rd Party | Vehicle | Pole-Wood | Broken, wire on ground | 2016 | Tier 2 - Elevated | Distribution Circuit | 1 | 16 | 2016-01-16 | 1385156 | Sus | N | 3rdParty¦Vehicle¦PoleWood¦Brokenwireonground
16-0006852 | Vegetation | Tree - fell into line | Transformer | Together | 2016 | Tier 3 - Extreme | Transformer only | 1 | 20 | 2016-01-20 | 1388508 | Sus | N | Vegetation¦Treefellintoline¦Transformer¦Together
16-0007779 | Equipment Failure/Involved | Overhead | Transformer | Failed/Faulted | 2016 | Tier 2 - Elevated | Transformer only | 1 | 23 | 2016-01-23 | 1390888 | Sus | N | EquipmentFailureInvolved¦Overhead¦Transformer¦FailedFaulted
16-0013285 | Vegetation | Tree - fell into line | Conductor, Overhead | Normal | 2016 | Tier 3 - Extreme | Distribution Circuit | 2 | 17 | 2016-02-17 | 1405809 | Sus | N | Vegetation¦Treefellintoline¦ConductorOverhead¦Normal
16-0014235 | Equipment Failure/Involved | Underground | Conductor, Underground | Broken | 2016 | Tier 2 - Elevated | Distribution Circuit | 2 | 19 | 2016-02-19 | 1409323 | Sus | N | EquipmentFailureInvolved¦Underground¦ConductorUnderground¦Broken
16-0017457 | Vegetation | Tree - fell into line | Conductor, Overhead | Broken, wire on ground | 2016 | Tier 2 - Elevated | Distribution Circuit | 3 | 5 | 2016-03-05 | 1416501 | Sus | N | Vegetation¦Treefellintoline¦ConductorOverhead¦Brokenwireonground
16-0017462 | Vegetation | Tree - branch fell on line | Conductor, Overhead | Normal | 2016 | Tier 2 - Elevated | Distribution Circuit | 3 | 5 | 2016-03-05 | 1416530 | Sus | N | Vegetation¦Treebranchfellonline¦ConductorOverhead¦Normal
16-0017827 | Unknown Cause | Patrol - not conducted |  |  | 2016 | Tier 2 - Elevated | Distribution Circuit | 3 | 5 | 2016-03-05 | 1417502 | Sus | N | UnknownCause¦Patrolnotconducted¦¦
16-0018566 | Vegetation | Tree - fell into line | Conductor, Overhead | Broken, wire on ground | 2016 | Tier 2 - Elevated | Distribution Circuit | 3 | 6 | 2016-03-06 | 1422652 | Sus | N | Vegetation¦Treefellintoline¦ConductorOverhead¦Brokenwireonground
16-0019306 | Vegetation | Tree - branch fell on line | Conductor, Overhead | Normal | 2016 | Tier 3 - Extreme | Distribution Circuit | 3 | 8 | 2016-03-08 | 1425404 | Sus | N | Vegetation¦Treebranchfellonline¦ConductorOverhead¦Normal
16-0020089 | Vegetation | Tree - fell into line | Conductor, Overhead | Broken, wire on ground | 2016 | Tier 2 - Elevated | Distribution Circuit | 3 | 10 | 2016-03-10 | 1426862 | Sus | N | Vegetation¦Treefellintoline¦ConductorOverhead¦Brokenwireonground
16-0021519 | Unknown Cause | Patrol - found nothing |  |  | 2016 | Tier 2 - Elevated | Distribution Circuit | 3 | 15 | 2016-03-15 | 1431653 | Sus | N | UnknownCause¦Patrolfoundnothing¦¦
16-0022199 | 3rd Party | Vehicle | Pole-Wood | Broken | 2016 | Tier 3 - Extreme | Distribution Circuit | 3 | 17 | 2016-03-17 | 1433186 | Sus | N | 3rdParty¦Vehicle¦PoleWood¦Broken
16-0025705 | Unknown Cause | Patrol - found nothing |  |  | 2016 | Tier 2 - Elevated | Distribution Circuit | 4 | 2 | 2016-04-02 | 1443253 | Sus | N | UnknownCause¦Patrolfoundnothing¦¦
16-0028820 | Equipment Failure/Involved | Overhead | Conductor, Overhead | Together | 2016 | Tier 3 - Extreme | Distribution Circuit | 4 | 15 | 2016-04-15 | 1451141 | Sus | N | EquipmentFailureInvolved¦Overhead¦ConductorOverhead¦Together
16-0031280 | Environmental/External | Lightning | Transformer | Burned/flashed | 2016 | Tier 2 - Elevated | Transformer only | 4 | 25 | 2016-04-25 | 1457933 | Sus | N | EnvironmentalExternal¦Lightning¦Transformer¦Burnedflashed
16-0034722 | Environmental/External | Lightning | Transformer (OH) | Broken | 2016 | Tier 2 - Elevated | Transformer only | 5 | 8 | 2016-05-08 | 1466704 | Sus | Y | EnvironmentalExternal¦Lightning¦Transformer(OH)¦Broken
16-0036542 | Vegetation | Tree - grew into line | Conductor, Overhead | Arcing | 2016 | Tier 2 - Elevated | Distribution Circuit | 5 | 17 | 2016-05-17 | 1471286 | Sus | Y | Vegetation¦Treegrewintoline¦ConductorOverhead¦Arcing
16-0039588 | Equipment Failure/Involved | Overhead | Transformer | Failed/Faulted | 2016 | Tier 2 - Elevated | Transformer only | 5 | 29 | 2016-05-29 | 1478717 | Sus | Y | EquipmentFailureInvolved¦Overhead¦Transformer¦FailedFaulted
16-0039689 | 3rd Party | Customer Equipment | Transformer | Burned/flashed | 2016 | Tier 3 - Extreme | Transformer only | 5 | 30 | 2016-05-30 | 1479153 | Sus | Y | 3rdParty¦CustomerEquipment¦Transformer¦Burnedflashed
16-0047243 | Equipment Failure/Involved | Overhead | Transformer | Burned/flashed | 2016 | Tier 3 - Extreme | Transformer only | 6 | 30 | 2016-06-30 | 1499113 | Sus | Y | EquipmentFailureInvolved¦Overhead¦Transformer¦Burnedflashed
16-0055593 | Unknown Cause | Patrol - found nothing |  |  | 2016 | Tier 2 - Elevated | Distribution Circuit | 8 | 7 | 2016-08-07 | 1522775 | Sus | Y | UnknownCause¦Patrolfoundnothing¦¦
16-0065437 | Equipment Failure/Involved | Overhead | Connector or Splice (OH) | Broken, wire on ground | 2016 | Tier 3 - Extreme | Distribution Circuit | 9 | 18 | 2016-09-18 | 1543564 | Sus | Y | EquipmentFailureInvolved¦Overhead¦ConnectororSplice(OH)¦Brokenwireonground
16-0068190 | Unknown Cause | Patrol - found nothing |  |  | 2016 | Tier 3 - Extreme | Distribution Circuit | 9 | 28 | 2016-09-28 | 1549446 | Sus | Y | UnknownCause¦Patrolfoundnothing¦¦
16-0070639 | Equipment Failure/Involved | Overhead | Transformer (OH) | Leaking | 2016 | Tier 2 - Elevated | Transformer only | 10 | 9 | 2016-10-09 | 1555341 | Sus | Y | EquipmentFailureInvolved¦Overhead¦Transformer(OH)¦Leaking
16-0070961 | Animal | Squirrel | Conductor, Overhead | Normal | 2016 | Tier 2 - Elevated | Distribution Circuit | 10 | 10 | 2016-10-10 | 1555996 | Sus | Y | Animal¦Squirrel¦ConductorOverhead¦Normal
16-0072393 | Vegetation | Tree - fell into line | Conductor, Overhead | Broken, wire on ground | 2016 | Tier 2 - Elevated | Distribution Circuit | 10 | 14 | 2016-10-14 | 1560488 | Sus | Y | Vegetation¦Treefellintoline¦ConductorOverhead¦Brokenwireonground
16-0072396 | Unknown Cause | Patrol - found nothing |  |  | 2016 | Tier 3 - Extreme | Distribution Circuit | 10 | 14 | 2016-10-14 | 1560439 | Sus | Y | UnknownCause¦Patrolfoundnothing¦¦
16-0074442 | Equipment Failure/Involved | Overhead | Transformer (OH) | Failed/Faulted | 2016 | Tier 2 - Elevated | Transformer only | 10 | 20 | 2016-10-20 | 1566817 | Sus | Y | EquipmentFailureInvolved¦Overhead¦Transformer(OH)¦FailedFaulted
16-0074862 | Unknown Cause | Patrol - found nothing |  |  | 2016 | Tier 2 - Elevated | Distribution Circuit | 10 | 23 | 2016-10-23 | 1568100 | Sus | Y | UnknownCause¦Patrolfoundnothing¦¦
16-0082007 | Equipment Failure/Involved | Overhead | Other | Broken | 2016 | Tier 2 - Elevated | Distribution Circuit | 11 | 23 | 2016-11-23 | 1587851 | Sus | Y | EquipmentFailureInvolved¦Overhead¦Other¦Broken
16-0082424 | Environmental/External | Ice or snow | Insulator | Broken, wire on ground | 2016 | Tier 3 - Extreme | Distribution Circuit | 11 | 27 | 2016-11-27 | 1589606 | Sus | Y | EnvironmentalExternal¦Iceorsnow¦Insulator¦Brokenwireonground
16-0084146 | Unknown Cause | Patrol - not conducted |  |  | 2016 | Tier 2 - Elevated | Distribution Circuit | 12 | 6 | 2016-12-06 | 1595492 | Sus | N | UnknownCause¦Patrolnotconducted¦¦
17-0002879 | Unknown Cause | Patrol - not conducted |  |  | 2017 | Tier 3 - Extreme | Distribution Circuit | 1 | 3 | 2017-01-03 | 1615256 | Sus | N | UnknownCause¦Patrolnotconducted¦¦
17-0003397 | Vegetation | Tree - branch fell on line | Fuse | Normal | 2017 | Tier 3 - Extreme | Distribution Circuit | 1 | 4 | 2017-01-04 | 1617534 | Sus | N | Vegetation¦Treebranchfellonline¦Fuse¦Normal
17-0004900 | Vegetation | Tree - fell into line | Pole-Wood | Broken, wire on ground | 2017 | Tier 3 - Extreme | Distribution Circuit | 1 | 8 | 2017-01-08 | 1622468 | Sus | N | Vegetation¦Treefellintoline¦PoleWood¦Brokenwireonground
17-0005829 | Equipment Failure/Involved | Overhead | Conductor, Overhead | Broken, wire on ground | 2017 | Tier 2 - Elevated | Distribution Circuit | 1 | 9 | 2017-01-09 | 1629879 | Sus | N | EquipmentFailureInvolved¦Overhead¦ConductorOverhead¦Brokenwireonground
17-0006717 | Equipment Failure/Involved | Overhead | Crossarm, Wood | Broken | 2017 | Tier 3 - Extreme | Distribution Circuit | 1 | 10 | 2017-01-10 | 1632991 | Sus | N | EquipmentFailureInvolved¦Overhead¦CrossarmWood¦Broken
17-0007524 | Vegetation | Tree - fell into line | Conductor, Overhead | Broken, wire on ground | 2017 | Tier 2 - Elevated | Distribution Circuit | 1 | 11 | 2017-01-11 | 1639018 | Sus | N | Vegetation¦Treefellintoline¦ConductorOverhead¦Brokenwireonground
17-0008533 | Equipment Failure/Involved | Overhead | Cutout, fuse holder | Broken | 2017 | Tier 3 - Extreme | Transformer only | 1 | 12 | 2017-01-12 | 1641541 | Sus | N | EquipmentFailureInvolved¦Overhead¦Cutoutfuseholder¦Broken
17-0011110 | Vegetation | Tree - fell into line | Conductor, Overhead | Normal | 2017 | Tier 3 - Extreme | Distribution Circuit | 1 | 19 | 2017-01-19 | 1651945 | Sus | N | Vegetation¦Treefellintoline¦ConductorOverhead¦Normal
17-0011464 | Vegetation | Tree - branch fell on line | Fuse | Failed/Faulted | 2017 | Tier 3 - Extreme | Distribution Circuit | 1 | 20 | 2017-01-20 | 1653143 | Sus | N | Vegetation¦Treebranchfellonline¦Fuse¦FailedFaulted
17-0012915 | Environmental/External | Flood/Erosion | Conductor, Overhead | Broken, wire on ground | 2017 | Tier 2 - Elevated | Distribution Circuit | 1 | 22 | 2017-01-22 | 1659461 | Sus | N | EnvironmentalExternal¦FloodErosion¦ConductorOverhead¦Brokenwireonground
17-0013144 | Vegetation | Tree - branch fell on line | Conductor, Overhead | Broken, wire on ground | 2017 | Tier 3 - Extreme | Distribution Circuit | 1 | 22 | 2017-01-22 | 1658269 | Sus | N | Vegetation¦Treebranchfellonline¦ConductorOverhead¦Brokenwireonground
17-0013194 | Vegetation | Tree - fell into line | Conductor, Overhead | Broken, wire on ground | 2017 | Tier 3 - Extreme | Distribution Circuit | 1 | 22 | 2017-01-22 | 1658973 | Sus | N | Vegetation¦Treefellintoline¦ConductorOverhead¦Brokenwireonground
17-0014695 | Unknown Cause | Patrol - found nothing |  |  | 2017 | Tier 3 - Extreme | Distribution Circuit | 1 | 25 | 2017-01-25 | 1666743 | Sus | N | UnknownCause¦Patrolfoundnothing¦¦
17-0023841 | Equipment Failure/Involved | Overhead | Conductor, Overhead | Broken, wire on ground | 2017 | Tier 2 - Elevated | Distribution Circuit | 2 | 17 | 2017-02-17 | 1691021 | Sus | N | EquipmentFailureInvolved¦Overhead¦ConductorOverhead¦Brokenwireonground
17-0023923 | Vegetation | Tree - fell into line | Conductor, Overhead | Bent or Twisted | 2017 | Tier 2 - Elevated | Distribution Circuit | 2 | 20 | 2017-02-20 | 1704131 | Sus | N | Vegetation¦Treefellintoline¦ConductorOverhead¦BentorTwisted
17-0024762 | Vegetation | Tree - fell into line | Conductor, Overhead | Broken, wire on ground | 2017 | Tier 2 - Elevated | Distribution Circuit | 2 | 20 | 2017-02-20 | 1706186 | Sus | N | Vegetation¦Treefellintoline¦ConductorOverhead¦Brokenwireonground
17-0025059 | Vegetation | Tree - fell into line | Conductor, Overhead | Broken, wire on ground | 2017 | Tier 3 - Extreme | Distribution Circuit | 2 | 20 | 2017-02-20 | 1707410 | Sus | N | Vegetation¦Treefellintoline¦ConductorOverhead¦Brokenwireonground
17-0026344 | Environmental/External | Flood/Erosion | Other | Deteriorated | 2017 | Tier 3 - Extreme | Distribution Circuit | 2 | 24 | 2017-02-24 | 1712589 | Sus | N | EnvironmentalExternal¦FloodErosion¦Other¦Deteriorated
17-0028242 | Equipment Failure/Involved | Overhead | Crossarm, Wood | Broken | 2017 | Tier 2 - Elevated | Distribution Circuit | 3 | 3 | 2017-03-03 | 1718966 | Sus | N | EquipmentFailureInvolved¦Overhead¦CrossarmWood¦Broken
17-0032443 | Vegetation | Tree - fell into line | Conductor, Overhead | Normal | 2017 | Tier 3 - Extreme | Distribution Circuit | 3 | 21 | 2017-03-21 | 1732079 | Sus | N | Vegetation¦Treefellintoline¦ConductorOverhead¦Normal
17-0034814 | Equipment Failure/Involved | Overhead | Crossarm, Wood | Broken | 2017 | Tier 2 - Elevated | Distribution Circuit | 3 | 29 | 2017-03-29 | 1738580 | Sus | N | EquipmentFailureInvolved¦Overhead¦CrossarmWood¦Broken
17-0037524 | Vegetation | Tree - fell into line | Pole-Wood | Broken, wire on ground | 2017 | Tier 2 - Elevated | Distribution Circuit | 4 | 6 | 2017-04-06 | 1746573 | Sus | N | Vegetation¦Treefellintoline¦PoleWood¦Brokenwireonground
17-0037584 | Vegetation | Tree - fell into line | Conductor, Overhead | Broken, wire on ground | 2017 | Tier 3 - Extreme | Distribution Circuit | 4 | 7 | 2017-04-07 | 1749167 | Sus | N | Vegetation¦Treefellintoline¦ConductorOverhead¦Brokenwireonground
17-0038354 | Equipment Failure/Involved | Overhead | Transformer (OH) | Failed/Faulted | 2017 | Tier 3 - Extreme | Transformer only | 4 | 8 | 2017-04-08 | 1753144 | Sus | N | EquipmentFailureInvolved¦Overhead¦Transformer(OH)¦FailedFaulted
17-0038369 | Environmental/External | Lightning | Transformer (OH) | Failed/Faulted | 2017 | Tier 2 - Elevated | Transformer only | 4 | 8 | 2017-04-08 | 1752447 | Sus | N | EnvironmentalExternal¦Lightning¦Transformer(OH)¦FailedFaulted
17-0040719 | Equipment Failure/Involved | Overhead | Lightning Arrestor | Failed/Faulted | 2017 | Tier 2 - Elevated | Distribution Circuit | 4 | 17 | 2017-04-17 | 1759147 | Sus | N | EquipmentFailureInvolved¦Overhead¦LightningArrestor¦FailedFaulted
17-0042712 | Equipment Failure/Involved | Overhead | Transformer (OH) | Burned/flashed | 2017 | Tier 3 - Extreme | Distribution Circuit | 4 | 25 | 2017-04-25 | 1766710 | Sus | N | EquipmentFailureInvolved¦Overhead¦Transformer(OH)¦Burnedflashed
17-0047667 | Equipment Failure/Involved | Overhead | Conductor, Overhead | Together | 2017 | Tier 2 - Elevated | Distribution Circuit | 5 | 12 | 2017-05-12 | 1781150 | Sus | Y | EquipmentFailureInvolved¦Overhead¦ConductorOverhead¦Together
17-0051037 | Unknown Cause | Patrol - not conducted |  |  | 2017 | Tier 3 - Extreme | Distribution Circuit | 5 | 26 | 2017-05-26 | 1791279 | Sus | Y | UnknownCause¦Patrolnotconducted¦¦
17-0054868 | Environmental/External | Lightning | Transformer | Failed/Faulted | 2017 | Tier 3 - Extreme | Transformer only | 6 | 13 | 2017-06-13 | 1803353 | Sus | Y | EnvironmentalExternal¦Lightning¦Transformer¦FailedFaulted
17-0055857 | Equipment Failure/Involved | Underground | Transformer (UG) | Failed/Faulted | 2017 | Tier 3 - Extreme | Distribution Circuit | 6 | 16 | 2017-06-16 | 1806358 | Sus | Y | EquipmentFailureInvolved¦Underground¦Transformer(UG)¦FailedFaulted
17-0058022 | Unknown Cause | Patrol - found nothing |  |  | 2017 | Tier 2 - Elevated | Distribution Circuit | 6 | 23 | 2017-06-23 | 1815822 | Sus | Y | UnknownCause¦Patrolfoundnothing¦¦
17-0060617 | Unknown Cause | Patrol - found nothing |  |  | 2017 | Tier 2 - Elevated | Distribution Circuit | 7 | 5 | 2017-07-05 | 1823968 | Sus | Y | UnknownCause¦Patrolfoundnothing¦¦
17-0066485 | Equipment Failure/Involved | Overhead | Fuse | Broken | 2017 | Tier 3 - Extreme | Distribution Circuit | 7 | 29 | 2017-07-29 | 1842259 | Sus | Y | EquipmentFailureInvolved¦Overhead¦Fuse¦Broken
17-0067340 | Unknown Cause | Patrol - found nothing |  |  | 2017 | Tier 2 - Elevated | Distribution Circuit | 8 | 2 | 2017-08-02 | 1844494 | Sus | Y | UnknownCause¦Patrolfoundnothing¦¦
17-0076942 | 3rd Party | Customer Equipment | Customer Equipment | Malfunctioning | 2017 | Tier 2 - Elevated | Distribution Circuit | 9 | 8 | 2017-09-08 | 1873280 | Sus | Y | 3rdParty¦CustomerEquipment¦CustomerEquipment¦Malfunctioning
17-0077197 | Vegetation | Tree - fell into line | Conductor, Overhead | Broken, wire on ground | 2017 | Tier 3 - Extreme | Distribution Circuit | 9 | 9 | 2017-09-09 | 1873911 | Sus | Y | Vegetation¦Treefellintoline¦ConductorOverhead¦Brokenwireonground
17-0080625 | Unknown Cause | Patrol - found nothing |  |  | 2017 | Tier 3 - Extreme | Distribution Circuit | 9 | 21 | 2017-09-21 | 1883207 | Sus | Y | UnknownCause¦Patrolfoundnothing¦¦
17-0081927 | Animal | Bird found | Fuse | Failed/Faulted | 2017 | Tier 2 - Elevated | Distribution Circuit | 9 | 26 | 2017-09-26 | 1886444 | Sus | Y | Animal¦Birdfound¦Fuse¦FailedFaulted
17-0083727 | Equipment Failure/Involved | Overhead | Insulator | Broken | 2017 | Tier 3 - Extreme | Distribution Circuit | 10 | 3 | 2017-10-03 | 1890020 | Sus | Y | EquipmentFailureInvolved¦Overhead¦Insulator¦Broken
17-0086623 | Animal | Other | Secondary | Burned/flashed | 2017 | Tier 2 - Elevated | Distribution Circuit | 10 | 12 | 2017-10-12 | 1898979 | Sus | Y | Animal¦Other¦Secondary¦Burnedflashed
17-0086898 | Vegetation | Tree - fell into line | Conductor, Overhead | Burned/flashed | 2017 | Tier 2 - Elevated | Distribution Circuit | 10 | 12 | 2017-10-12 | 1899645 | Sus | Y | Vegetation¦Treefellintoline¦ConductorOverhead¦Burnedflashed
17-0087461 | Unknown Cause | Patrol - found nothing |  |  | 2017 | Tier 2 - Elevated | Distribution Circuit | 10 | 15 | 2017-10-15 | 1901113 | Sus | Y | UnknownCause¦Patrolfoundnothing¦¦
17-0088602 | Vegetation | Tree - branch fell on line | Conductor, Overhead | Normal | 2017 | Tier 3 - Extreme | Distribution Circuit | 10 | 19 | 2017-10-19 | 1904116 | Sus | Y | Vegetation¦Treebranchfellonline¦ConductorOverhead¦Normal
17-0089363 | Animal | Other | Conductor, Overhead | Burned/flashed | 2017 | Tier 2 - Elevated | Distribution Circuit | 10 | 21 | 2017-10-21 | 1906772 | Sus | Y | Animal¦Other¦ConductorOverhead¦Burnedflashed
17-0089387 | Environmental/External | Fire, Forest/Grass | Switch | Normal | 2017 | Tier 2 - Elevated | Distribution Circuit | 10 | 21 | 2017-10-21 | 1906904 | Sus | Y | EnvironmentalExternal¦FireForestGrass¦Switch¦Normal
17-0094201 | Equipment Failure/Involved | Overhead | Cutout, fuse holder | Broken | 2017 | Tier 2 - Elevated | Distribution Circuit | 11 | 10 | 2017-11-10 | 1919849 | Sus | Y | EquipmentFailureInvolved¦Overhead¦Cutoutfuseholder¦Broken
17-0095473 | Unknown Cause | Patrol - found nothing |  |  | 2017 | Tier 3 - Extreme | Distribution Circuit | 11 | 16 | 2017-11-16 | 1923516 | Sus | Y | UnknownCause¦Patrolfoundnothing¦¦
17-0099617 | Equipment Failure/Involved | Overhead | Conductor, Overhead | Broken, wire on ground | 2017 | Tier 3 - Extreme | Distribution Circuit | 12 | 4 | 2017-12-04 | 1934633 | Sus | N | EquipmentFailureInvolved¦Overhead¦ConductorOverhead¦Brokenwireonground
17-0102185 | Equipment Failure/Involved | Overhead | Conductor, Overhead | Broken, wire on ground | 2017 | Tier 2 - Elevated | Distribution Circuit | 12 | 16 | 2017-12-16 | 1945541 | Sus | N | EquipmentFailureInvolved¦Overhead¦ConductorOverhead¦Brokenwireonground
17-0103691 | Equipment Failure/Involved | Overhead | Transformer (OH) | Failed/Faulted | 2017 | Tier 3 - Extreme | Transformer only | 12 | 30 | 2017-12-30 | 1953442 | Sus | N | EquipmentFailureInvolved¦Overhead¦Transformer(OH)¦FailedFaulted
18-0007614 | Vegetation | Tree - fell into line | Conductor, Overhead | Normal | 2018 | Tier 3 - Extreme | Distribution Circuit | 1 | 20 | 2018-01-20 | 11376 | Sus | N | Vegetation¦Treefellintoline¦ConductorOverhead¦Normal
18-0008511 | Vegetation | Tree - fell into line | Crossarm, Wood | Broken, wire on ground | 2018 | Tier 2 - Elevated | Distribution Circuit | 1 | 24 | 2018-01-24 | 13189 | Sus | N | Vegetation¦Treefellintoline¦CrossarmWood¦Brokenwireonground
18-0011629 | Unknown Cause | Patrol - found nothing |  |  | 2018 | Tier 2 - Elevated | Distribution Circuit | 2 | 5 | 2018-02-05 | 19603 | Sus | N | UnknownCause¦Patrolfoundnothing¦¦
18-0012691 | Animal | Bird found | Conductor, Overhead | Broken, wire on ground | 2018 | Tier 2 - Elevated | Distribution Circuit | 2 | 9 | 2018-02-09 | 21738 | Sus | N | Animal¦Birdfound¦ConductorOverhead¦Brokenwireonground
18-0018804 | Unknown Cause | Patrol - found nothing |  |  | 2018 | Tier 2 - Elevated | Distribution Circuit | 3 | 1 | 2018-03-01 | 35554 | Sus | N | UnknownCause¦Patrolfoundnothing¦¦
18-0019318 | Vegetation | Tree - branch fell on line | Conductor, Overhead | Broken, wire on ground | 2018 | Tier 3 - Extreme | Distribution Circuit | 3 | 3 | 2018-03-03 | 36986 | Sus | N | Vegetation¦Treebranchfellonline¦ConductorOverhead¦Brokenwireonground
18-0019377 | Equipment Failure/Involved | Overhead | Insulator | Normal | 2018 | Tier 2 - Elevated | Distribution Circuit | 3 | 3 | 2018-03-03 | 37337 | Sus | N | EquipmentFailureInvolved¦Overhead¦Insulator¦Normal
18-0025741 | Vegetation | Tree - branch fell on line | Conductor, Overhead | Normal | 2018 | Tier 2 - Elevated | Distribution Circuit | 3 | 22 | 2018-03-22 | 50552 | Sus | N | Vegetation¦Treebranchfellonline¦ConductorOverhead¦Normal
18-0028209 | Equipment Failure/Involved | Overhead | Conductor, Overhead | Together | 2018 | Tier 2 - Elevated | Distribution Circuit | 3 | 31 | 2018-03-31 | 57244 | Sus | N | EquipmentFailureInvolved¦Overhead¦ConductorOverhead¦Together
18-0032126 | Equipment Failure/Involved | Overhead | Connector or Splice (OH) | Broken, wire on ground | 2018 | Tier 3 - Extreme | Distribution Circuit | 4 | 13 | 2018-04-13 | 66434 | Sus | N | EquipmentFailureInvolved¦Overhead¦ConnectororSplice(OH)¦Brokenwireonground
18-0032771 | Unknown Cause | Patrol - found nothing |  |  | 2018 | Tier 2 - Elevated | Distribution Circuit | 4 | 16 | 2018-04-16 | 68061 | Sus | N | UnknownCause¦Patrolfoundnothing¦¦
18-0034538 | Equipment Failure/Involved | Overhead | Transformer (OH) | Normal | 2018 | Tier 2 - Elevated | Distribution Circuit | 4 | 23 | 2018-04-23 | 71824 | Sus | N | EquipmentFailureInvolved¦Overhead¦Transformer(OH)¦Normal
18-0035438 | Equipment Failure/Involved | Overhead | Cutout, fuse holder | Broken | 2018 | Tier 2 - Elevated | Transformer only | 4 | 25 | 2018-04-25 | 73722 | Sus | N | EquipmentFailureInvolved¦Overhead¦Cutoutfuseholder¦Broken
18-0037938 | Animal | Bird found | Conductor, Overhead | Normal | 2018 | Tier 2 - Elevated | Distribution Circuit | 5 | 3 | 2018-05-03 | 78632 | Sus | Y | Animal¦Birdfound¦ConductorOverhead¦Normal
18-0056002 | Vegetation | Tree - fell into line | Fuse | Failed/Faulted | 2018 | Tier 2 - Elevated | Distribution Circuit | 6 | 30 | 2018-06-30 | 121931 | Sus | Y | Vegetation¦Treefellintoline¦Fuse¦FailedFaulted
18-0056695 | Vegetation | Tree - branch fell on line | Service conductor | Broken, wire on ground | 2018 | Tier 2 - Elevated | Transformer only | 7 | 3 | 2018-07-03 | 123594 | Sus | Y | Vegetation¦Treebranchfellonline¦Serviceconductor¦Brokenwireonground
18-0056763 | Unknown Cause | Patrol - found nothing |  |  | 2018 | Tier 2 - Elevated | Distribution Circuit | 7 | 3 | 2018-07-03 | 123797 | Sus | Y | UnknownCause¦Patrolfoundnothing¦¦
18-0062302 | Vegetation | Tree - fell into line | Conductor, Overhead | Normal | 2018 | Tier 3 - Extreme | Distribution Circuit | 7 | 21 | 2018-07-21 | 137074 | Sus | Y | Vegetation¦Treefellintoline¦ConductorOverhead¦Normal
18-0062685 | Unknown Cause | Patrol - found nothing |  |  | 2018 | Tier 2 - Elevated | Distribution Circuit | 7 | 23 | 2018-07-23 | 138025 | Sus | Y | UnknownCause¦Patrolfoundnothing¦¦
18-0064839 | Vegetation | Tree - fell into line | Service conductor | Broken, wire on ground | 2018 | Tier 3 - Extreme | Transformer only | 7 | 29 | 2018-07-29 | 144504 | Sus | Y | Vegetation¦Treefellintoline¦Serviceconductor¦Brokenwireonground
18-0066275 | Environmental/External | Fire, Forest/Grass | Pole-Wood | Burned/flashed | 2018 | Tier 3 - Extreme | Distribution Circuit | 7 | 26 | 2018-07-26 | 147841 | Sus | Y | EnvironmentalExternal¦FireForestGrass¦PoleWood¦Burnedflashed
18-0066703 | Environmental/External | Fire, Forest/Grass | Conductor, Overhead | Broken, wire on ground | 2018 | Tier 2 - Elevated | Distribution Circuit | 7 | 29 | 2018-07-29 | 148778 | Sus | Y | EnvironmentalExternal¦FireForestGrass¦ConductorOverhead¦Brokenwireonground
18-0066895 | Environmental/External | Fire, Forest/Grass | Pole-Wood | Burned/flashed | 2018 | Tier 3 - Extreme | Distribution Circuit | 7 | 26 | 2018-07-26 | 149318 | Sus | Y | EnvironmentalExternal¦FireForestGrass¦PoleWood¦Burnedflashed
18-0069555 | Unknown Cause | Patrol - found nothing |  |  | 2018 | Tier 3 - Extreme | Distribution Circuit | 8 | 14 | 2018-08-14 | 154951 | Sus | Y | UnknownCause¦Patrolfoundnothing¦¦
18-0069566 | Environmental/External | Fire, Forest/Grass | Pole-Wood | Burned/flashed | 2018 | Tier 3 - Extreme | Distribution Circuit | 8 | 14 | 2018-08-14 | 155290 | Sus | Y | EnvironmentalExternal¦FireForestGrass¦PoleWood¦Burnedflashed
18-0080059 | Equipment Failure/Involved | Overhead | Connector or Splice (OH) | Broken | 2018 | Tier 3 - Extreme | Transformer only | 9 | 15 | 2018-09-15 | 175065 | Sus | Y | EquipmentFailureInvolved¦Overhead¦ConnectororSplice(OH)¦Broken
18-0080098 | Equipment Failure/Involved | Overhead | Insulator | Broken | 2018 | Tier 3 - Extreme | Distribution Circuit | 9 | 16 | 2018-09-16 | 175219 | Sus | Y | EquipmentFailureInvolved¦Overhead¦Insulator¦Broken
18-0086361 | Vegetation | Tree - branch fell on line | Conductor, Overhead | Normal | 2018 | Tier 3 - Extreme | Distribution Circuit | 10 | 3 | 2018-10-03 | 187466 | Sus | Y | Vegetation¦Treebranchfellonline¦ConductorOverhead¦Normal
18-0087147 | Unknown Cause | Patrol - found nothing |  |  | 2018 | Tier 2 - Elevated | Distribution Circuit | 10 | 4 | 2018-10-04 | 188663 | Sus | Y | UnknownCause¦Patrolfoundnothing¦¦
18-0089399 | Unknown Cause | Patrol - found nothing |  |  | 2018 | Tier 2 - Elevated | Distribution Circuit | 10 | 11 | 2018-10-11 | 193170 | Sus | Y | UnknownCause¦Patrolfoundnothing¦¦
18-0098065 | Vegetation | Tree - branch fell on line | Conductor, Overhead | Normal | 2018 | Tier 3 - Extreme | Distribution Circuit | 11 | 8 | 2018-11-08 | 211087 | Sus | Y | Vegetation¦Treebranchfellonline¦ConductorOverhead¦Normal
18-0100789 | Environmental/External | Fire, Forest/Grass | Pole-Wood | Burned/flashed | 2018 | Tier 3 - Extreme | Distribution Circuit | 11 | 8 | 2018-11-08 | 217768 | Sus | Y | EnvironmentalExternal¦FireForestGrass¦PoleWood¦Burnedflashed
18-0100879 | Environmental/External | Fire, Forest/Grass | Pole-Wood | Burned/flashed | 2018 | Tier 3 - Extreme | Distribution Circuit | 11 | 8 | 2018-11-08 | 217942 | Sus | Y | EnvironmentalExternal¦FireForestGrass¦PoleWood¦Burnedflashed
18-0101085 | Environmental/External | Fire, Forest/Grass | Pole-Wood | Burned/flashed | 2018 | Tier 3 - Extreme | Distribution Circuit | 11 | 8 | 2018-11-08 | 218348 | Sus | Y | EnvironmentalExternal¦FireForestGrass¦PoleWood¦Burnedflashed
18-0102592 | Environmental/External | Fire, Forest/Grass | Conductor, Underground | Broken | 2018 | Tier 2 - Elevated | Distribution Circuit | 11 | 23 | 2018-11-23 | 222986 | Sus | Y | EnvironmentalExternal¦FireForestGrass¦ConductorUnderground¦Broken
18-0102807 | Vegetation | Tree - branch fell on line | Conductor, Overhead | Normal | 2018 | Tier 2 - Elevated | Distribution Circuit | 11 | 24 | 2018-11-24 | 223573 | Sus | Y | Vegetation¦Treebranchfellonline¦ConductorOverhead¦Normal
18-0104054 | Unknown Cause | Patrol - found nothing |  |  | 2018 | Tier 2 - Elevated | Distribution Circuit | 11 | 27 | 2018-11-27 | 225947 | Sus | Y | UnknownCause¦Patrolfoundnothing¦¦
18-0107807 | Unknown Cause | Patrol - found nothing |  |  | 2018 | Tier 2 - Elevated | Distribution Circuit | 12 | 7 | 2018-12-07 | 235510 | Sus | N | UnknownCause¦Patrolfoundnothing¦¦
18-0110387 | Unknown Cause | Patrol - found nothing |  |  | 2018 | Tier 2 - Elevated | Distribution Circuit | 12 | 23 | 2018-12-23 | 245831 | Sus | N | UnknownCause¦Patrolfoundnothing¦¦
19-0004691 | Unknown Cause | Patrol - found nothing |  |  | 2019 | Tier 2 - Elevated | Distribution Circuit | 1 | 5 | 2019-01-05 | 253597 | Sus | N | UnknownCause¦Patrolfoundnothing¦¦
19-0005170 | Unknown Cause | Patrol - found nothing |  |  | 2019 | Tier 2 - Elevated | Distribution Circuit | 1 | 6 | 2019-01-06 | 255380 | Sus | N | UnknownCause¦Patrolfoundnothing¦¦
19-0005998 | Vegetation | Tree - fell into line | Conductor, Overhead | Broken, wire on ground | 2019 | Tier 2 - Elevated | Distribution Circuit | 1 | 7 | 2019-01-07 | 259401 | Sus | N | Vegetation¦Treefellintoline¦ConductorOverhead¦Brokenwireonground
19-0006750 | Vegetation | Tree - branch fell on line | Conductor, Overhead | Broken, wire on ground | 2019 | Tier 3 - Extreme | Distribution Circuit | 1 | 9 | 2019-01-09 | 261351 | Sus | N | Vegetation¦Treebranchfellonline¦ConductorOverhead¦Brokenwireonground
19-0008690 | Animal | Other | Transformer (OH) | Normal | 2019 | Tier 2 - Elevated | Distribution Circuit | 1 | 14 | 2019-01-14 | 264786 | Sus | N | Animal¦Other¦Transformer(OH)¦Normal
19-0009271 | Vegetation | Tree - fell into line | Conductor, Overhead | Broken, wire on ground | 2019 | Tier 2 - Elevated | Distribution Circuit | 1 | 15 | 2019-01-15 | 266167 | Sus | N | Vegetation¦Treefellintoline¦ConductorOverhead¦Brokenwireonground
19-0011004 | Vegetation | Tree - fell into line | Conductor, Overhead | Normal | 2019 | Tier 2 - Elevated | Distribution Circuit | 1 | 17 | 2019-01-17 | 273929 | Sus | N | Vegetation¦Treefellintoline¦ConductorOverhead¦Normal
19-0012020 | Vegetation | Tree - branch fell on line | Cutout, fuse holder | Broken | 2019 | Tier 2 - Elevated | Distribution Circuit | 1 | 18 | 2019-01-18 | 276372 | Sus | N | Vegetation¦Treebranchfellonline¦Cutoutfuseholder¦Broken
19-0012535 | Unknown Cause | Patrol - found nothing |  |  | 2019 | Tier 3 - Extreme | Distribution Circuit | 1 | 20 | 2019-01-20 | 277194 | Sus | N | UnknownCause¦Patrolfoundnothing¦¦
19-0016908 | Vegetation | Tree - branch fell on line | Conductor, Overhead | Broken, wire on ground | 2019 | Tier 3 - Extreme | Distribution Circuit | 2 | 2 | 2019-02-02 | 286360 | Sus | N | Vegetation¦Treebranchfellonline¦ConductorOverhead¦Brokenwireonground
19-0017465 | Unknown Cause | Patrol - not conducted |  |  | 2019 | Tier 2 - Elevated | Distribution Circuit | 2 | 3 | 2019-02-03 | 288518 | Sus | N | UnknownCause¦Patrolnotconducted¦¦
19-0017586 | Unknown Cause | Patrol - found nothing |  |  | 2019 | Tier 3 - Extreme | Distribution Circuit | 2 | 3 | 2019-02-03 | 288992 | Sus | N | UnknownCause¦Patrolfoundnothing¦¦
19-0019032 | Vegetation | Tree - fell into line | Conductor, Overhead | Normal | 2019 | Tier 3 - Extreme | Distribution Circuit | 2 | 4 | 2019-02-04 | 294022 | Sus | N | Vegetation¦Treefellintoline¦ConductorOverhead¦Normal
19-0019339 | Vegetation | Tree - fell into line | Insulator | Broken, wire on object | 2019 | Tier 2 - Elevated | Distribution Circuit | 2 | 6 | 2019-02-06 | 294292 | Sus | N | Vegetation¦Treefellintoline¦Insulator¦Brokenwireonobject
19-0019569 | Equipment Failure/Involved | Overhead | Transformer | Failed/Faulted | 2019 | Tier 3 - Extreme | Transformer only | 2 | 7 | 2019-02-07 | 295100 | Sus | N | EquipmentFailureInvolved¦Overhead¦Transformer¦FailedFaulted
19-0021387 | Unknown Cause | Patrol - found nothing |  |  | 2019 | Tier 3 - Extreme | Distribution Circuit | 2 | 12 | 2019-02-12 | 300516 | Sus | N | UnknownCause¦Patrolfoundnothing¦¦
19-0021840 | Vegetation | Tree - fell into line | Conductor, Overhead | Broken, wire on ground | 2019 | Tier 2 - Elevated | Distribution Circuit | 2 | 13 | 2019-02-13 | 301798 | Sus | N | Vegetation¦Treefellintoline¦ConductorOverhead¦Brokenwireonground
19-0022292 | Equipment Failure/Involved | Overhead | Pole-Wood | Broken | 2019 | Tier 2 - Elevated | Distribution Circuit | 2 | 13 | 2019-02-13 | 304678 | Sus | N | EquipmentFailureInvolved¦Overhead¦PoleWood¦Broken
19-0022521 | Vegetation | Tree - fell into line | Conductor, Overhead | On Ground | 2019 | Tier 2 - Elevated | Distribution Circuit | 2 | 12 | 2019-02-12 | 305441 | Sus | N | Vegetation¦Treefellintoline¦ConductorOverhead¦OnGround
19-0024430 | Equipment Failure/Involved | Overhead | Connector or Splice (OH) | Broken | 2019 | Tier 3 - Extreme | Distribution Circuit | 2 | 16 | 2019-02-16 | 313706 | Sus | N | EquipmentFailureInvolved¦Overhead¦ConnectororSplice(OH)¦Broken
19-0024465 | Vegetation | Tree - branch fell on line | Conductor, Overhead | Normal | 2019 | Tier 2 - Elevated | Distribution Circuit | 2 | 13 | 2019-02-13 | 311365 | Sus | N | Vegetation¦Treebranchfellonline¦ConductorOverhead¦Normal
19-0024586 | Unknown Cause | Patrol - found nothing |  |  | 2019 | Tier 3 - Extreme | Distribution Circuit | 2 | 16 | 2019-02-16 | 313691 | Sus | N | UnknownCause¦Patrolfoundnothing¦¦
19-0024635 | Vegetation | Tree - fell into line | Conductor, Overhead | Broken, wire on ground | 2019 | Tier 2 - Elevated | Distribution Circuit | 2 | 13 | 2019-02-13 | 314657 | Sus | N | Vegetation¦Treefellintoline¦ConductorOverhead¦Brokenwireonground
19-0025124 | Equipment Failure/Involved | Overhead | Lightning Arrestor | Failed/Faulted | 2019 | Tier 2 - Elevated | Distribution Circuit | 2 | 13 | 2019-02-13 | 315803 | Sus | N | EquipmentFailureInvolved¦Overhead¦LightningArrestor¦FailedFaulted
19-0025161 | Unknown Cause | Patrol - found nothing |  |  | 2019 | Tier 2 - Elevated | Transformer only | 2 | 17 | 2019-02-17 | 315851 | Sus | N | UnknownCause¦Patrolfoundnothing¦¦
19-0025250 | Vegetation | Tree - fell into line | Pole-Wood | Broken, wire on ground | 2019 | Tier 2 - Elevated | Distribution Circuit | 2 | 12 | 2019-02-12 | 316487 | Sus | N | Vegetation¦Treefellintoline¦PoleWood¦Brokenwireonground
19-0025291 | Vegetation | Tree - fell into line | Conductor, Overhead | Normal | 2019 | Tier 3 - Extreme | Distribution Circuit | 2 | 17 | 2019-02-17 | 316020 | Sus | N | Vegetation¦Treefellintoline¦ConductorOverhead¦Normal
19-0027238 | Equipment Failure/Involved | Overhead | Conductor, Overhead | Normal | 2019 | Tier 2 - Elevated | Distribution Circuit | 2 | 22 | 2019-02-22 | 321296 | Sus | N | EquipmentFailureInvolved¦Overhead¦ConductorOverhead¦Normal
19-0028141 | Environmental/External | Lightning | Cutout, fuse holder | Normal | 2019 | Tier 3 - Extreme | Distribution Circuit | 2 | 26 | 2019-02-26 | 323787 | Sus | N | EnvironmentalExternal¦Lightning¦Cutoutfuseholder¦Normal
19-0028883 | Equipment Failure/Involved | Overhead | Insulator | Broken | 2019 | Tier 3 - Extreme | Distribution Circuit | 2 | 27 | 2019-02-27 | 326539 | Sus | N | EquipmentFailureInvolved¦Overhead¦Insulator¦Broken
19-0029016 | Equipment Failure/Involved | Underground | Conductor, Underground | Broken | 2019 | Tier 3 - Extreme | Distribution Circuit | 2 | 27 | 2019-02-27 | 326857 | Sus | N | EquipmentFailureInvolved¦Underground¦ConductorUnderground¦Broken
19-0029155 | Unknown Cause | Patrol - found nothing |  |  | 2019 | Tier 3 - Extreme | Distribution Circuit | 2 | 27 | 2019-02-27 | 327195 | Sus | N | UnknownCause¦Patrolfoundnothing¦¦
19-0032393 | Vegetation | Tree - fell into line | Anchor or Guy | Broken | 2019 | Tier 2 - Elevated | Distribution Circuit | 3 | 10 | 2019-03-10 | 335442 | Sus | N | Vegetation¦Treefellintoline¦AnchororGuy¦Broken
19-0033813 | 3rd Party | Vehicle | Pole-Wood | Broken, wire on ground | 2019 | Tier 3 - Extreme | Distribution Circuit | 3 | 14 | 2019-03-14 | 339275 | Sus | N | 3rdParty¦Vehicle¦PoleWood¦Brokenwireonground
19-0039089 | Vegetation | Tree - branch fell on line | Transformer | Bent or Twisted | 2019 | Tier 3 - Extreme | Transformer only | 4 | 2 | 2019-04-02 | 352303 | Sus | N | Vegetation¦Treebranchfellonline¦Transformer¦BentorTwisted
19-0042208 | Vegetation | Tree - fell into line | Conductor, Overhead | Broken, wire on ground | 2019 | Tier 3 - Extreme | Distribution Circuit | 4 | 13 | 2019-04-13 | 360185 | Sus | N | Vegetation¦Treefellintoline¦ConductorOverhead¦Brokenwireonground
19-0042651 | Equipment Failure/Involved | Overhead | Transformer | Failed/Faulted | 2019 | Tier 2 - Elevated | Transformer only | 4 | 15 | 2019-04-15 | 361079 | Sus | N | EquipmentFailureInvolved¦Overhead¦Transformer¦FailedFaulted
19-0047617 | 3rd Party | Tree - cutting, 3rd party | Conductor, Overhead | Normal | 2019 | Tier 2 - Elevated | Distribution Circuit | 4 | 30 | 2019-04-30 | 371068 | Sus | N | 3rdParty¦Treecutting3rdparty¦ConductorOverhead¦Normal
19-0047667 | Equipment Failure/Involved | Overhead | Pole-Wood | Broken | 2019 | Tier 2 - Elevated | Distribution Circuit | 4 | 30 | 2019-04-30 | 371191 | Sus | N | EquipmentFailureInvolved¦Overhead¦PoleWood¦Broken
19-0050818 | Equipment Failure/Involved | Overhead | Crossarm, Wood | Burned/flashed | 2019 | Tier 2 - Elevated | Distribution Circuit | 5 | 10 | 2019-05-10 | 378073 | Sus | Y | EquipmentFailureInvolved¦Overhead¦CrossarmWood¦Burnedflashed
19-0051782 | Vegetation | Tree - branch fell on line | Conductor, Overhead | Together | 2019 | Tier 3 - Extreme | Distribution Circuit | 5 | 14 | 2019-05-14 | 380317 | Sus | Y | Vegetation¦Treebranchfellonline¦ConductorOverhead¦Together
19-0054005 | Equipment Failure/Involved | Overhead | Transformer (OH) | Broken | 2019 | Tier 2 - Elevated | Transformer only | 5 | 19 | 2019-05-19 | 384837 | Sus | Y | EquipmentFailureInvolved¦Overhead¦Transformer(OH)¦Broken
19-0056334 | Equipment Failure/Involved | Overhead | Transformer (OH) | Broken | 2019 | Tier 2 - Elevated | Transformer only | 5 | 23 | 2019-05-23 | 388907 | Sus | Y | EquipmentFailureInvolved¦Overhead¦Transformer(OH)¦Broken
19-0056874 | Equipment Failure/Involved | Overhead | Transformer (OH) | Broken | 2019 | Tier 3 - Extreme | Transformer only | 5 | 24 | 2019-05-24 | 389498 | Sus | Y | EquipmentFailureInvolved¦Overhead¦Transformer(OH)¦Broken
19-0056957 | Equipment Failure/Involved | Overhead | Other | Broken | 2019 | Tier 3 - Extreme | Distribution Circuit | 5 | 24 | 2019-05-24 | 389664 | Sus | Y | EquipmentFailureInvolved¦Overhead¦Other¦Broken
19-0067080 | Equipment Failure/Involved | Overhead | Transformer | Failed/Faulted | 2019 | Tier 2 - Elevated | Transformer only | 6 | 13 | 2019-06-13 | 408519 | Sus | Y | EquipmentFailureInvolved¦Overhead¦Transformer¦FailedFaulted
19-0070502 | Vegetation | Tree - fell into line | Pole-Wood | Broken, wire on ground | 2019 | Tier 2 - Elevated | Distribution Circuit | 6 | 21 | 2019-06-21 | 425204 | Sus | Y | Vegetation¦Treefellintoline¦PoleWood¦Brokenwireonground
19-0071198 | 3rd Party | Tree - cutting, 3rd party | Conductor, Overhead | Broken, wire on ground | 2019 | Tier 3 - Extreme | Distribution Circuit | 6 | 23 | 2019-06-23 | 426691 | Sus | Y | 3rdParty¦Treecutting3rdparty¦ConductorOverhead¦Brokenwireonground
19-0071397 | Vegetation | Tree - branch fell on line | Conductor, Overhead | Normal | 2019 | Tier 3 - Extreme | Distribution Circuit | 6 | 24 | 2019-06-24 | 427458 | Sus | Y | Vegetation¦Treebranchfellonline¦ConductorOverhead¦Normal
19-0081744 | Vegetation | Tree - fell into line | Conductor, Overhead | Normal | 2019 | Tier 2 - Elevated | Distribution Circuit | 7 | 27 | 2019-07-27 | 472999 | Sus | Y | Vegetation¦Treefellintoline¦ConductorOverhead¦Normal
19-0086110 | Equipment Failure/Involved | Overhead | Insulator | Broken | 2019 | Tier 3 - Extreme | Transformer only | 8 | 9 | 2019-08-09 | 495663 | Sus | Y | EquipmentFailureInvolved¦Overhead¦Insulator¦Broken
19-0086430 | Environmental/External | Lightning | Conductor, Overhead | Normal | 2019 | Tier 2 - Elevated | Transmission line | 8 | 10 | 2019-08-10 | 498419 | Sus | Y | EnvironmentalExternal¦Lightning¦ConductorOverhead¦Normal
19-0090692 | Vegetation | Tree - branch fell on line | Conductor, Overhead | Broken, wire on ground | 2019 | Tier 2 - Elevated | Distribution Circuit | 8 | 21 | 2019-08-21 | 529764 | Sus | Y | Vegetation¦Treebranchfellonline¦ConductorOverhead¦Brokenwireonground
19-0099529 | Vegetation | Tree - fell into line | Conductor, Overhead | Normal | 2019 | Tier 3 - Extreme | Distribution Circuit | 9 | 16 | 2019-09-16 | 584553 | Sus | Y | Vegetation¦Treefellintoline¦ConductorOverhead¦Normal
19-0103942 | Unknown Cause | Patrol - found nothing |  |  | 2019 | Tier 2 - Elevated | Distribution Circuit | 9 | 26 | 2019-09-26 | 615677 | Sus | Y | UnknownCause¦Patrolfoundnothing¦¦
19-0109136 | Wildfire Mitigation | Public Safety Power Shut-off | Conductor, Overhead | Deteriorated | 2019 | Tier 2 - Elevated | Distribution Circuit | 10 | 9 | 2019-10-09 | 650090 | Sus | Y | WildfireMitigation¦PublicSafetyPowerShutoff¦ConductorOverhead¦Deteriorated
19-0110249 | Unknown Cause | Patrol - found nothing |  |  | 2019 | Tier 2 - Elevated | Distribution Circuit | 10 | 10 | 2019-10-10 | 653586 | Sus | Y | UnknownCause¦Patrolfoundnothing¦¦
19-0116870 | Equipment Failure/Involved | Overhead | Transformer | Failed/Faulted | 2019 | Tier 2 - Elevated | Transformer only | 10 | 26 | 2019-10-26 | 680845 | Sus | Y | EquipmentFailureInvolved¦Overhead¦Transformer¦FailedFaulted
19-0123930 | Equipment Failure/Involved | Substation | Relay | Malfunctioning | 2019 | Tier 2 - Elevated | Substation - Transmission | 11 | 12 | 2019-11-12 | 705364 | Sus | Y | EquipmentFailureInvolved¦Substation¦Relay¦Malfunctioning
19-0128082 | Animal | Other | Conductor, Overhead | Normal | 2019 | Tier 2 - Elevated | Distribution Circuit | 11 | 24 | 2019-11-24 | 713727 | Sus | Y | Animal¦Other¦ConductorOverhead¦Normal
19-0129543 | Vegetation | Tree - branch fell on line | Fuse | Failed/Faulted | 2019 | Tier 2 - Elevated | Distribution Circuit | 11 | 26 | 2019-11-26 | 717802 | Sus | Y | Vegetation¦Treebranchfellonline¦Fuse¦FailedFaulted
19-0129864 | Vegetation | Tree - fell into line | Conductor, Overhead | Broken, wire on ground | 2019 | Tier 3 - Extreme | Distribution Circuit | 11 | 26 | 2019-11-26 | 718349 | Sus | Y | Vegetation¦Treefellintoline¦ConductorOverhead¦Brokenwireonground
19-0130938 | Unknown Cause | Patrol - not conducted |  |  | 2019 | Tier 2 - Elevated | Distribution Circuit | 11 | 28 | 2019-11-28 | 723166 | Sus | Y | UnknownCause¦Patrolnotconducted¦¦
19-0131814 | Unknown Cause | Patrol - found nothing |  |  | 2019 | Tier 2 - Elevated | Distribution Circuit | 12 | 1 | 2019-12-01 | 725585 | Sus | N | UnknownCause¦Patrolfoundnothing¦¦
19-0134645 | Vegetation | Tree - branch fell on line | Conductor, Overhead | Broken, wire on ground | 2019 | Tier 3 - Extreme | Distribution Circuit | 12 | 6 | 2019-12-06 | 732014 | Sus | N | Vegetation¦Treebranchfellonline¦ConductorOverhead¦Brokenwireonground
19-0134796 | Vegetation | Tree - fell into line | Service conductor | Broken, wire on ground | 2019 | Tier 3 - Extreme | Distribution Circuit | 12 | 7 | 2019-12-07 | 732521 | Sus | N | Vegetation¦Treefellintoline¦Serviceconductor¦Brokenwireonground
19-0135982 | Vegetation | Tree - branch fell on line | Conductor, Overhead | Normal | 2019 | Tier 2 - Elevated | Distribution Circuit | 12 | 11 | 2019-12-11 | 736687 | Sus | N | Vegetation¦Treebranchfellonline¦ConductorOverhead¦Normal
19-0137322 | 3rd Party | Customer Equipment | Transformer (UG) | Normal | 2019 | Tier 2 - Elevated | Distribution Circuit | 12 | 20 | 2019-12-20 | 747080 | Sus | N | 3rdParty¦CustomerEquipment¦Transformer(UG)¦Normal
19-0137433 | Vegetation | Tree - branch fell on line | Conductor, Overhead | Normal | 2019 | Tier 3 - Extreme | Distribution Circuit | 12 | 21 | 2019-12-21 | 747745 | Sus | N | Vegetation¦Treebranchfellonline¦ConductorOverhead¦Normal
20-0005866 | Equipment Failure/Involved | Overhead | Jumper | Burned Open | 2020 | Tier 3 - Extreme | Transformer only | 1 | 7 | 2020-01-07 | 756085 | Sus | N | EquipmentFailureInvolved¦Overhead¦Jumper¦BurnedOpen
20-0006064 | Equipment Failure/Involved | Overhead | Transformer | Failed/Faulted | 2020 | Tier 3 - Extreme | Transformer only | 1 | 7 | 2020-01-07 | 756581 | Sus | N | EquipmentFailureInvolved¦Overhead¦Transformer¦FailedFaulted
20-0022334 | Equipment Failure/Involved | Overhead | Jumper | Broken | 2020 | Tier 2 - Elevated | Transformer only | 2 | 14 | 2020-02-14 | 790910 | Sus | N | EquipmentFailureInvolved¦Overhead¦Jumper¦Broken
20-0022645 | Equipment Failure/Involved | Overhead | Jumper | Broken | 2020 | Tier 2 - Elevated | Distribution Circuit | 2 | 15 | 2020-02-15 | 792024 | Sus | N | EquipmentFailureInvolved¦Overhead¦Jumper¦Broken
20-0022645 | Equipment Failure/Involved | Overhead | Jumper | Broken | 2020 | Tier 2 - Elevated | Distribution Circuit | 2 | 15 | 2020-02-15 | 792024 | Sus | N | EquipmentFailureInvolved¦Overhead¦Jumper¦Broken
20-0022668 | Equipment Failure/Involved | Overhead | Crossarm, Wood | Broken | 2020 | Tier 2 - Elevated | Distribution Circuit | 2 | 16 | 2020-02-16 | 792106 | Sus | N | EquipmentFailureInvolved¦Overhead¦CrossarmWood¦Broken
20-0033061 | Vegetation | Tree - fell into line | Conductor, Overhead | Burned/flashed | 2020 | Tier 2 - Elevated | Distribution Circuit | 3 | 16 | 2020-03-16 | 855906 | Sus | N | Vegetation¦Treefellintoline¦ConductorOverhead¦Burnedflashed
20-0034906 | Unknown Cause | Patrol - found nothing |  |  | 2020 | Tier 3 - Extreme | Distribution Circuit | 3 | 20 | 2020-03-20 | 860195 | Sus | N | UnknownCause¦Patrolfoundnothing¦¦
20-0035066 | Unknown Cause | Patrol - found nothing |  |  | 2020 | Tier 3 - Extreme | Distribution Circuit | 3 | 22 | 2020-03-22 | 861322 | Sus | N | UnknownCause¦Patrolfoundnothing¦¦
20-0039114 | Unknown Cause | Patrol - found nothing |  |  | 2020 | Tier 2 - Elevated | Distribution Circuit | 4 | 6 | 2020-04-06 | 886554 | Sus | N | UnknownCause¦Patrolfoundnothing¦¦
20-0047203 | Unknown Cause | Patrol - found nothing |  |  | 2020 | Tier 2 - Elevated | Distribution Circuit | 5 | 5 | 2020-05-05 | 907170 | Sus | Y | UnknownCause¦Patrolfoundnothing¦¦
20-0050133 | Vegetation | Tree - fell into line | Fuse | Failed/Faulted | 2020 | Tier 2 - Elevated | Distribution Circuit | 5 | 14 | 2020-05-14 | 913466 | Sus | Y | Vegetation¦Treefellintoline¦Fuse¦FailedFaulted
20-0059297 | Environmental/External | Lightning | Transformer | Failed/Faulted | 2020 | Tier 3 - Extreme | Transformer only | 6 | 9 | 2020-06-09 | 935246 | Sus | Y | EnvironmentalExternal¦Lightning¦Transformer¦FailedFaulted
20-0059748 | 3rd Party | Vehicle | Pole-Wood | Broken | 2020 | Tier 2 - Elevated | Distribution Circuit | 6 | 10 | 2020-06-10 | 936132 | Sus | Y | 3rdParty¦Vehicle¦PoleWood¦Broken
20-0063313 | Vegetation | Tree - fell into line | Conductor, Overhead | Broken, wire on ground | 2020 | Tier 2 - Elevated | Distribution Circuit | 6 | 20 | 2020-06-20 | 943251 | Sus | Y | Vegetation¦Treefellintoline¦ConductorOverhead¦Brokenwireonground
20-0063353 | Unknown Cause | Patrol - found nothing |  |  | 2020 | Tier 2 - Elevated | Distribution Circuit | 6 | 20 | 2020-06-20 | 943461 | Sus | Y | UnknownCause¦Patrolfoundnothing¦¦
20-0075378 | Equipment Failure/Involved | Overhead | Regulator | Normal | 2020 | Tier 2 - Elevated | Distribution Circuit | 9 | 12 | 2020-09-12 | 1066542 | Sus | Y | EquipmentFailureInvolved¦Overhead¦Regulator¦Normal
20-0084298 | Equipment Failure/Involved | Fire, pole | Pole-Wood | Burned/flashed | 2020 | Tier 2 - Elevated | Distribution Circuit | 8 | 15 | 2020-08-15 | 1005302 | Sus | Y | EquipmentFailureInvolved¦Firepole¦PoleWood¦Burnedflashed
20-0085390 | Unknown Cause | Patrol - found nothing |  |  | 2020 | Tier 3 - Extreme | Distribution Circuit | 8 | 16 | 2020-08-16 | 1014396 | Sus | Y | UnknownCause¦Patrolfoundnothing¦¦
20-0085707 | Unknown Cause | Patrol - found nothing |  |  | 2020 | Tier 3 - Extreme | Transformer only | 8 | 16 | 2020-08-16 | 1013276 | Sus | Y | UnknownCause¦Patrolfoundnothing¦¦
20-0090376 | Environmental/External | Fire, Forest/Grass | Conductor, Overhead | Normal | 2020 | Tier 3 - Extreme | Distribution Circuit | 8 | 20 | 2020-08-20 | 1033222 | Sus | Y | EnvironmentalExternal¦FireForestGrass¦ConductorOverhead¦Normal
20-0094159 | 3rd Party | Vehicle | Pole-Wood | Normal | 2020 | Tier 2 - Elevated | Distribution Circuit | 9 | 7 | 2020-09-07 | 1058197 | Sus | Y | 3rdParty¦Vehicle¦PoleWood¦Normal
20-0094248 | Vegetation | Tree - grew into line | Conductor, Overhead | Normal | 2020 | Tier 2 - Elevated | Distribution Circuit | 9 | 7 | 2020-09-07 | 1058421 | Sus | Y | Vegetation¦Treegrewintoline¦ConductorOverhead¦Normal
20-0094723 | Environmental/External | Fire, Forest/Grass | Conductor, Overhead | Normal | 2020 | Tier 2 - Elevated | Distribution Circuit | 9 | 8 | 2020-09-08 | 1060135 | Sus | Y | EnvironmentalExternal¦FireForestGrass¦ConductorOverhead¦Normal
20-0095197 | Unknown Cause | Patrol - found nothing |  |  | 2020 | Tier 2 - Elevated | Distribution Circuit | 9 | 8 | 2020-09-08 | 1061254 | Sus | Y | UnknownCause¦Patrolfoundnothing¦¦
20-0096528 | Environmental/External | Fire, Forest/Grass | Fuse | Normal | 2020 | Tier 3 - Extreme | Distribution Circuit | 9 | 11 | 2020-09-11 | 1064941 | Sus | Y | EnvironmentalExternal¦FireForestGrass¦Fuse¦Normal
20-0099311 | Environmental/External | Fire, Forest/Grass | Pole-Wood | Normal | 2020 | Tier 3 - Extreme | Distribution Circuit | 8 | 19 | 2020-08-19 | 1083306 | Sus | Y | EnvironmentalExternal¦FireForestGrass¦PoleWood¦Normal
20-0100023 | Environmental/External | Fire, Forest/Grass | Conductor, Overhead | Burned/flashed | 2020 | Tier 3 - Extreme | Distribution Circuit | 9 | 7 | 2020-09-07 | 1086826 | Sus | Y | EnvironmentalExternal¦FireForestGrass¦ConductorOverhead¦Burnedflashed
20-0100331 | Environmental/External | Fire, Forest/Grass | Conductor, Overhead | Burned/flashed | 2020 | Tier 3 - Extreme | Distribution Circuit | 9 | 7 | 2020-09-07 | 1088593 | Sus | Y | EnvironmentalExternal¦FireForestGrass¦ConductorOverhead¦Burnedflashed
20-0101428 | Unknown Cause | Patrol - found nothing |  |  | 2020 | Tier 3 - Extreme | Distribution Circuit | 9 | 25 | 2020-09-25 | 1092065 | Sus | Y | UnknownCause¦Patrolfoundnothing¦¦
20-0101523 | Animal | Bird found | Conductor, Overhead | Deteriorated | 2020 | Tier 2 - Elevated | Distribution Circuit | 9 | 25 | 2020-09-25 | 1092137 | Sus | Y | Animal¦Birdfound¦ConductorOverhead¦Deteriorated
20-0102275 | Animal | Squirrel | Pothead(Riser Termination) | Normal | 2020 | Tier 2 - Elevated | Distribution Circuit | 9 | 28 | 2020-09-28 | 1096039 | Sus | Y | Animal¦Squirrel¦Pothead(RiserTermination)¦Normal
20-0104762 | Equipment Failure/Involved | Overhead | Conductor, Overhead | Deteriorated | 2020 | Tier 2 - Elevated | Distribution Circuit | 10 | 3 | 2020-10-03 | 1108955 | Sus | Y | EquipmentFailureInvolved¦Overhead¦ConductorOverhead¦Deteriorated
20-0109476 | 3rd Party | Vehicle | Pole-Wood | Broken | 2020 | Tier 2 - Elevated | Distribution Circuit | 10 | 16 | 2020-10-16 | 1119063 | Sus | Y | 3rdParty¦Vehicle¦PoleWood¦Broken
20-0113001 | Unknown Cause | Patrol - found nothing |  |  | 2020 | Tier 2 - Elevated | Distribution Circuit | 10 | 25 | 2020-10-25 | 1124873 | Sus | Y | UnknownCause¦Patrolfoundnothing¦¦
20-0115666 | 3rd Party | Vehicle | Pole-Wood | Broken, wire on ground | 2020 | Tier 2 - Elevated | Distribution Circuit | 10 | 31 | 2020-10-31 | 1133010 | Sus | Y | 3rdParty¦Vehicle¦PoleWood¦Brokenwireonground
20-0118436 | Vegetation | Tree - fell into line | Conductor, Overhead | Normal | 2020 | Tier 3 - Extreme | Distribution Circuit | 11 | 8 | 2020-11-08 | 1139350 | Sus | Y | Vegetation¦Treefellintoline¦ConductorOverhead¦Normal
20-0119576 | 3rd Party | Vehicle | Pole-Wood | Broken, wire on ground | 2020 | Tier 2 - Elevated | Distribution Circuit | 11 | 10 | 2020-11-10 | 1141594 | Sus | Y | 3rdParty¦Vehicle¦PoleWood¦Brokenwireonground
20-0122203 | Vegetation | Tree - branch fell on line | Conductor, Overhead | On Ground | 2020 | Tier 3 - Extreme | Distribution Circuit | 11 | 17 | 2020-11-17 | 1148063 | Sus | Y | Vegetation¦Treebranchfellonline¦ConductorOverhead¦OnGround
20-0122582 | Equipment Failure/Involved | Overhead | Transformer (OH) | Failed/Faulted | 2020 | Tier 2 - Elevated | Transformer only | 11 | 18 | 2020-11-18 | 1148862 | Sus | Y | EquipmentFailureInvolved¦Overhead¦Transformer(OH)¦FailedFaulted
20-0130693 | Unknown Cause | Patrol - found nothing |  |  | 2020 | Tier 2 - Elevated | Transformer only | 12 | 16 | 2020-12-16 | 1189879 | Sus | N | UnknownCause¦Patrolfoundnothing¦¦
20-0131162 | Equipment Failure/Involved | Underground | Transformer (UG) | Leaking | 2020 | Tier 2 - Elevated | Distribution Circuit | 12 | 19 | 2020-12-19 | 1194378 | Sus | N | EquipmentFailureInvolved¦Underground¦Transformer(UG)¦Leaking
20-0131617 | Vegetation | Tree - fell into line | Conductor, Overhead | Broken, wire on ground | 2020 | Tier 3 - Extreme | Distribution Circuit | 12 | 23 | 2020-12-23 | 1197921 | Sus | N | Vegetation¦Treefellintoline¦ConductorOverhead¦Brokenwireonground
21-0004236 | Animal | Squirrel | Fuse | Failed/Faulted | 2021 | Tier 2 - Elevated | Distribution Circuit | 1 | 1 | 2021-01-01 | 1202120 | Sus | N | Animal¦Squirrel¦Fuse¦FailedFaulted
21-0010295 | Equipment Failure/Involved | Overhead | Conductor, Overhead | Broken, wire on ground | 2021 | Tier 3 - Extreme | Distribution Circuit | 1 | 19 | 2021-01-19 | 1213861 | Sus | N | EquipmentFailureInvolved¦Overhead¦ConductorOverhead¦Brokenwireonground
21-0010475 | Vegetation | Tree - fell into line | Conductor, Overhead | Normal | 2021 | Tier 3 - Extreme | Distribution Circuit | 1 | 19 | 2021-01-19 | 1215226 | Sus | N | Vegetation¦Treefellintoline¦ConductorOverhead¦Normal
21-0010869 | Equipment Failure/Involved | Overhead | Conductor, Overhead | Broken, wire on ground | 2021 | Tier 2 - Elevated | Distribution Circuit | 1 | 19 | 2021-01-19 | 1217323 | Sus | N | EquipmentFailureInvolved¦Overhead¦ConductorOverhead¦Brokenwireonground
21-0011423 | Vegetation | Tree - branch fell on line | Conductor, Overhead | Broken, wire on ground | 2021 | Tier 3 - Extreme | Distribution Circuit | 1 | 20 | 2021-01-20 | 1218334 | Sus | N | Vegetation¦Treebranchfellonline¦ConductorOverhead¦Brokenwireonground
21-0012613 | 3rd Party | Vehicle | Pole-Wood | Broken | 2021 | Tier 3 - Extreme | Distribution Circuit | 1 | 21 | 2021-01-21 | 1220282 | Sus | N | 3rdParty¦Vehicle¦PoleWood¦Broken
21-0013327 | Unknown Cause | Patrol - found nothing |  |  | 2021 | Tier 3 - Extreme | Transformer only | 1 | 23 | 2021-01-23 | 1221797 | Sus | N | UnknownCause¦Patrolfoundnothing¦¦
21-0014987 | Vegetation | Tree - fell into line | Conductor, Overhead | Broken, wire on ground | 2021 | Tier 2 - Elevated | Distribution Circuit | 1 | 26 | 2021-01-26 | 1227783 | Sus | N | Vegetation¦Treefellintoline¦ConductorOverhead¦Brokenwireonground
21-0016339 | Vegetation | Tree - branch fell on line | Conductor, Overhead | Broken, wire on ground | 2021 | Tier 2 - Elevated | Distribution Circuit | 1 | 26 | 2021-01-26 | 1227816 | Sus | N | Vegetation¦Treebranchfellonline¦ConductorOverhead¦Brokenwireonground
21-0018412 | Unknown Cause | Patrol - found nothing |  |  | 2021 | Tier 2 - Elevated | Distribution Circuit | 1 | 29 | 2021-01-29 | 1240817 | Sus | N | UnknownCause¦Patrolfoundnothing¦¦
21-0019231 | Unknown Cause | Patrol - found nothing |  |  | 2021 | Tier 2 - Elevated | Distribution Circuit | 1 | 30 | 2021-01-30 | 1242751 | Sus | N | UnknownCause¦Patrolfoundnothing¦¦
21-0021280 | Equipment Failure/Involved | Overhead | Lightning Arrestor | Broken | 2021 | Tier 2 - Elevated | Distribution Circuit | 1 | 26 | 2021-01-26 | 1246897 | Sus | N | EquipmentFailureInvolved¦Overhead¦LightningArrestor¦Broken
21-0025282 | Equipment Failure/Involved | Overhead | Transformer (OH) | Failed/Faulted | 2021 | Tier 2 - Elevated | Transformer only | 2 | 13 | 2021-02-13 | 1254221 | Sus | N | EquipmentFailureInvolved¦Overhead¦Transformer(OH)¦FailedFaulted
21-0031153 | Equipment Failure/Involved | Overhead | Crossarm, Wood | Broken | 2021 | Tier 2 - Elevated | Distribution Circuit | 3 | 2 | 2021-03-02 | 1265380 | Sus | N | EquipmentFailureInvolved¦Overhead¦CrossarmWood¦Broken
21-0032894 | Vegetation | Tree - fell into line | Conductor, Overhead | Normal | 2021 | Tier 2 - Elevated | Distribution Circuit | 3 | 5 | 2021-03-05 | 1270531 | Sus | N | Vegetation¦Treefellintoline¦ConductorOverhead¦Normal
21-0035023 | Environmental/External | Lightning | Transformer (OH) | Failed/Faulted | 2021 | Tier 2 - Elevated | Transformer only | 3 | 10 | 2021-03-10 | 1278089 | Sus | N | EnvironmentalExternal¦Lightning¦Transformer(OH)¦FailedFaulted
21-0036151 | Vegetation | Tree - branch fell on line | Conductor, Overhead | Normal | 2021 | Tier 2 - Elevated | Distribution Circuit | 3 | 13 | 2021-03-13 | 1281533 | Sus | N | Vegetation¦Treebranchfellonline¦ConductorOverhead¦Normal
21-0038544 | Vegetation | Tree - branch fell on line | Service conductor | Normal | 2021 | Tier 2 - Elevated | Distribution Circuit | 3 | 19 | 2021-03-19 | 1288747 | Sus | N | Vegetation¦Treebranchfellonline¦Serviceconductor¦Normal
21-0039053 | Equipment Failure/Involved | Underground | Conductor, Underground | Broken | 2021 | Tier 2 - Elevated | Distribution Circuit | 3 | 20 | 2021-03-20 | 1290557 | Sus | N | EquipmentFailureInvolved¦Underground¦ConductorUnderground¦Broken
21-0041891 | Unknown Cause | Patrol - found nothing |  |  | 2021 | Tier 2 - Elevated | Distribution Circuit | 3 | 28 | 2021-03-28 | 1301916 | Sus | N | UnknownCause¦Patrolfoundnothing¦¦
21-0047881 | Unknown Cause | Patrol - found nothing |  |  | 2021 | Tier 3 - Extreme | Distribution Circuit | 4 | 13 | 2021-04-13 | 1314500 | Sus | N | UnknownCause¦Patrolfoundnothing¦¦
21-0049764 | Unknown Cause | Patrol - found nothing |  |  | 2021 | Tier 3 - Extreme | Distribution Circuit | 4 | 16 | 2021-04-16 | 1319843 | Sus | N | UnknownCause¦Patrolfoundnothing¦¦
21-0050781 | Equipment Failure/Involved | Overhead | Conductor, Overhead | Broken | 2021 | Tier 2 - Elevated | Distribution Circuit | 4 | 20 | 2021-04-20 | 1324816 | Sus | N | EquipmentFailureInvolved¦Overhead¦ConductorOverhead¦Broken
21-0057150 | Unknown Cause | Patrol - found nothing |  |  | 2021 | Tier 2 - Elevated | Distribution Circuit | 5 | 5 | 2021-05-05 | 1341335 | Sus | Y | UnknownCause¦Patrolfoundnothing¦¦
21-0058122 | Equipment Failure/Involved | Overhead | Crossarm, Wood | Broken | 2021 | Tier 2 - Elevated | Transformer only | 5 | 6 | 2021-05-06 | 1342784 | Sus | Y | EquipmentFailureInvolved¦Overhead¦CrossarmWood¦Broken
21-0063302 | Equipment Failure/Involved | Overhead | Conductor, Overhead | Together | 2021 | Tier 3 - Extreme | Transformer only | 5 | 19 | 2021-05-19 | 1353078 | Sus | Y | EquipmentFailureInvolved¦Overhead¦ConductorOverhead¦Together
21-0064742 | Animal | Bird found | Conductor, Overhead | Normal | 2021 | Tier 2 - Elevated | Distribution Circuit | 5 | 22 | 2021-05-22 | 1356359 | Sus | Y | Animal¦Birdfound¦ConductorOverhead¦Normal
21-0065093 | Equipment Failure/Involved | Overhead | Transformer (OH) | Failed/Faulted | 2021 | Tier 2 - Elevated | Transformer only | 5 | 24 | 2021-05-24 | 1357301 | Sus | Y | EquipmentFailureInvolved¦Overhead¦Transformer(OH)¦FailedFaulted
21-0067932 | Animal | Bird found | Transformer | Normal | 2021 | Tier 2 - Elevated | Transformer only | 5 | 31 | 2021-05-31 | 1361982 | Sus | Y | Animal¦Birdfound¦Transformer¦Normal
21-0067987 | Equipment Failure/Involved | Overhead | Transformer (OH) | Failed/Faulted | 2021 | Tier 2 - Elevated | Transformer only | 5 | 31 | 2021-05-31 | 1362082 | Sus | Y | EquipmentFailureInvolved¦Overhead¦Transformer(OH)¦FailedFaulted
21-0068565 | Animal | Squirrel | Conductor, Overhead | Normal | 2021 | Tier 3 - Extreme | Distribution Circuit | 6 | 1 | 2021-06-01 | 1363224 | Sus | Y | Animal¦Squirrel¦ConductorOverhead¦Normal
21-0073688 | Equipment Failure/Involved | Fire, pole | Pole-Wood | Burned/flashed | 2021 | Tier 2 - Elevated | Distribution Circuit | 6 | 14 | 2021-06-14 | 1372426 | Sus | Y | EquipmentFailureInvolved¦Firepole¦PoleWood¦Burnedflashed
21-0077789 | Equipment Failure/Involved | Overhead | Crossarm, Wood | Deteriorated | 2021 | Tier 3 - Extreme | Transformer only | 6 | 23 | 2021-06-23 | 1382662 | Sus | Y | EquipmentFailureInvolved¦Overhead¦CrossarmWood¦Deteriorated
21-0082455 | Equipment Failure/Involved | Overhead | Transformer (OH) | Failed/Faulted | 2021 | Tier 2 - Elevated | Transformer only | 6 | 30 | 2021-06-30 | 1388805 | Sus | Y | EquipmentFailureInvolved¦Overhead¦Transformer(OH)¦FailedFaulted
21-0087711 | Vegetation | Tree - fell into line | Conductor, Overhead | Normal | 2021 | Tier 2 - Elevated | Distribution Circuit | 7 | 11 | 2021-07-11 | 1399424 | Sus | Y | Vegetation¦Treefellintoline¦ConductorOverhead¦Normal
21-0095355 | Equipment Failure/Involved | Overhead | Secondary | Broken | 2021 | Tier 2 - Elevated | Transformer only | 7 | 27 | 2021-07-27 | 1415720 | Sus | Y | EquipmentFailureInvolved¦Overhead¦Secondary¦Broken
21-0102236 | Equipment Failure/Involved | Overhead | Transformer (OH) | Failed/Faulted | 2021 | Tier 3 - Extreme | Distribution Circuit | 8 | 10 | 2021-08-10 | 1438631 | Sus | Y | EquipmentFailureInvolved¦Overhead¦Transformer(OH)¦FailedFaulted
21-0105484 | Equipment Failure/Involved | Overhead | Pole-Wood | Deteriorated | 2021 | Tier 2 - Elevated | Distribution Circuit | 8 | 17 | 2021-08-17 | 1444657 | Sus | Y | EquipmentFailureInvolved¦Overhead¦PoleWood¦Deteriorated
21-0121269 | Equipment Failure/Involved | Overhead | Transformer (OH) | Failed/Faulted | 2021 | Tier 2 - Elevated | Transformer only | 9 | 22 | 2021-09-22 | 1478354 | Sus | Y | EquipmentFailureInvolved¦Overhead¦Transformer(OH)¦FailedFaulted
21-0122249 | Vegetation | Tree - branch fell on line | Conductor, Overhead | Normal | 2021 | Zone 1 - HHZ | Distribution Circuit | 9 | 24 | 2021-09-24 | 1479944 | Sus | Y | Vegetation¦Treebranchfellonline¦ConductorOverhead¦Normal
21-0123527 | Unknown Cause | Patrol - found nothing |  |  | 2021 | Tier 2 - Elevated | Distribution Circuit | 9 | 28 | 2021-09-28 | 1482907 | Sus | Y | UnknownCause¦Patrolfoundnothing¦¦
21-0128276 | Unknown Cause | Patrol - found nothing |  |  | 2021 | Tier 3 - Extreme | Distribution Circuit | 10 | 9 | 2021-10-09 | 1491298 | Sus | Y | UnknownCause¦Patrolfoundnothing¦¦
21-0131511 | Equipment Failure/Involved | Overhead | Pole-Wood | Broken | 2021 | Tier 2 - Elevated | Distribution Circuit | 10 | 15 | 2021-10-15 | 1498282 | Sus | Y | EquipmentFailureInvolved¦Overhead¦PoleWood¦Broken
21-0133310 | Unknown Cause | Patrol - found nothing |  |  | 2021 | Tier 2 - Elevated | Distribution Circuit | 10 | 19 | 2021-10-19 | 1502266 | Sus | Y | UnknownCause¦Patrolfoundnothing¦¦
21-0136638 | Unknown Cause | Patrol - found nothing |  |  | 2021 | Tier 2 - Elevated | Distribution Circuit | 10 | 24 | 2021-10-24 | 1512747 | Sus | Y | UnknownCause¦Patrolfoundnothing¦¦
21-0137687 | Equipment Failure/Involved | Overhead | Conductor, Overhead | Broken, wire on ground | 2021 | Tier 3 - Extreme | Distribution Circuit | 10 | 25 | 2021-10-25 | 1519874 | Sus | Y | EquipmentFailureInvolved¦Overhead¦ConductorOverhead¦Brokenwireonground
21-0138264 | Equipment Failure/Involved | Overhead | Jumper | Broken | 2021 | Tier 2 - Elevated | Transformer only | 10 | 26 | 2021-10-26 | 1521363 | Sus | Y | EquipmentFailureInvolved¦Overhead¦Jumper¦Broken
21-0138319 | Equipment Failure/Involved | Overhead | Secondary | Broken | 2021 | Tier 3 - Extreme | Transformer only | 10 | 26 | 2021-10-26 | 1522079 | Sus | Y | EquipmentFailureInvolved¦Overhead¦Secondary¦Broken
21-0139604 | Unknown Cause | Patrol - not conducted |  |  | 2021 | Tier 2 - Elevated | Distribution Circuit | 10 | 29 | 2021-10-29 | 1524919 | Sus | Y | UnknownCause¦Patrolnotconducted¦¦
21-0141416 | Vegetation | Tree - fell into line | Conductor, Overhead | Broken, wire on ground | 2021 | Tier 3 - Extreme | Distribution Circuit | 11 | 2 | 2021-11-02 | 1532598 | Sus | Y | Vegetation¦Treefellintoline¦ConductorOverhead¦Brokenwireonground
21-0143607 | Vegetation | Tree - branch fell on line | Conductor, Overhead | Broken, wire on ground | 2021 | Tier 2 - Elevated | Distribution Circuit | 11 | 8 | 2021-11-08 | 1537790 | Sus | Y | Vegetation¦Treebranchfellonline¦ConductorOverhead¦Brokenwireonground
21-0144805 | Unknown Cause | Patrol - found nothing |  |  | 2021 | Tier 2 - Elevated | Transformer only | 11 | 11 | 2021-11-11 | 1540557 | Sus | Y | UnknownCause¦Patrolfoundnothing¦¦
21-0149142 | Unknown Cause | Patrol - found nothing |  |  | 2021 | Tier 3 - Extreme | Distribution Circuit | 11 | 20 | 2021-11-20 | 1552273 | Sus | Y | UnknownCause¦Patrolfoundnothing¦¦
21-0157172 | Unknown Cause | Patrol - not conducted |  |  | 2021 | Tier 2 - Elevated | Distribution Circuit | 12 | 13 | 2021-12-13 | 1566565 | Sus | N | UnknownCause¦Patrolnotconducted¦¦
21-0157373 | Vegetation | Tree - fell into line | Pole-Wood | Broken | 2021 | Tier 3 - Extreme | Distribution Circuit | 12 | 13 | 2021-12-13 | 1567603 | Sus | N | Vegetation¦Treefellintoline¦PoleWood¦Broken
21-0157751 | Vegetation | Tree - fell into line | Service conductor | Broken, wire on ground | 2021 | Tier 3 - Extreme | Transformer only | 12 | 13 | 2021-12-13 | 1569030 | Sus | N | Vegetation¦Treefellintoline¦Serviceconductor¦Brokenwireonground
21-0157815 | Unknown Cause | Patrol - not conducted |  |  | 2021 | Tier 3 - Extreme | Distribution Circuit | 12 | 14 | 2021-12-14 | 1569717 | Sus | N | UnknownCause¦Patrolnotconducted¦¦
21-0158664 | Vegetation | Tree - fell into line | Pole-Wood | Broken | 2021 | Tier 3 - Extreme | Distribution Circuit | 12 | 15 | 2021-12-15 | 1573604 | Sus | N | Vegetation¦Treefellintoline¦PoleWood¦Broken
21-0160798 | Vegetation | Tree - fell into line | Conductor, Overhead | Normal | 2021 | Tier 2 - Elevated | Distribution Circuit | 12 | 26 | 2021-12-26 | 1582686 | Sus | N | Vegetation¦Treefellintoline¦ConductorOverhead¦Normal
21-0161177 | Vegetation | Tree - fell into line | Conductor, Overhead | Broken, wire on ground | 2021 | Tier 3 - Extreme | Distribution Circuit | 12 | 27 | 2021-12-27 | 1584146 | Sus | N | Vegetation¦Treefellintoline¦ConductorOverhead¦Brokenwireonground
21-0161335 | Vegetation | Tree - fell into line | Pole-Wood | Broken, wire on ground | 2021 | Tier 3 - Extreme | Distribution Circuit | 12 | 25 | 2021-12-25 | 1586768 | Sus | N | Vegetation¦Treefellintoline¦PoleWood¦Brokenwireonground
22-0005954 | Vegetation | Tree - fell into line | Conductor, Overhead | Normal | 2021 | Tier 3 - Extreme | Distribution Circuit | 12 | 26 | 2021-12-26 | 1594828 | Sus | N | Vegetation¦Treefellintoline¦ConductorOverhead¦Normal
22-0006194 | Vegetation | Tree - fell into line | Conductor, Overhead | Broken, wire on ground | 2021 | Tier 3 - Extreme | Distribution Circuit | 12 | 26 | 2021-12-26 | 1595188 | Sus | N | Vegetation¦Treefellintoline¦ConductorOverhead¦Brokenwireonground
22-0007358 | Vegetation | Other ground vegetation | Secondary | Burned/flashed | 2022 | Tier 3 - Extreme | Transformer only | 1 | 7 | 2022-01-07 | 1596254 | Sus | N | Vegetation¦Othergroundvegetation¦Secondary¦Burnedflashed
22-0012256 | Equipment Failure/Involved | Overhead | Pole-Wood | Deteriorated | 2022 | Tier 2 - Elevated | Distribution Circuit | 1 | 21 | 2022-01-21 | 1606908 | Sus | N | EquipmentFailureInvolved¦Overhead¦PoleWood¦Deteriorated
22-0013223 | 3rd Party | Vehicle | Pole-Wood | Broken, wire on ground | 2022 | Tier 2 - Elevated | Distribution Circuit | 1 | 23 | 2022-01-23 | 1610047 | Sus | N | 3rdParty¦Vehicle¦PoleWood¦Brokenwireonground
22-0015679 | Equipment Failure/Involved | Electrical Overload | Connector or Splice (OH) | Deteriorated | 2022 | Tier 2 - Elevated | Transformer only | 1 | 28 | 2022-01-28 | 1614808 | Sus | N | EquipmentFailureInvolved¦ElectricalOverload¦ConnectororSplice(OH)¦Deteriorated
22-0025708 | Equipment Failure/Involved | Overhead | Connector or Splice (OH) | Burned Open | 2022 | Tier 3 - Extreme | Transformer only | 2 | 23 | 2022-02-23 | 1634660 | Sus | N | EquipmentFailureInvolved¦Overhead¦ConnectororSplice(OH)¦BurnedOpen
22-0035972 | Equipment Failure/Involved | Overhead | Cutout, fuse holder | Broken | 2022 | Tier 2 - Elevated | Distribution Circuit | 3 | 19 | 2022-03-19 | 1651529 | Sus | N | EquipmentFailureInvolved¦Overhead¦Cutoutfuseholder¦Broken
22-0042878 | Unknown Cause | Patrol - not conducted |  |  | 2022 | Tier 2 - Elevated | Distribution Circuit | 4 | 5 | 2022-04-05 | 1663345 | Sus | N | UnknownCause¦Patrolnotconducted¦¦
22-0053947 | Equipment Failure/Involved | Overhead | Pole-Wood | Broken | 2022 | Tier 2 - Elevated | Distribution Circuit | 4 | 25 | 2022-04-25 | 1680663 | Sus | N | EquipmentFailureInvolved¦Overhead¦PoleWood¦Broken
22-0054230 | Unknown Cause | Patrol - found nothing |  |  | 2022 | Tier 2 - Elevated | Distribution Circuit | 4 | 25 | 2022-04-25 | 1681151 | Sus | N | UnknownCause¦Patrolfoundnothing¦¦
22-0062211 | Vegetation | Tree - fell into line | Secondary | Broken | 2022 | Tier 2 - Elevated | Transformer only | 5 | 15 | 2022-05-15 | 1696656 | Sus | Y | Vegetation¦Treefellintoline¦Secondary¦Broken
22-0065747 | Unknown Cause | Patrol - found nothing |  |  | 2022 | Tier 2 - Elevated | Distribution Circuit | 5 | 24 | 2022-05-24 | 1709027 | Sus | Y | UnknownCause¦Patrolfoundnothing¦¦
22-0076236 | Vegetation | Tree - fell into line | Crossarm, Wood | Broken | 2022 | Tier 3 - Extreme | Distribution Circuit | 6 | 20 | 2022-06-20 | 1735990 | Sus | Y | Vegetation¦Treefellintoline¦CrossarmWood¦Broken
22-0078166 | Equipment Failure/Involved | Overhead | Transformer (OH) | Broken | 2022 | Tier 2 - Elevated | Transformer only | 6 | 24 | 2022-06-24 | 1740939 | Sus | Y | EquipmentFailureInvolved¦Overhead¦Transformer(OH)¦Broken
22-0089867 | Vegetation | Tree - fell into line | Crossarm, Steel | Broken, wire on ground | 2022 | Tier 2 - Elevated | Distribution Circuit | 7 | 26 | 2022-07-26 | 1766018 | Sus | Y | Vegetation¦Treefellintoline¦CrossarmSteel¦Brokenwireonground
22-0090651 | Equipment Failure/Involved | Overhead | Pole-Wood | Deteriorated | 2022 | Tier 3 - Extreme | Distribution Circuit | 7 | 28 | 2022-07-28 | 1767041 | Sus | Y | EquipmentFailureInvolved¦Overhead¦PoleWood¦Deteriorated
22-0095553 | Vegetation | Tree - fell into line | Conductor, Overhead | Normal | 2022 | Tier 2 - Elevated | Distribution Circuit | 8 | 9 | 2022-08-09 | 1777235 | Sus | Y | Vegetation¦Treefellintoline¦ConductorOverhead¦Normal
22-0098049 | Vegetation | Tree - fell into line | Conductor, Overhead | Normal | 2022 | Tier 2 - Elevated | Distribution Circuit | 8 | 16 | 2022-08-16 | 1782220 | Sus | Y | Vegetation¦Treefellintoline¦ConductorOverhead¦Normal
22-0101918 | Unknown Cause | Patrol - found nothing |  |  | 2022 | Tier 2 - Elevated | Distribution Circuit | 8 | 25 | 2022-08-25 | 1791212 | Sus | Y | UnknownCause¦Patrolfoundnothing¦¦
22-0102567 | Animal | Squirrel | Transformer (OH) | Failed/Faulted | 2022 | Tier 3 - Extreme | Transformer only | 8 | 26 | 2022-08-26 | 1792453 | Sus | Y | Animal¦Squirrel¦Transformer(OH)¦FailedFaulted
22-0105815 | Unknown Cause | Patrol - found nothing |  |  | 2022 | Tier 2 - Elevated | Distribution Circuit | 9 | 5 | 2022-09-05 | 1799327 | Sus | Y | UnknownCause¦Patrolfoundnothing¦¦
22-0114158 | Equipment Failure/Involved | Overhead | Fuse | Failed/Faulted | 2022 | Tier 3 - Extreme | Transformer only | 9 | 23 | 2022-09-23 | 1819772 | Sus | Y | EquipmentFailureInvolved¦Overhead¦Fuse¦FailedFaulted
22-0122657 | Vegetation | Tree - fell into line | Conductor, Overhead | Together | 2022 | Tier 3 - Extreme | Distribution Circuit | 10 | 18 | 2022-10-18 | 1840146 | Sus | Y | Vegetation¦Treefellintoline¦ConductorOverhead¦Together
22-0125163 | 3rd Party | Vehicle | Pole-Wood | Broken | 2022 | Tier 3 - Extreme | Distribution Circuit | 10 | 26 | 2022-10-26 | 1846411 | Sus | Y | 3rdParty¦Vehicle¦PoleWood¦Broken
22-0127319 | Environmental/External | Ice or snow | Conductor, Overhead | Normal | 2022 | Tier 3 - Extreme | Distribution Circuit | 11 | 3 | 2022-11-03 | 1852198 | Sus | Y | EnvironmentalExternal¦Iceorsnow¦ConductorOverhead¦Normal
22-0128780 | Vegetation | Tree - branch fell on line | Conductor, Overhead | Normal | 2022 | Tier 3 - Extreme | Distribution Circuit | 11 | 8 | 2022-11-08 | 1856679 | Sus | Y | Vegetation¦Treebranchfellonline¦ConductorOverhead¦Normal
22-0129725 | Unknown Cause | Patrol - found nothing |  |  | 2022 | Tier 2 - Elevated | Distribution Circuit | 11 | 8 | 2022-11-08 | 1858409 | Sus | Y | UnknownCause¦Patrolfoundnothing¦¦
22-0131857 | Company Initiated | Construction Activity/equip, company | Conductor, Overhead | Normal | 2022 | Tier 2 - Elevated | Distribution Circuit | 12 | 7 | 2022-12-07 | 1877891 | Sus | N | CompanyInitiated¦ConstructionActivityequipcompany¦ConductorOverhead¦Normal
22-0137658 | Equipment Failure/Involved | Overhead | Lightning Arrestor | Failed/Faulted | 2022 | Tier 2 - Elevated | Transformer only | 12 | 8 | 2022-12-08 | 1878986 | Sus | N | EquipmentFailureInvolved¦Overhead¦LightningArrestor¦FailedFaulted
22-0138731 | Vegetation | Tree - fell into line | Crossarm, Wood | Broken | 2022 | Tier 2 - Elevated | Distribution Circuit | 12 | 10 | 2022-12-10 | 1884136 | Sus | N | Vegetation¦Treefellintoline¦CrossarmWood¦Broken
22-0139002 | Vegetation | Tree - fell into line | Conductor, Overhead | Broken, wire on ground | 2022 | Tier 3 - Extreme | Distribution Circuit | 12 | 11 | 2022-12-11 | 1885286 | Sus | N | Vegetation¦Treefellintoline¦ConductorOverhead¦Brokenwireonground
22-0139147 | Equipment Failure/Involved | Overhead | Recloser | Malfunctioning | 2022 | Tier 2 - Elevated | Distribution Circuit | 12 | 12 | 2022-12-12 | 1886788 | Sus | N | EquipmentFailureInvolved¦Overhead¦Recloser¦Malfunctioning
22-0139903 | Vegetation | Tree - fell into line | Conductor, Overhead | Normal | 2022 | Tier 3 - Extreme | Distribution Circuit | 12 | 14 | 2022-12-14 | 1889252 | Sus | N | Vegetation¦Treefellintoline¦ConductorOverhead¦Normal
22-0141016 | Equipment Failure/Involved | Overhead | Lightning Arrestor | Failed/Faulted | 2022 | Tier 2 - Elevated | Distribution Circuit | 12 | 22 | 2022-12-22 | 1895978 | Sus | N | EquipmentFailureInvolved¦Overhead¦LightningArrestor¦FailedFaulted
22-0141195 | Equipment Failure/Involved | Overhead | Transformer (OH) | Failed/Faulted | 2022 | Tier 2 - Elevated | Transformer only | 12 | 24 | 2022-12-24 | 1896890 | Sus | N | EquipmentFailureInvolved¦Overhead¦Transformer(OH)¦FailedFaulted
22-0141525 | Vegetation | Tree - branch fell on line | Fuse | Burned Open | 2022 | Tier 3 - Extreme | Distribution Circuit | 12 | 27 | 2022-12-27 | 1898188 | Sus | N | Vegetation¦Treebranchfellonline¦Fuse¦BurnedOpen
22-0141623 | Vegetation | Tree - fell into line | Conductor, Overhead | Broken, wire on ground | 2022 | Tier 3 - Extreme | Distribution Circuit | 12 | 26 | 2022-12-26 |  | Sus | N | Vegetation¦Treefellintoline¦ConductorOverhead¦Brokenwireonground
22-0142322 | Equipment Failure/Involved | Overhead | Conductor, Overhead | Broken, wire on ground | 2022 | Tier 2 - Elevated | Transformer only | 12 | 30 | 2022-12-30 | 1902710 | Sus | N | EquipmentFailureInvolved¦Overhead¦ConductorOverhead¦Brokenwireonground
15-0010215 | Vegetation | Tree - fell into line | Conductor, Overhead | Broken, wire on ground | 2015 | Tier 2 - Elevated | Distribution Circuit | 2 | 6 | 2015-02-06 | 1173752 | Sus | N | Vegetation¦Treefellintoline¦ConductorOverhead¦Brokenwireonground
15-0010860 | Vegetation | Tree - fell into line | Conductor, Overhead | Broken, wire on ground | 2015 | Tier 2 - Elevated | Distribution Circuit | 2 | 6 | 2015-02-06 | 1178783 | Sus | N | Vegetation¦Treefellintoline¦ConductorOverhead¦Brokenwireonground
15-0012319 | Vegetation | Tree - fell into line | Conductor, Overhead | Broken, wire on ground | 2015 | Tier 2 - Elevated | Distribution Circuit | 2 | 9 | 2015-02-09 | 1187199 | Sus | N | Vegetation¦Treefellintoline¦ConductorOverhead¦Brokenwireonground
15-0012559 | Vegetation | Tree - fell into line | Fuse | Normal | 2015 | Tier 2 - Elevated | Distribution Circuit | 2 | 10 | 2015-02-10 | 1188042 | Sus | N | Vegetation¦Treefellintoline¦Fuse¦Normal
15-0012819 | Equipment Failure/Involved | Other | Transformer | Failed/Faulted | 2015 | Tier 2 - Elevated | Transformer only | 2 | 11 | 2015-02-11 | 1188788 | Sus | N | EquipmentFailureInvolved¦Other¦Transformer¦FailedFaulted
15-0022777 | Vegetation | Tree - branch fell on line | Conductor, Overhead | Broken, wire on ground | 2015 | Tier 2 - Elevated | Distribution Circuit | 3 | 28 | 2015-03-28 | 1209344 | Sus | N | Vegetation¦Treebranchfellonline¦ConductorOverhead¦Brokenwireonground
15-0024194 | Vegetation | Tree - fell into line | Conductor, Overhead | Broken, wire on ground | 2015 | Tier 3 - Extreme | Distribution Circuit | 4 | 4 | 2015-04-04 | 1212563 | Sus | N | Vegetation¦Treefellintoline¦ConductorOverhead¦Brokenwireonground
15-0033506 | Equipment Failure/Involved | Overhead | Transformer | Failed/Faulted | 2015 | Tier 2 - Elevated | Transformer only | 5 | 12 | 2015-05-12 | 1233112 | Sus | Y | EquipmentFailureInvolved¦Overhead¦Transformer¦FailedFaulted
15-0033762 | Unknown Cause | Patrol - found nothing |  |  | 2015 | Tier 2 - Elevated | Distribution Circuit | 5 | 13 | 2015-05-13 | 1233654 | Sus | Y | UnknownCause¦Patrolfoundnothing¦¦
15-0038996 | Environmental/External | Lightning | Transformer (OH) | Failed/Faulted | 2015 | Tier 2 - Elevated | Transformer only | 6 | 5 | 2015-06-05 | 1244585 | Sus | Y | EnvironmentalExternal¦Lightning¦Transformer(OH)¦FailedFaulted
15-0039047 | Equipment Failure/Involved | Overhead | Conductor, Overhead | Broken, wire on ground | 2015 | Tier 2 - Elevated | Distribution Circuit | 6 | 6 | 2015-06-06 | 1244750 | Sus | Y | EquipmentFailureInvolved¦Overhead¦ConductorOverhead¦Brokenwireonground
15-0039155 | Equipment Failure/Involved | Overhead | Transformer | Failed/Faulted | 2015 | Tier 2 - Elevated | Transformer only | 6 | 7 | 2015-06-07 | 1245267 | Sus | Y | EquipmentFailureInvolved¦Overhead¦Transformer¦FailedFaulted
15-0041744 | Equipment Failure/Involved | Overhead | Secondary | Deteriorated | 2015 | Tier 2 - Elevated | Transformer only | 6 | 17 | 2015-06-17 | 1252416 | Sus | Y | EquipmentFailureInvolved¦Overhead¦Secondary¦Deteriorated
15-0043702 | 3rd Party | Customer Equipment | Customer Equipment | Malfunctioning | 2015 | Tier 2 - Elevated | Transformer only | 6 | 26 | 2015-06-26 | 1257565 | Sus | Y | 3rdParty¦CustomerEquipment¦CustomerEquipment¦Malfunctioning
15-0048315 | Vegetation | Tree - fell into line | Conductor, Overhead | Broken, wire on ground | 2015 | Tier 2 - Elevated | Distribution Circuit | 7 | 18 | 2015-07-18 | 1269867 | Sus | Y | Vegetation¦Treefellintoline¦ConductorOverhead¦Brokenwireonground
15-0049672 | Unknown Cause | Patrol - found nothing |  |  | 2015 | Tier 3 - Extreme | Distribution Circuit | 7 | 21 | 2015-07-21 | 1274839 | Sus | Y | UnknownCause¦Patrolfoundnothing¦¦
15-0053530 | Animal | Bird found |  | Broken | 2015 | Tier 2 - Elevated | Transformer only | 8 | 7 | 2015-08-07 | 1284351 | Sus | Y | Animal¦Birdfound¦¦Broken
15-0060238 | Vegetation | Tree - fell into line | Conductor, Overhead | Broken, wire on ground | 2015 | Tier 2 - Elevated | Distribution Circuit | 9 | 9 | 2015-09-09 | 1302505 | Sus | Y | Vegetation¦Treefellintoline¦ConductorOverhead¦Brokenwireonground
15-0060990 | Environmental/External | Fire, Forest/Grass | Conductor, Overhead | Normal | 2015 | Tier 2 - Elevated | Distribution Circuit | 9 | 12 | 2015-09-12 | 1304533 | Sus | Y | EnvironmentalExternal¦FireForestGrass¦ConductorOverhead¦Normal
15-0063455 | Animal | Squirrel | Fuse | Failed/Faulted | 2015 | Tier 3 - Extreme | Distribution Circuit | 9 | 24 | 2015-09-24 | 1311585 | Sus | Y | Animal¦Squirrel¦Fuse¦FailedFaulted
15-0067247 | Unknown Cause | Patrol - found nothing |  |  | 2015 | Tier 3 - Extreme | Distribution Circuit | 10 | 1 | 2015-10-01 | 1314965 | Sus | Y | UnknownCause¦Patrolfoundnothing¦¦
15-0067850 | Equipment Failure/Involved | Overhead | Transformer (OH) | Deteriorated | 2015 | Tier 2 - Elevated | Transformer only | 10 | 4 | 2015-10-04 | 1316681 | Sus | Y | EquipmentFailureInvolved¦Overhead¦Transformer(OH)¦Deteriorated
15-0073779 | Equipment Failure/Involved | Overhead | Jumper | Burned Open | 2015 | Tier 2 - Elevated | Distribution Circuit | 10 | 28 | 2015-10-28 | 1330178 | Sus | Y | EquipmentFailureInvolved¦Overhead¦Jumper¦BurnedOpen
15-0074963 | Equipment Failure/Involved | Overhead | Regulator | Malfunctioning | 2015 | Tier 3 - Extreme | Distribution Circuit | 11 | 2 | 2015-11-02 | 1333384 | Sus | Y | EquipmentFailureInvolved¦Overhead¦Regulator¦Malfunctioning
15-0075752 | 3rd Party | Tree - cutting, 3rd party | Conductor, Overhead | Together | 2015 | Tier 3 - Extreme | Distribution Circuit | 11 | 5 | 2015-11-05 | 1335776 | Sus | Y | 3rdParty¦Treecutting3rdparty¦ConductorOverhead¦Together
15-0082520 | Vegetation | Tree - fell into line | Conductor, Overhead | Broken, wire on ground | 2015 | Tier 3 - Extreme | Distribution Circuit | 12 | 3 | 2015-12-03 | 1352847 | Sus | N | Vegetation¦Treefellintoline¦ConductorOverhead¦Brokenwireonground
15-0083779 | Vegetation | Tree - fell into line | Insulator | Broken | 2015 | Tier 3 - Extreme | Distribution Circuit | 12 | 10 | 2015-12-10 | 1357014 | Sus | N | Vegetation¦Treefellintoline¦Insulator¦Broken
15-0083968 | Vegetation | Tree - fell into line | Conductor, Overhead | Broken, wire on ground | 2015 | Tier 2 - Elevated | Distribution Circuit | 12 | 10 | 2015-12-10 | 1357190 | Sus | N | Vegetation¦Treefellintoline¦ConductorOverhead¦Brokenwireonground
15-0084543 | Vegetation | Tree - fell into line | Conductor, Overhead | Broken, wire on ground | 2015 | Tier 2 - Elevated | Distribution Circuit | 12 | 13 | 2015-12-13 | 1359994 | Sus | N | Vegetation¦Treefellintoline¦ConductorOverhead¦Brokenwireonground
15-0084683 | Vegetation | Tree - branch fell on line | Pole-Wood | Broken | 2015 | Tier 2 - Elevated | Distribution Circuit | 12 | 13 | 2015-12-13 | 1360732 | Sus | N | Vegetation¦Treebranchfellonline¦PoleWood¦Broken
15-0085936 | Equipment Failure/Involved | Overhead | Crossarm, Wood | Burned/flashed | 2015 | Tier 3 - Extreme | Distribution Circuit | 12 | 17 | 2015-12-17 | 1365581 | Sus | N | EquipmentFailureInvolved¦Overhead¦CrossarmWood¦Burnedflashed
15-0086023 | Unknown Cause | Patrol - not conducted |  |  | 2015 | Tier 2 - Elevated | Distribution Circuit | 12 | 17 | 2015-12-17 | 1365902 | Sus | N | UnknownCause¦Patrolnotconducted¦¦
15-0086190 | Unknown Cause | Patrol - found nothing |  |  | 2015 | Tier 2 - Elevated | Distribution Circuit | 12 | 19 | 2015-12-19 | 1366604 | Sus | N | UnknownCause¦Patrolfoundnothing¦¦
15-0087926 | Vegetation | Tree - fell into line | Conductor, Overhead | Normal | 2015 | Tier 3 - Extreme | Distribution Circuit | 12 | 31 | 2015-12-31 | 1375130 | Sus | N | Vegetation¦Treefellintoline¦ConductorOverhead¦Normal
16-0004046 | Equipment Failure/Involved | Overhead | Conductor, Overhead | Together | 2016 | Tier 3 - Extreme | Distribution Circuit | 1 | 8 | 2016-01-08 | 1380311 | Sus | N | EquipmentFailureInvolved¦Overhead¦ConductorOverhead¦Together
16-0005371 | Vegetation | Tree - branch fell on line | Conductor, Overhead | Normal | 2016 | Tier 3 - Extreme | Distribution Circuit | 1 | 14 | 2016-01-14 | 1383785 | Sus | N | Vegetation¦Treebranchfellonline¦ConductorOverhead¦Normal
16-0006136 | Vegetation | Tree - fell into line | Conductor, Overhead | Broken, wire on ground | 2016 | Tier 3 - Extreme | Distribution Circuit | 1 | 18 | 2016-01-18 | 1386567 | Sus | N | Vegetation¦Treefellintoline¦ConductorOverhead¦Brokenwireonground
16-0009922 | Vegetation | Tree - bark fell into line | Conductor, Overhead | Normal | 2016 | Tier 3 - Extreme | Distribution Circuit | 2 | 1 | 2016-02-01 | 1396672 | Sus | N | Vegetation¦Treebarkfellintoline¦ConductorOverhead¦Normal
16-0014517 | Animal | Bird found | Conductor, Overhead | Broken, wire on ground | 2016 | Tier 2 - Elevated | Distribution Circuit | 2 | 20 | 2016-02-20 | 1409880 | Sus | N | Animal¦Birdfound¦ConductorOverhead¦Brokenwireonground
16-0017281 | Vegetation | Tree - bark fell into line | Conductor, Overhead | Normal | 2016 | Tier 2 - Elevated | Distribution Circuit | 3 | 4 | 2016-03-04 | 1415906 | Sus | N | Vegetation¦Treebarkfellintoline¦ConductorOverhead¦Normal
16-0017953 | Vegetation | Tree - fell into line | Conductor, Overhead | Broken, wire on ground | 2016 | Tier 2 - Elevated | Distribution Circuit | 3 | 5 | 2016-03-05 | 1420049 | Sus | N | Vegetation¦Treefellintoline¦ConductorOverhead¦Brokenwireonground
16-0018110 | Vegetation | Tree - fell into line | Pole-Wood | Broken | 2016 | Tier 2 - Elevated | Distribution Circuit | 3 | 5 | 2016-03-05 | 1420543 | Sus | N | Vegetation¦Treefellintoline¦PoleWood¦Broken
16-0020887 | Vegetation | Tree - fell into line | Conductor, Overhead | Broken, wire on ground | 2016 | Tier 2 - Elevated | Distribution Circuit | 3 | 13 | 2016-03-13 | 1429895 | Sus | N | Vegetation¦Treefellintoline¦ConductorOverhead¦Brokenwireonground
16-0024232 | Unknown Cause | Patrol - found nothing |  |  | 2016 | Tier 2 - Elevated | Distribution Circuit | 3 | 27 | 2016-03-27 | 1439340 | Sus | N | UnknownCause¦Patrolfoundnothing¦¦
16-0025167 | Equipment Failure/Involved | Electrical Overload | Transformer | Failed/Faulted | 2016 | Tier 2 - Elevated | Transformer only | 3 | 30 | 2016-03-30 | 1441933 | Sus | N | EquipmentFailureInvolved¦ElectricalOverload¦Transformer¦FailedFaulted
16-0025431 | Vegetation | Tree - branch fell on line | Conductor, Overhead | Normal | 2016 | Tier 3 - Extreme | Distribution Circuit | 3 | 31 | 2016-03-31 | 1442483 | Sus | N | Vegetation¦Treebranchfellonline¦ConductorOverhead¦Normal
16-0025641 | Animal | Bird found | Other | Normal | 2016 | Tier 3 - Extreme | Transformer only | 4 | 1 | 2016-04-01 | 1443008 | Sus | N | Animal¦Birdfound¦Other¦Normal
16-0027399 | Equipment Failure/Involved | Overhead | Pole-Wood | Broken, wire on ground | 2016 | Tier 2 - Elevated | Distribution Circuit | 4 | 9 | 2016-04-09 | 1447405 | Sus | N | EquipmentFailureInvolved¦Overhead¦PoleWood¦Brokenwireonground
16-0028723 | Unknown Cause | Patrol - found nothing |  |  | 2016 | Tier 3 - Extreme | Distribution Circuit | 4 | 14 | 2016-04-14 | 1450900 | Sus | N | UnknownCause¦Patrolfoundnothing¦¦
16-0031524 | 3rd Party | Vehicle | Pole-Wood | Broken, wire on ground | 2016 | Tier 3 - Extreme | Distribution Circuit | 4 | 26 | 2016-04-26 | 1459092 | Sus | N | 3rdParty¦Vehicle¦PoleWood¦Brokenwireonground
16-0032038 | Unknown Cause | Patrol - found nothing |  |  | 2016 | Tier 2 - Elevated | Distribution Circuit | 4 | 27 | 2016-04-27 | 1460303 | Sus | N | UnknownCause¦Patrolfoundnothing¦¦
16-0035375 | Vegetation | Tree - fell into line | Conductor, Overhead | Broken, wire on ground | 2016 | Tier 2 - Elevated | Distribution Circuit | 5 | 11 | 2016-05-11 | 1468169 | Sus | Y | Vegetation¦Treefellintoline¦ConductorOverhead¦Brokenwireonground
16-0036103 | Vegetation | Tree - fell into line | Conductor, Overhead | Broken, wire on ground | 2016 | Tier 3 - Extreme | Distribution Circuit | 5 | 15 | 2016-05-15 | 1469932 | Sus | Y | Vegetation¦Treefellintoline¦ConductorOverhead¦Brokenwireonground
16-0040490 | Vegetation | Tree - fell into line | Conductor, Overhead | Normal | 2016 | Tier 3 - Extreme | Distribution Circuit | 6 | 2 | 2016-06-02 | 1481378 | Sus | Y | Vegetation¦Treefellintoline¦ConductorOverhead¦Normal
16-0042365 | Unknown Cause | Patrol - found nothing |  |  | 2016 | Tier 3 - Extreme | Distribution Circuit | 6 | 10 | 2016-06-10 | 1486398 | Sus | Y | UnknownCause¦Patrolfoundnothing¦¦
16-0044156 | Unknown Cause | Patrol - not conducted |  |  | 2016 | Tier 3 - Extreme | Transformer only | 6 | 17 | 2016-06-17 | 1491564 | Sus | Y | UnknownCause¦Patrolnotconducted¦¦
16-0047888 | Environmental/External | Fire, Forest/Grass | Secondary | Burned Open | 2016 | Tier 2 - Elevated | Distribution Circuit | 7 | 5 | 2016-07-05 | 1501224 | Sus | Y | EnvironmentalExternal¦FireForestGrass¦Secondary¦BurnedOpen
16-0049581 | Animal | Bird found | Connector or Splice (OH) | Normal | 2016 | Tier 2 - Elevated | Distribution Circuit | 7 | 13 | 2016-07-13 | 1509367 | Sus | Y | Animal¦Birdfound¦ConnectororSplice(OH)¦Normal
16-0056398 | Equipment Failure/Involved | Overhead | Cutout, fuse holder | Broken | 2016 | Tier 2 - Elevated | Transformer only | 8 | 10 | 2016-08-10 | 1524528 | Sus | Y | EquipmentFailureInvolved¦Overhead¦Cutoutfuseholder¦Broken
16-0056681 | Unknown Cause | Patrol - found nothing |  |  | 2016 | Tier 3 - Extreme | Distribution Circuit | 8 | 11 | 2016-08-11 | 1524844 | Sus | Y | UnknownCause¦Patrolfoundnothing¦¦
16-0057205 | Unknown Cause | Patrol - found nothing |  |  | 2016 | Tier 2 - Elevated | Distribution Circuit | 8 | 14 | 2016-08-14 | 1526264 | Sus | Y | UnknownCause¦Patrolfoundnothing¦¦
16-0058260 | Animal | Squirrel |  | Failed/Faulted | 2016 | Tier 2 - Elevated | Transformer only | 8 | 18 | 2016-08-18 | 1528360 | Sus | Y | Animal¦Squirrel¦¦FailedFaulted
16-0063727 | Vegetation | Tree - fell into line | Conductor, Overhead | Broken, wire on ground | 2016 | Tier 2 - Elevated | Distribution Circuit | 9 | 10 | 2016-09-10 | 1539406 | Sus | Y | Vegetation¦Treefellintoline¦ConductorOverhead¦Brokenwireonground
16-0068228 | Equipment Failure/Involved | Overhead | Transformer (OH) | Failed/Faulted | 2016 | Tier 2 - Elevated | Distribution Circuit | 9 | 28 | 2016-09-28 | 1549465 | Sus | Y | EquipmentFailureInvolved¦Overhead¦Transformer(OH)¦FailedFaulted
16-0078248 | Unknown Cause | Patrol - found nothing |  |  | 2016 | Tier 3 - Extreme | Transformer only | 11 | 6 | 2016-11-06 | 1577150 | Sus | Y | UnknownCause¦Patrolfoundnothing¦¦
16-0081050 | 3rd Party | Vehicle | Other | Broken | 2016 | Tier 3 - Extreme | Distribution Circuit | 11 | 19 | 2016-11-19 | 1584571 | Sus | Y | 3rdParty¦Vehicle¦Other¦Broken
16-0086225 | Vegetation | Tree - fell into line | Conductor, Overhead | Broken, wire on ground | 2016 | Tier 3 - Extreme | Distribution Circuit | 12 | 18 | 2016-12-18 | 1605961 | Sus | N | Vegetation¦Treefellintoline¦ConductorOverhead¦Brokenwireonground
16-0086800 | Equipment Failure/Involved | Overhead | Transformer | Failed/Faulted | 2016 | Tier 2 - Elevated | Transformer only | 12 | 23 | 2016-12-23 | 1609730 | Sus | N | EquipmentFailureInvolved¦Overhead¦Transformer¦FailedFaulted
16-0087339 | Unknown Cause | Patrol - found nothing |  |  | 2016 | Tier 2 - Elevated | Distribution Circuit | 12 | 29 | 2016-12-29 | 1612987 | Sus | N | UnknownCause¦Patrolfoundnothing¦¦
17-0003622 | Vegetation | Tree - bark fell into line | Conductor, Overhead | Normal | 2017 | Tier 2 - Elevated | Distribution Circuit | 1 | 4 | 2017-01-04 | 1618405 | Sus | N | Vegetation¦Treebarkfellintoline¦ConductorOverhead¦Normal
17-0004628 | Equipment Failure/Involved | Overhead | Transformer | Broken | 2017 | Tier 2 - Elevated | Transformer only | 1 | 7 | 2017-01-07 | 1621032 | Sus | N | EquipmentFailureInvolved¦Overhead¦Transformer¦Broken
17-0004703 | Equipment Failure/Involved | Overhead | Insulator | Broken, wire on object | 2017 | Tier 2 - Elevated | Distribution Circuit | 1 | 7 | 2017-01-07 | 1621501 | Sus | N | EquipmentFailureInvolved¦Overhead¦Insulator¦Brokenwireonobject
17-0004785 | Unknown Cause | Patrol - found nothing |  |  | 2017 | Tier 2 - Elevated | Distribution Circuit | 1 | 7 | 2017-01-07 | 1622047 | Sus | N | UnknownCause¦Patrolfoundnothing¦¦
17-0005670 | Unknown Cause | Patrol - found nothing |  |  | 2017 | Tier 3 - Extreme | Distribution Circuit | 1 | 8 | 2017-01-08 | 1627221 | Sus | N | UnknownCause¦Patrolfoundnothing¦¦
17-0005788 | Vegetation | Tree - fell into line | Conductor, Overhead | Normal | 2017 | Tier 2 - Elevated | Distribution Circuit | 1 | 8 | 2017-01-08 | 1629809 | Sus | N | Vegetation¦Treefellintoline¦ConductorOverhead¦Normal
17-0005852 | Vegetation | Tree - fell into line | Conductor, Overhead | Broken, wire on ground | 2017 | Tier 3 - Extreme | Distribution Circuit | 1 | 8 | 2017-01-08 | 1629928 | Sus | N | Vegetation¦Treefellintoline¦ConductorOverhead¦Brokenwireonground
17-0007876 | Vegetation | Tree - branch fell on line | Conductor, Overhead | Broken, wire on ground | 2017 | Tier 3 - Extreme | Distribution Circuit | 1 | 11 | 2017-01-11 | 1639760 | Sus | N | Vegetation¦Treebranchfellonline¦ConductorOverhead¦Brokenwireonground
17-0009722 | Vegetation | Tree - fell into line | Pole-Wood | Broken, wire on ground | 2017 | Tier 2 - Elevated | Distribution Circuit | 1 | 18 | 2017-01-18 | 1645681 | Sus | N | Vegetation¦Treefellintoline¦PoleWood¦Brokenwireonground
17-0011990 | Environmental/External | Flood/Erosion | Conductor, Overhead | Arcing | 2017 | Tier 2 - Elevated | Distribution Circuit | 1 | 21 | 2017-01-21 | 1656436 | Sus | N | EnvironmentalExternal¦FloodErosion¦ConductorOverhead¦Arcing
17-0012105 | Vegetation | Tree - fell into line | Conductor, Overhead | Broken, wire on ground | 2017 | Tier 3 - Extreme | Distribution Circuit | 1 | 21 | 2017-01-21 | 1656960 | Sus | N | Vegetation¦Treefellintoline¦ConductorOverhead¦Brokenwireonground
17-0012530 | Vegetation | Tree - branch fell on line | Conductor, Overhead | Broken, wire on ground | 2017 | Tier 2 - Elevated | Distribution Circuit | 1 | 21 | 2017-01-21 | 1657406 | Sus | N | Vegetation¦Treebranchfellonline¦ConductorOverhead¦Brokenwireonground
17-0012894 | Environmental/External | Flood/Erosion | Conductor, Overhead | Broken, wire on ground | 2017 | Tier 3 - Extreme | Distribution Circuit | 1 | 22 | 2017-01-22 | 1659460 | Sus | N | EnvironmentalExternal¦FloodErosion¦ConductorOverhead¦Brokenwireonground
17-0013716 | Vegetation | Tree - branch fell on line | Conductor, Overhead | Normal | 2017 | Tier 3 - Extreme | Distribution Circuit | 1 | 23 | 2017-01-23 | 1662732 | Sus | N | Vegetation¦Treebranchfellonline¦ConductorOverhead¦Normal
17-0014818 | Vegetation | Tree - fell into line | Transformer (OH) | Broken | 2017 | Tier 3 - Extreme | Distribution Circuit | 1 | 24 | 2017-01-24 | 1666454 | Sus | N | Vegetation¦Treefellintoline¦Transformer(OH)¦Broken
17-0019540 | Equipment Failure/Involved | Overhead | Transformer | Failed/Faulted | 2017 | Tier 2 - Elevated | Transformer only | 2 | 9 | 2017-02-09 | 1683728 | Sus | N | EquipmentFailureInvolved¦Overhead¦Transformer¦FailedFaulted
17-0019699 | Vegetation | Tree - branch fell on line | Conductor, Overhead | Normal | 2017 | Tier 2 - Elevated | Distribution Circuit | 2 | 9 | 2017-02-09 | 1684179 | Sus | N | Vegetation¦Treebranchfellonline¦ConductorOverhead¦Normal
17-0020344 | 3rd Party | Vehicle | Pole-Wood | Broken | 2017 | Tier 2 - Elevated | Distribution Circuit | 2 | 11 | 2017-02-11 | 1685924 | Sus | N | 3rdParty¦Vehicle¦PoleWood¦Broken
17-0021503 | Vegetation | Tree - fell into line | Conductor, Overhead | Normal | 2017 | Tier 3 - Extreme | Distribution Circuit | 2 | 16 | 2017-02-16 | 1690020 | Sus | N | Vegetation¦Treefellintoline¦ConductorOverhead¦Normal
17-0022402 | Equipment Failure/Involved | Overhead | Conductor, Overhead | Together | 2017 | Tier 2 - Elevated | Distribution Circuit | 2 | 17 | 2017-02-17 | 1695545 | Sus | N | EquipmentFailureInvolved¦Overhead¦ConductorOverhead¦Together
17-0023111 | Vegetation | Tree - fell into line | Pole-Wood | Broken, wire on ground | 2017 | Tier 2 - Elevated | Distribution Circuit | 2 | 18 | 2017-02-18 | 1699925 | Sus | N | Vegetation¦Treefellintoline¦PoleWood¦Brokenwireonground
17-0023292 | Unknown Cause | Patrol - found nothing |  |  | 2017 | Tier 3 - Extreme | Distribution Circuit | 2 | 17 | 2017-02-17 | 1697322 | Sus | N | UnknownCause¦Patrolfoundnothing¦¦
17-0024568 | Unknown Cause | Patrol - found nothing |  |  | 2017 | Tier 3 - Extreme | Distribution Circuit | 2 | 20 | 2017-02-20 | 1706096 | Sus | N | UnknownCause¦Patrolfoundnothing¦¦
17-0024960 | Vegetation | Tree - fell into line | Conductor, Overhead | Broken, wire on ground | 2017 | Tier 3 - Extreme | Distribution Circuit | 2 | 21 | 2017-02-21 | 1707324 | Sus | N | Vegetation¦Treefellintoline¦ConductorOverhead¦Brokenwireonground
17-0025130 | Vegetation | Tree - branch fell on line | Conductor, Overhead | Normal | 2017 | Tier 3 - Extreme | Distribution Circuit | 2 | 21 | 2017-02-21 | 1707956 | Sus | N | Vegetation¦Treebranchfellonline¦ConductorOverhead¦Normal
17-0025272 | Vegetation | Tree - fell into line | Conductor, Overhead | Together | 2017 | Tier 3 - Extreme | Distribution Circuit | 2 | 20 | 2017-02-20 | 1705506 | Sus | N | Vegetation¦Treefellintoline¦ConductorOverhead¦Together
17-0028816 | Vegetation | Tree - branch fell on line | Conductor, Overhead | Normal | 2017 | Tier 2 - Elevated | Distribution Circuit | 3 | 6 | 2017-03-06 | 1720613 | Sus | N | Vegetation¦Treebranchfellonline¦ConductorOverhead¦Normal
17-0038902 | Equipment Failure/Involved | Overhead | Pole-Wood | Broken | 2017 | Tier 2 - Elevated | Distribution Circuit | 4 | 10 | 2017-04-10 | 1754511 | Sus | N | EquipmentFailureInvolved¦Overhead¦PoleWood¦Broken
17-0039079 | Equipment Failure/Involved | Overhead | Transformer | Failed/Faulted | 2017 | Tier 3 - Extreme | Transformer only | 4 | 11 | 2017-04-11 | 1754836 | Sus | N | EquipmentFailureInvolved¦Overhead¦Transformer¦FailedFaulted
17-0045792 | Vegetation | Tree - fell into line | Conductor, Overhead | Broken, wire on ground | 2017 | Tier 2 - Elevated | Distribution Circuit | 5 | 6 | 2017-05-06 | 1776204 | Sus | Y | Vegetation¦Treefellintoline¦ConductorOverhead¦Brokenwireonground
17-0046105 | Equipment Failure/Involved | Overhead | Insulator | Broken | 2017 | Tier 2 - Elevated | Distribution Circuit | 5 | 8 | 2017-05-08 | 1777413 | Sus | Y | EquipmentFailureInvolved¦Overhead¦Insulator¦Broken
17-0047772 | Equipment Failure/Involved | Overhead | Pothead(Riser Termination) | Failed/Faulted | 2017 | Tier 2 - Elevated | Distribution Circuit | 5 | 14 | 2017-05-14 | 1781655 | Sus | Y | EquipmentFailureInvolved¦Overhead¦Pothead(RiserTermination)¦FailedFaulted
17-0048332 | Equipment Failure/Involved | Overhead | Transformer | Failed/Faulted | 2017 | Tier 3 - Extreme | Transformer only | 5 | 16 | 2017-05-16 | 1783276 | Sus | Y | EquipmentFailureInvolved¦Overhead¦Transformer¦FailedFaulted
17-0049804 | Equipment Failure/Involved | Overhead | Transformer | Failed/Faulted | 2017 | Tier 2 - Elevated | Transformer only | 5 | 22 | 2017-05-22 | 1788295 | Sus | Y | EquipmentFailureInvolved¦Overhead¦Transformer¦FailedFaulted
17-0050031 | Equipment Failure/Involved | Overhead | Insulator | Broken | 2017 | Tier 3 - Extreme | Distribution Circuit | 5 | 23 | 2017-05-23 | 1788933 | Sus | Y | EquipmentFailureInvolved¦Overhead¦Insulator¦Broken
17-0051142 | Equipment Failure/Involved | Overhead | Jumper | Broken | 2017 | Tier 2 - Elevated | Transformer only | 5 | 26 | 2017-05-26 | 1791641 | Sus | Y | EquipmentFailureInvolved¦Overhead¦Jumper¦Broken
17-0053614 | Equipment Failure/Involved | Overhead | Crossarm, Wood | Broken | 2017 | Tier 3 - Extreme | Distribution Circuit | 6 | 8 | 2017-06-08 | 1799475 | Sus | Y | EquipmentFailureInvolved¦Overhead¦CrossarmWood¦Broken
17-0059015 | Animal | Squirrel | Fuse | Normal | 2017 | Tier 3 - Extreme | Distribution Circuit | 6 | 27 | 2017-06-27 | 1819394 | Sus | Y | Animal¦Squirrel¦Fuse¦Normal
17-0065489 | Animal | Other | Transformer (UG) | Burned/flashed | 2017 | Tier 3 - Extreme | Distribution Circuit | 7 | 25 | 2017-07-25 | 1839926 | Sus | Y | Animal¦Other¦Transformer(UG)¦Burnedflashed
17-0065793 | Unknown Cause | Patrol - found nothing |  |  | 2017 | Tier 2 - Elevated | Distribution Circuit | 7 | 27 | 2017-07-27 | 1840590 | Sus | Y | UnknownCause¦Patrolfoundnothing¦¦
17-0067153 | Unknown Cause | Patrol - found nothing |  |  | 2017 | Tier 2 - Elevated | Distribution Circuit | 8 | 1 | 2017-08-01 | 1844092 | Sus | Y | UnknownCause¦Patrolfoundnothing¦¦
17-0076159 | Animal | Bird found | Fuse | Failed/Faulted | 2017 | Tier 2 - Elevated | Distribution Circuit | 9 | 5 | 2017-09-05 | 1871038 | Sus | Y | Animal¦Birdfound¦Fuse¦FailedFaulted
17-0077702 | Environmental/External | Lightning | Transformer | Failed/Faulted | 2017 | Tier 2 - Elevated | Transformer only | 9 | 11 | 2017-09-11 | 1875181 | Sus | Y | EnvironmentalExternal¦Lightning¦Transformer¦FailedFaulted
17-0078470 | Equipment Failure/Involved | Overhead | Insulator | Broken | 2017 | Tier 3 - Extreme | Distribution Circuit | 9 | 13 | 2017-09-13 | 1877966 | Sus | Y | EquipmentFailureInvolved¦Overhead¦Insulator¦Broken
17-0081191 | Unknown Cause | Patrol - found nothing |  |  | 2017 | Tier 2 - Elevated | Distribution Circuit | 9 | 23 | 2017-09-23 | 1884537 | Sus | Y | UnknownCause¦Patrolfoundnothing¦¦
17-0085347 | Equipment Failure/Involved | Overhead | Fuse | Failed/Faulted | 2017 | Tier 2 - Elevated | Distribution Circuit | 10 | 9 | 2017-10-09 | 1894917 | Sus | Y | EquipmentFailureInvolved¦Overhead¦Fuse¦FailedFaulted
17-0085834 | Unknown Cause | Patrol - not conducted |  |  | 2017 | Tier 3 - Extreme | Distribution Circuit | 10 | 8 | 2017-10-08 | 1894037 | Sus | Y | UnknownCause¦Patrolnotconducted¦¦
17-0087214 | Environmental/External | Fire, Forest/Grass | Conductor, Overhead | Burned/flashed | 2017 | Tier 2 - Elevated | Distribution Circuit | 10 | 8 | 2017-10-08 | 1900373 | Sus | Y | EnvironmentalExternal¦FireForestGrass¦ConductorOverhead¦Burnedflashed
17-0087355 | Environmental/External | Fire, Forest/Grass | Customer Equipment | Broken | 2017 | Tier 2 - Elevated | Transformer only | 10 | 14 | 2017-10-14 | 1900754 | Sus | Y | EnvironmentalExternal¦FireForestGrass¦CustomerEquipment¦Broken
17-0087476 | Unknown Cause | Patrol - found nothing |  |  | 2017 | Tier 2 - Elevated | Distribution Circuit | 10 | 15 | 2017-10-15 | 1901132 | Sus | Y | UnknownCause¦Patrolfoundnothing¦¦
17-0087477 | Environmental/External | Fire, Forest/Grass | Conductor, Overhead | Normal | 2017 | Tier 3 - Extreme | Distribution Circuit | 10 | 9 | 2017-10-09 | 1901230 | Sus | Y | EnvironmentalExternal¦FireForestGrass¦ConductorOverhead¦Normal
17-0087754 | Equipment Failure/Involved | Overhead | Secondary | Broken, wire on ground | 2017 | Tier 2 - Elevated | Distribution Circuit | 10 | 16 | 2017-10-16 | 1902005 | Sus | Y | EquipmentFailureInvolved¦Overhead¦Secondary¦Brokenwireonground
17-0092028 | Vegetation | Tree - fell into line | Conductor, Overhead | Together | 2017 | Tier 2 - Elevated | Distribution Circuit | 11 | 2 | 2017-11-02 | 1914307 | Sus | Y | Vegetation¦Treefellintoline¦ConductorOverhead¦Together
17-0092535 | Equipment Failure/Involved | Overhead | Pole-Wood | Broken, wire on ground | 2017 | Tier 2 - Elevated | Distribution Circuit | 11 | 3 | 2017-11-03 | 1915405 | Sus | Y | EquipmentFailureInvolved¦Overhead¦PoleWood¦Brokenwireonground
17-0094706 | Unknown Cause | Patrol - found nothing |  |  | 2017 | Tier 3 - Extreme | Distribution Circuit | 11 | 13 | 2017-11-13 | 1921464 | Sus | Y | UnknownCause¦Patrolfoundnothing¦¦
17-0095347 | Vegetation | Tree - fell into line | Pole-Wood | Broken, wire on ground | 2017 | Tier 3 - Extreme | Distribution Circuit | 11 | 15 | 2017-11-15 | 1923308 | Sus | Y | Vegetation¦Treefellintoline¦PoleWood¦Brokenwireonground
17-0096607 | 3rd Party | Tree - cutting, 3rd party | Conductor, Overhead | Broken, wire on ground | 2017 | Tier 3 - Extreme | Distribution Circuit | 11 | 20 | 2017-11-20 | 1926769 | Sus | Y | 3rdParty¦Treecutting3rdparty¦ConductorOverhead¦Brokenwireonground
17-0097191 | Equipment Failure/Involved | Overhead | Regulator | Malfunctioning | 2017 | Tier 3 - Extreme | Distribution Circuit | 11 | 22 | 2017-11-22 | 1928152 | Sus | Y | EquipmentFailureInvolved¦Overhead¦Regulator¦Malfunctioning
17-0097566 | Unknown Cause | Patrol - found nothing |  |  | 2017 | Tier 2 - Elevated | Distribution Circuit | 11 | 26 | 2017-11-26 | 1929146 | Sus | Y | UnknownCause¦Patrolfoundnothing¦¦
17-0101269 | Equipment Failure/Involved | Overhead | Crossarm, Wood | Broken | 2017 | Tier 2 - Elevated | Distribution Circuit | 12 | 12 | 2017-12-12 | 1941123 | Sus | N | EquipmentFailureInvolved¦Overhead¦CrossarmWood¦Broken
18-0002833 | Equipment Failure/Involved | Overhead | Pole-Wood | Broken | 2018 | Tier 2 - Elevated | Distribution Circuit | 1 | 1 | 2018-01-01 | 106 | Sus | N | EquipmentFailureInvolved¦Overhead¦PoleWood¦Broken
18-0004865 | Equipment Failure/Involved | Overhead | Pole-Wood | Broken | 2018 | Tier 2 - Elevated | Transmission line | 1 | 9 | 2018-01-09 | 5466 | Sus | N | EquipmentFailureInvolved¦Overhead¦PoleWood¦Broken
18-0006680 | Vegetation | Tree - cutting, PG&E contractor | Secondary | Normal | 2018 | Tier 2 - Elevated | Transformer only | 1 | 17 | 2018-01-17 | 9548 | Sus | N | Vegetation¦TreecuttingPG&Econtractor¦Secondary¦Normal
18-0016829 | Unknown Cause | Patrol - found nothing |  |  | 2018 | Tier 2 - Elevated | Distribution Circuit | 2 | 23 | 2018-02-23 | 30357 | Sus | N | UnknownCause¦Patrolfoundnothing¦¦
18-0018767 | Vegetation | Tree - branch fell on line | Conductor, Overhead | Together | 2018 | Tier 3 - Extreme | Distribution Circuit | 3 | 1 | 2018-03-01 | 35374 | Sus | N | Vegetation¦Treebranchfellonline¦ConductorOverhead¦Together
18-0020021 | Equipment Failure/Involved | Overhead | Transformer | Failed/Faulted | 2018 | Tier 3 - Extreme | Transformer only | 3 | 5 | 2018-03-05 | 38644 | Sus | N | EquipmentFailureInvolved¦Overhead¦Transformer¦FailedFaulted
18-0025680 | Vegetation | Tree - fell into line | Conductor, Overhead | Broken, wire on ground | 2018 | Tier 3 - Extreme | Distribution Circuit | 3 | 22 | 2018-03-22 | 50980 | Sus | N | Vegetation¦Treefellintoline¦ConductorOverhead¦Brokenwireonground
18-0025850 | Equipment Failure/Involved | Overhead | Transformer | Failed/Faulted | 2018 | Tier 2 - Elevated | Transformer only | 3 | 22 | 2018-03-22 | 51410 | Sus | N | EquipmentFailureInvolved¦Overhead¦Transformer¦FailedFaulted
18-0027979 | Equipment Failure/Involved | Overhead | Transformer | Failed/Faulted | 2018 | Tier 2 - Elevated | Transformer only | 3 | 30 | 2018-03-30 | 56462 | Sus | N | EquipmentFailureInvolved¦Overhead¦Transformer¦FailedFaulted
18-0028359 | Unknown Cause | Patrol - not conducted |  |  | 2018 | Tier 2 - Elevated | Distribution Circuit | 4 | 2 | 2018-04-02 | 57666 | Sus | N | UnknownCause¦Patrolnotconducted¦¦
18-0035220 | Equipment Failure/Involved | Overhead | Crossarm, Wood | Broken | 2018 | Tier 3 - Extreme | Distribution Circuit | 4 | 25 | 2018-04-25 | 73345 | Sus | N | EquipmentFailureInvolved¦Overhead¦CrossarmWood¦Broken
18-0038685 | Unknown Cause | Patrol - found nothing |  |  | 2018 | Tier 2 - Elevated | Distribution Circuit | 5 | 7 | 2018-05-07 | 80483 | Sus | Y | UnknownCause¦Patrolfoundnothing¦¦
18-0039981 | Vegetation | Tree - branch fell on line | Conductor, Overhead | Broken, wire on ground | 2018 | Tier 3 - Extreme | Distribution Circuit | 5 | 10 | 2018-05-10 | 83337 | Sus | Y | Vegetation¦Treebranchfellonline¦ConductorOverhead¦Brokenwireonground
18-0041324 | Unknown Cause | Patrol - found nothing |  |  | 2018 | Tier 2 - Elevated | Transmission line | 5 | 15 | 2018-05-15 | 86747 | Sus | Y | UnknownCause¦Patrolfoundnothing¦¦
18-0045482 | Equipment Failure/Involved | Overhead | Transformer | Failed/Faulted | 2018 | Tier 2 - Elevated | Transformer only | 5 | 29 | 2018-05-29 | 96553 | Sus | Y | EquipmentFailureInvolved¦Overhead¦Transformer¦FailedFaulted
18-0046212 | Animal | Other | Transformer (UG) | Normal | 2018 | Tier 2 - Elevated | Distribution Circuit | 5 | 31 | 2018-05-31 | 98235 | Sus | Y | Animal¦Other¦Transformer(UG)¦Normal
18-0051547 | Equipment Failure/Involved | Overhead | Transformer (OH) | Failed/Faulted | 2018 | Tier 3 - Extreme | Distribution Circuit | 6 | 15 | 2018-06-15 | 110450 | Sus | Y | EquipmentFailureInvolved¦Overhead¦Transformer(OH)¦FailedFaulted
18-0054413 | Animal | Squirrel | Conductor, Overhead | Normal | 2018 | Tier 2 - Elevated | Distribution Circuit | 6 | 25 | 2018-06-25 | 117899 | Sus | Y | Animal¦Squirrel¦ConductorOverhead¦Normal
18-0056126 | 3rd Party | Aircraft | Conductor, Overhead | Broken, wire on ground | 2018 | Tier 2 - Elevated | Distribution Circuit | 7 | 1 | 2018-07-01 | 122613 | Sus | Y | 3rdParty¦Aircraft¦ConductorOverhead¦Brokenwireonground
18-0063287 | Vegetation | Tree - branch fell on line | Conductor, Overhead | Broken, wire on ground | 2018 | Tier 2 - Elevated | Distribution Circuit | 7 | 24 | 2018-07-24 | 139420 | Sus | Y | Vegetation¦Treebranchfellonline¦ConductorOverhead¦Brokenwireonground
18-0064089 | Equipment Failure/Involved | Overhead | Crossarm, Wood | Broken | 2018 | Tier 2 - Elevated | Transformer only | 7 | 26 | 2018-07-26 | 141052 | Sus | Y | EquipmentFailureInvolved¦Overhead¦CrossarmWood¦Broken
18-0064853 | Company Initiated | Personnel, company | Switch | Normal | 2018 | Tier 2 - Elevated | Substation - Transmission | 7 | 30 | 2018-07-30 | 144687 | Sus | Y | CompanyInitiated¦Personnelcompany¦Switch¦Normal
18-0066591 | Environmental/External | Fire, Forest/Grass | Pole-Wood | Burned/flashed | 2018 | Tier 2 - Elevated | Distribution Circuit | 7 | 28 | 2018-07-28 | 148510 | Sus | Y | EnvironmentalExternal¦FireForestGrass¦PoleWood¦Burnedflashed
18-0069466 | Equipment Failure/Involved | Overhead | Conductor, Overhead | Together | 2018 | Tier 2 - Elevated | Distribution Circuit | 8 | 13 | 2018-08-13 | 154787 | Sus | Y | EquipmentFailureInvolved¦Overhead¦ConductorOverhead¦Together
18-0072437 | Vegetation | Tree - branch fell on line | Conductor, Overhead | Normal | 2018 | Tier 2 - Elevated | Distribution Circuit | 8 | 22 | 2018-08-22 | 160235 | Sus | Y | Vegetation¦Treebranchfellonline¦ConductorOverhead¦Normal
18-0076468 | Animal | Other | Conductor, Overhead | Normal | 2018 | Tier 2 - Elevated | Distribution Circuit | 9 | 5 | 2018-09-05 | 168246 | Sus | Y | Animal¦Other¦ConductorOverhead¦Normal
18-0096212 | Unknown Cause | Patrol - found nothing |  |  | 2018 | Tier 2 - Elevated | Distribution Circuit | 11 | 1 | 2018-11-01 | 206735 | Sus | Y | UnknownCause¦Patrolfoundnothing¦¦
18-0096632 | Unknown Cause | Patrol - not conducted |  |  | 2018 | Tier 2 - Elevated | Distribution Circuit | 11 | 2 | 2018-11-02 | 207612 | Sus | Y | UnknownCause¦Patrolnotconducted¦¦
18-0100113 | Environmental/External | Fire, Forest/Grass | Pole-Wood | Burned/flashed | 2018 | Tier 2 - Elevated | Distribution Circuit | 11 | 8 | 2018-11-08 | 216169 | Sus | Y | EnvironmentalExternal¦FireForestGrass¦PoleWood¦Burnedflashed
18-0100867 | Environmental/External | Fire, Forest/Grass | Pole-Wood | Burned/flashed | 2018 | Tier 3 - Extreme | Distribution Circuit | 11 | 8 | 2018-11-08 | 217924 | Sus | Y | EnvironmentalExternal¦FireForestGrass¦PoleWood¦Burnedflashed
18-0101044 | Environmental/External | Fire, Forest/Grass | Pole-Wood | Burned/flashed | 2018 | Tier 3 - Extreme | Distribution Circuit | 11 | 8 | 2018-11-08 | 218284 | Sus | Y | EnvironmentalExternal¦FireForestGrass¦PoleWood¦Burnedflashed
18-0108372 | Vegetation | Tree - branch fell on line | Conductor, Overhead | Normal | 2018 | Tier 3 - Extreme | Distribution Circuit | 12 | 10 | 2018-12-10 | 237500 | Sus | N | Vegetation¦Treebranchfellonline¦ConductorOverhead¦Normal
18-0110609 | Unknown Cause | Patrol - found nothing |  |  | 2018 | Tier 3 - Extreme | Distribution Circuit | 12 | 25 | 2018-12-25 | 246953 | Sus | N | UnknownCause¦Patrolfoundnothing¦¦
18-0110958 | Vegetation | Tree - branch fell on line | Fuse | Failed/Faulted | 2018 | Tier 3 - Extreme | Distribution Circuit | 12 | 28 | 2018-12-28 | 248577 | Sus | N | Vegetation¦Treebranchfellonline¦Fuse¦FailedFaulted
19-0003436 | Vegetation | Tree - branch fell on line | Conductor, Overhead | Normal | 2019 | Tier 3 - Extreme | Distribution Circuit | 1 | 1 | 2019-01-01 | 251454 | Sus | N | Vegetation¦Treebranchfellonline¦ConductorOverhead¦Normal
19-0005046 | Unknown Cause | Patrol - found nothing |  |  | 2019 | Tier 3 - Extreme | Distribution Circuit | 1 | 6 | 2019-01-06 | 255026 | Sus | N | UnknownCause¦Patrolfoundnothing¦¦
19-0005125 | Vegetation | Tree - branch fell on line | Fuse | Failed/Faulted | 2019 | Tier 3 - Extreme | Distribution Circuit | 1 | 6 | 2019-01-06 | 255491 | Sus | N | Vegetation¦Treebranchfellonline¦Fuse¦FailedFaulted
19-0005634 | Animal | Bird found | Conductor, Overhead | Broken, wire on ground | 2019 | Tier 2 - Elevated | Distribution Circuit | 1 | 7 | 2019-01-07 | 258676 | Sus | N | Animal¦Birdfound¦ConductorOverhead¦Brokenwireonground
19-0009272 | Vegetation | Tree - fell into line | Conductor, Overhead | Broken | 2019 | Tier 3 - Extreme | Distribution Circuit | 1 | 15 | 2019-01-15 | 266068 | Sus | N | Vegetation¦Treefellintoline¦ConductorOverhead¦Broken
19-0009441 | Vegetation | Tree - fell into line | Pole-Wood | Broken, wire on ground | 2019 | Tier 2 - Elevated | Distribution Circuit | 1 | 16 | 2019-01-16 | 266550 | Sus | N | Vegetation¦Treefellintoline¦PoleWood¦Brokenwireonground
19-0009691 | Vegetation | Tree - fell into line | Conductor, Overhead | Broken, wire on ground | 2019 | Tier 2 - Elevated | Distribution Circuit | 1 | 16 | 2019-01-16 | 266852 | Sus | N | Vegetation¦Treefellintoline¦ConductorOverhead¦Brokenwireonground
19-0010012 | Vegetation | Tree - fell into line | Conductor, Overhead | Broken, wire on ground | 2019 | Tier 2 - Elevated | Distribution Circuit | 1 | 16 | 2019-01-16 | 268942 | Sus | N | Vegetation¦Treefellintoline¦ConductorOverhead¦Brokenwireonground
19-0010092 | Vegetation | Tree - branch fell on line | Conductor, Overhead | Normal | 2019 | Tier 3 - Extreme | Distribution Circuit | 1 | 16 | 2019-01-16 | 268910 | Sus | N | Vegetation¦Treebranchfellonline¦ConductorOverhead¦Normal
19-0011969 | Vegetation | Tree - branch fell on line | Conductor, Overhead | Normal | 2019 | Tier 3 - Extreme | Distribution Circuit | 1 | 18 | 2019-01-18 | 276256 | Sus | N | Vegetation¦Treebranchfellonline¦ConductorOverhead¦Normal
19-0012101 | Vegetation | Tree - fell into line | Pole-Wood | Broken | 2019 | Tier 3 - Extreme | Distribution Circuit | 1 | 19 | 2019-01-19 | 276640 | Sus | N | Vegetation¦Treefellintoline¦PoleWood¦Broken
19-0012112 | Equipment Failure/Involved | Overhead | Pole-Wood | Broken | 2019 | Tier 3 - Extreme | Distribution Circuit | 1 | 19 | 2019-01-19 | 276694 | Sus | N | EquipmentFailureInvolved¦Overhead¦PoleWood¦Broken
19-0014849 | Unknown Cause | Patrol - found nothing |  |  | 2019 | Tier 2 - Elevated | Distribution Circuit | 1 | 27 | 2019-01-27 | 282186 | Sus | N | UnknownCause¦Patrolfoundnothing¦¦
19-0015961 | Equipment Failure/Involved | Overhead | Conductor, Overhead | Deteriorated | 2019 | Tier 3 - Extreme | Distribution Circuit | 1 | 30 | 2019-01-30 | 284159 | Sus | N | EquipmentFailureInvolved¦Overhead¦ConductorOverhead¦Deteriorated
19-0016058 | Equipment Failure/Involved | Overhead | Transformer (OH) | Broken | 2019 | Tier 2 - Elevated | Distribution Circuit | 1 | 30 | 2019-01-30 | 283911 | Sus | N | EquipmentFailureInvolved¦Overhead¦Transformer(OH)¦Broken
19-0018386 | Vegetation | Tree - fell into line | Conductor, Overhead | Normal | 2019 | Tier 3 - Extreme | Distribution Circuit | 2 | 5 | 2019-02-05 | 291894 | Sus | N | Vegetation¦Treefellintoline¦ConductorOverhead¦Normal
19-0018741 | Vegetation | Tree - branch fell on line | Service conductor | Broken | 2019 | Tier 2 - Elevated | Distribution Circuit | 2 | 5 | 2019-02-05 | 293595 | Sus | N | Vegetation¦Treebranchfellonline¦Serviceconductor¦Broken
19-0020718 | Vegetation | Tree - fell into line | Conductor, Overhead | Broken, wire on ground | 2019 | Tier 2 - Elevated | Distribution Circuit | 2 | 10 | 2019-02-10 | 298987 | Sus | N | Vegetation¦Treefellintoline¦ConductorOverhead¦Brokenwireonground
19-0020834 | Vegetation | Tree - fell into line | Conductor, Overhead | Broken, wire on ground | 2019 | Tier 3 - Extreme | Distribution Circuit | 2 | 10 | 2019-02-10 | 299366 | Sus | N | Vegetation¦Treefellintoline¦ConductorOverhead¦Brokenwireonground
19-0021200 | Vegetation | Tree - fell into line | Conductor, Overhead | Together | 2019 | Tier 3 - Extreme | Distribution Circuit | 2 | 10 | 2019-02-10 | 300212 | Sus | N | Vegetation¦Treefellintoline¦ConductorOverhead¦Together
19-0021805 | Unknown Cause | Patrol - found nothing |  |  | 2019 | Tier 3 - Extreme | Distribution Circuit | 2 | 13 | 2019-02-13 | 302144 | Sus | N | UnknownCause¦Patrolfoundnothing¦¦
19-0022802 | Vegetation | Tree - fell into line | Pole-Wood | Broken, wire on ground | 2019 | Tier 3 - Extreme | Distribution Circuit | 2 | 14 | 2019-02-14 | 306745 | Sus | N | Vegetation¦Treefellintoline¦PoleWood¦Brokenwireonground
19-0023957 | Equipment Failure/Involved | Overhead | Transformer (OH) | Broken | 2019 | Tier 2 - Elevated | Distribution Circuit | 2 | 15 | 2019-02-15 | 311562 | Sus | N | EquipmentFailureInvolved¦Overhead¦Transformer(OH)¦Broken
19-0024207 | Vegetation | Tree - fell into line | Conductor, Overhead | Broken, wire on ground | 2019 | Tier 2 - Elevated | Distribution Circuit | 2 | 15 | 2019-02-15 | 310511 | Sus | N | Vegetation¦Treefellintoline¦ConductorOverhead¦Brokenwireonground
19-0024239 | Vegetation | Tree - fell into line | Pole-Wood | Broken, wire on ground | 2019 | Tier 2 - Elevated | Distribution Circuit | 2 | 13 | 2019-02-13 | 312782 | Sus | N | Vegetation¦Treefellintoline¦PoleWood¦Brokenwireonground
19-0024369 | Vegetation | Tree - fell into line | Conductor, Overhead | Broken, wire on ground | 2019 | Tier 2 - Elevated | Distribution Circuit | 2 | 15 | 2019-02-15 | 313201 | Sus | N | Vegetation¦Treefellintoline¦ConductorOverhead¦Brokenwireonground
19-0025193 | Equipment Failure/Involved | Overhead | Transformer (OH) | Failed/Faulted | 2019 | Tier 2 - Elevated | Transformer only | 2 | 17 | 2019-02-17 | 315638 | Sus | N | EquipmentFailureInvolved¦Overhead¦Transformer(OH)¦FailedFaulted
19-0025637 | Vegetation | Tree - fell into line | Conductor, Overhead | Normal | 2019 | Tier 3 - Extreme | Distribution Circuit | 2 | 17 | 2019-02-17 | 315630 | Sus | N | Vegetation¦Treefellintoline¦ConductorOverhead¦Normal
19-0025709 | Vegetation | Tree - fell into line | Pole-Wood | Broken, wire on ground | 2019 | Tier 3 - Extreme | Distribution Circuit | 2 | 18 | 2019-02-18 | 317765 | Sus | N | Vegetation¦Treefellintoline¦PoleWood¦Brokenwireonground
19-0030109 | Unknown Cause | Patrol - found nothing |  |  | 2019 | Tier 3 - Extreme | Distribution Circuit | 2 | 26 | 2019-02-26 | 329740 | Sus | N | UnknownCause¦Patrolfoundnothing¦¦
19-0030705 | Unknown Cause | Patrol - found nothing |  |  | 2019 | Tier 2 - Elevated | Distribution Circuit | 3 | 5 | 2019-03-05 | 331197 | Sus | N | UnknownCause¦Patrolfoundnothing¦¦
19-0030792 | Vegetation | Tree - palm frond fell into line | Conductor, Overhead | Broken, wire on ground | 2019 | Tier 2 - Elevated | Distribution Circuit | 3 | 5 | 2019-03-05 | 331411 | Sus | N | Vegetation¦Treepalmfrondfellintoline¦ConductorOverhead¦Brokenwireonground
19-0031910 | Equipment Failure/Involved | Overhead | Transformer | Failed/Faulted | 2019 | Tier 3 - Extreme | Transformer only | 3 | 8 | 2019-03-08 | 334029 | Sus | N | EquipmentFailureInvolved¦Overhead¦Transformer¦FailedFaulted
19-0033498 | 3rd Party | Tree - cutting, 3rd party | Conductor, Overhead | Normal | 2019 | Tier 2 - Elevated | Distribution Circuit | 3 | 13 | 2019-03-13 | 338614 | Sus | N | 3rdParty¦Treecutting3rdparty¦ConductorOverhead¦Normal
19-0034176 | Unknown Cause | Patrol - not conducted |  |  | 2019 | Tier 3 - Extreme | Distribution Circuit | 3 | 15 | 2019-03-15 | 340475 | Sus | N | UnknownCause¦Patrolnotconducted¦¦
19-0037721 | Environmental/External | Lightning | Transformer (OH) | Failed/Faulted | 2019 | Tier 2 - Elevated | Distribution Circuit | 3 | 28 | 2019-03-28 | 349093 | Sus | N | EnvironmentalExternal¦Lightning¦Transformer(OH)¦FailedFaulted
19-0038071 | Environmental/External | Lightning | Transformer | Failed/Faulted | 2019 | Tier 2 - Elevated | Transformer only | 3 | 28 | 2019-03-28 | 349126 | Sus | N | EnvironmentalExternal¦Lightning¦Transformer¦FailedFaulted
19-0038632 | Equipment Failure/Involved | Overhead | Transformer (OH) | Broken | 2019 | Tier 3 - Extreme | Transformer only | 3 | 31 | 2019-03-31 | 351241 | Sus | N | EquipmentFailureInvolved¦Overhead¦Transformer(OH)¦Broken
19-0039464 | Unknown Cause | Patrol - not conducted |  |  | 2019 | Tier 2 - Elevated | Distribution Circuit | 4 | 3 | 2019-04-03 | 353090 | Sus | N | UnknownCause¦Patrolnotconducted¦¦
19-0042563 | Equipment Failure/Involved | Overhead | Insulator | Broken | 2019 | Tier 3 - Extreme | Distribution Circuit | 4 | 15 | 2019-04-15 | 361118 | Sus | N | EquipmentFailureInvolved¦Overhead¦Insulator¦Broken
19-0050699 | Unknown Cause | Patrol - found nothing |  |  | 2019 | Tier 2 - Elevated | Distribution Circuit | 5 | 10 | 2019-05-10 | 377716 | Sus | Y | UnknownCause¦Patrolfoundnothing¦¦
19-0051458 | Equipment Failure/Involved | Overhead | Connector or Splice (OH) | Broken | 2019 | Tier 2 - Elevated | Distribution Circuit | 5 | 13 | 2019-05-13 | 379640 | Sus | Y | EquipmentFailureInvolved¦Overhead¦ConnectororSplice(OH)¦Broken
19-0057579 | Environmental/External | Lightning | Transformer (OH) | Failed/Faulted | 2019 | Tier 3 - Extreme | Transformer only | 5 | 24 | 2019-05-24 | 389858 | Sus | Y | EnvironmentalExternal¦Lightning¦Transformer(OH)¦FailedFaulted
19-0060292 | Unknown Cause | Patrol - not conducted |  |  | 2019 | Tier 3 - Extreme | Distribution Circuit | 5 | 30 | 2019-05-30 | 393840 | Sus | Y | UnknownCause¦Patrolnotconducted¦¦
19-0060934 | Environmental/External | Lightning | Circuit Breaker | Normal | 2019 | Tier 2 - Elevated | Substation - Distribution | 5 | 31 | 2019-05-31 | 394752 | Sus | Y | EnvironmentalExternal¦Lightning¦CircuitBreaker¦Normal
19-0060937 | Equipment Failure/Involved | Overhead | Transformer | Broken | 2019 | Tier 2 - Elevated | Transformer only | 5 | 31 | 2019-05-31 | 394724 | Sus | Y | EquipmentFailureInvolved¦Overhead¦Transformer¦Broken
19-0063386 | Equipment Failure/Involved | Overhead | Crossarm, Wood | Broken | 2019 | Tier 3 - Extreme | Distribution Circuit | 6 | 5 | 2019-06-05 | 399096 | Sus | Y | EquipmentFailureInvolved¦Overhead¦CrossarmWood¦Broken
19-0066930 | Vegetation | Tree - fell into line | Conductor, Overhead | Broken, wire on ground | 2019 | Tier 2 - Elevated | Distribution Circuit | 6 | 12 | 2019-06-12 | 407961 | Sus | Y | Vegetation¦Treefellintoline¦ConductorOverhead¦Brokenwireonground
19-0071405 | Equipment Failure/Involved | Overhead | Conductor, Overhead | Normal | 2019 | Tier 3 - Extreme | Distribution Circuit | 6 | 24 | 2019-06-24 | 427477 | Sus | Y | EquipmentFailureInvolved¦Overhead¦ConductorOverhead¦Normal
19-0084014 | Unknown Cause | Patrol - found nothing |  |  | 2019 | Tier 3 - Extreme | Distribution Circuit | 8 | 3 | 2019-08-03 | 479314 | Sus | Y | UnknownCause¦Patrolfoundnothing¦¦
19-0086454 | Environmental/External | Lightning | Conductor, Overhead | Normal | 2019 | Tier 2 - Elevated | Transmission line | 8 | 10 | 2019-08-10 | 498604 | Sus | Y | EnvironmentalExternal¦Lightning¦ConductorOverhead¦Normal
19-0097247 | Unknown Cause | Patrol - found nothing |  |  | 2019 | Tier 2 - Elevated | Distribution Circuit | 9 | 10 | 2019-09-10 | 567195 | Sus | Y | UnknownCause¦Patrolfoundnothing¦¦
19-0107827 | Unknown Cause | Patrol - found nothing |  |  | 2019 | Tier 2 - Elevated | Distribution Circuit | 10 | 5 | 2019-10-05 | 643924 | Sus | Y | UnknownCause¦Patrolfoundnothing¦¦
19-0108996 | Wildfire Mitigation | Public Safety Power Shut-off | Conductor, Overhead | Normal | 2019 | Tier 2 - Elevated | Distribution Circuit | 10 | 8 | 2019-10-08 | 647781 | Sus | Y | WildfireMitigation¦PublicSafetyPowerShutoff¦ConductorOverhead¦Normal
19-0130874 | Unknown Cause | Patrol - found nothing |  |  | 2019 | Tier 3 - Extreme | Distribution Circuit | 11 | 27 | 2019-11-27 | 722976 | Sus | Y | UnknownCause¦Patrolfoundnothing¦¦
19-0136628 | Equipment Failure/Involved | Overhead | Insulator | Broken, wire on object | 2019 | Tier 2 - Elevated | Distribution Circuit | 12 | 15 | 2019-12-15 | 739973 | Sus | N | EquipmentFailureInvolved¦Overhead¦Insulator¦Brokenwireonobject
19-0137241 | Vegetation | Tree - fell into line | Conductor, Overhead | Broken, wire on ground | 2019 | Tier 3 - Extreme | Distribution Circuit | 12 | 19 | 2019-12-19 | 746458 | Sus | N | Vegetation¦Treefellintoline¦ConductorOverhead¦Brokenwireonground
19-0137620 | Equipment Failure/Involved | Overhead | Transformer (OH) | Broken | 2019 | Tier 3 - Extreme | Transformer only | 12 | 22 | 2019-12-22 | 748577 | Sus | N | EquipmentFailureInvolved¦Overhead¦Transformer(OH)¦Broken
20-0007030 | 3rd Party | Tree - cutting, 3rd party | Conductor, Overhead | Normal | 2020 | Tier 3 - Extreme | Distribution Circuit | 1 | 9 | 2020-01-09 | 758202 | Sus | N | 3rdParty¦Treecutting3rdparty¦ConductorOverhead¦Normal
20-0010331 | Vegetation | Tree - fell into line | Conductor, Overhead | Normal | 2020 | Tier 3 - Extreme | Distribution Circuit | 1 | 16 | 2020-01-16 | 763457 | Sus | N | Vegetation¦Treefellintoline¦ConductorOverhead¦Normal
20-0010977 | Equipment Failure/Involved | Overhead | Transformer | Failed/Faulted | 2020 | Tier 2 - Elevated | Transformer only | 1 | 17 | 2020-01-17 | 765203 | Sus | N | EquipmentFailureInvolved¦Overhead¦Transformer¦FailedFaulted
20-0012403 | Equipment Failure/Involved | Overhead | Crossarm, Wood | Broken | 2020 | Tier 2 - Elevated | Distribution Circuit | 1 | 22 | 2020-01-22 | 768161 | Sus | N | EquipmentFailureInvolved¦Overhead¦CrossarmWood¦Broken
20-0019082 | Vegetation | Tree - fell into line | Conductor, Overhead | Broken, wire on ground | 2020 | Tier 3 - Extreme | Distribution Circuit | 2 | 9 | 2020-02-09 | 781243 | Sus | N | Vegetation¦Treefellintoline¦ConductorOverhead¦Brokenwireonground
20-0020203 | Vegetation | Tree - fell into line | Conductor, Overhead | Broken, wire on ground | 2020 | Tier 3 - Extreme | Distribution Circuit | 2 | 10 | 2020-02-10 | 787443 | Sus | N | Vegetation¦Treefellintoline¦ConductorOverhead¦Brokenwireonground
20-0021976 | Unknown Cause | Patrol - found nothing |  |  | 2020 | Tier 2 - Elevated | Distribution Circuit | 2 | 13 | 2020-02-13 | 790502 | Sus | N | UnknownCause¦Patrolfoundnothing¦¦
20-0030485 | Unknown Cause | Patrol - found nothing |  |  | 2020 | Tier 2 - Elevated | Distribution Circuit | 3 | 10 | 2020-03-10 | 841735 | Sus | N | UnknownCause¦Patrolfoundnothing¦¦
20-0032336 | Unknown Cause | Patrol - found nothing |  |  | 2020 | Tier 3 - Extreme | Distribution Circuit | 3 | 15 | 2020-03-15 | 851981 | Sus | N | UnknownCause¦Patrolfoundnothing¦¦
20-0033093 | Vegetation | Tree - fell into line | Pole-Wood | Broken, wire on ground | 2020 | Tier 3 - Extreme | Distribution Circuit | 3 | 16 | 2020-03-16 | 856052 | Sus | N | Vegetation¦Treefellintoline¦PoleWood¦Brokenwireonground
20-0034941 | Vegetation | Tree - fell into line | Transformer | Broken | 2020 | Tier 3 - Extreme | Transformer only | 3 | 20 | 2020-03-20 | 860123 | Sus | N | Vegetation¦Treefellintoline¦Transformer¦Broken
20-0035040 | Equipment Failure/Involved | Overhead | Pole-Wood | Deteriorated | 2020 | Tier 3 - Extreme | Distribution Circuit | 3 | 21 | 2020-03-21 | 861292 | Sus | N | EquipmentFailureInvolved¦Overhead¦PoleWood¦Deteriorated
20-0037199 | Unknown Cause | Patrol - found nothing |  |  | 2020 | Tier 2 - Elevated | Distribution Circuit | 3 | 30 | 2020-03-30 | 869635 | Sus | N | UnknownCause¦Patrolfoundnothing¦¦
20-0038407 | Vegetation | Tree - fell into line | Conductor, Overhead | Broken, wire on ground | 2020 | Tier 3 - Extreme | Distribution Circuit | 4 | 4 | 2020-04-04 | 882264 | Sus | N | Vegetation¦Treefellintoline¦ConductorOverhead¦Brokenwireonground
20-0049170 | Unknown Cause | Patrol - not conducted |  |  | 2020 | Tier 2 - Elevated | Distribution Circuit | 5 | 11 | 2020-05-11 | 911252 | Sus | Y | UnknownCause¦Patrolnotconducted¦¦
20-0052512 | Equipment Failure/Involved | Overhead | Transformer | Failed/Faulted | 2020 | Tier 3 - Extreme | Transformer only | 5 | 20 | 2020-05-20 | 918395 | Sus | Y | EquipmentFailureInvolved¦Overhead¦Transformer¦FailedFaulted
20-0058454 | Vegetation | Tree - fell into line | Conductor, Overhead | Broken, wire on ground | 2020 | Tier 2 - Elevated | Distribution Circuit | 6 | 6 | 2020-06-06 | 932872 | Sus | Y | Vegetation¦Treefellintoline¦ConductorOverhead¦Brokenwireonground
20-0058681 | Vegetation | Tree - fell into line | Conductor, Overhead | Arcing | 2020 | Tier 3 - Extreme | Distribution Circuit | 6 | 7 | 2020-06-07 | 933750 | Sus | Y | Vegetation¦Treefellintoline¦ConductorOverhead¦Arcing
20-0065379 | Equipment Failure/Involved | Overhead | Transformer (OH) | Leaking | 2020 | Tier 3 - Extreme | Transformer only | 6 | 26 | 2020-06-26 | 948054 | Sus | Y | EquipmentFailureInvolved¦Overhead¦Transformer(OH)¦Leaking
20-0065824 | Vegetation | Tree - fell into line | Secondary | Broken | 2020 | Tier 2 - Elevated | Transformer only | 6 | 28 | 2020-06-28 | 949361 | Sus | Y | Vegetation¦Treefellintoline¦Secondary¦Broken
20-0070293 | Unknown Cause | Patrol - found nothing |  |  | 2020 | Tier 3 - Extreme | Distribution Circuit | 7 | 9 | 2020-07-09 | 961200 | Sus | Y | UnknownCause¦Patrolfoundnothing¦¦
20-0078279 | Equipment Failure/Involved | Overhead | Transformer (OH) | Failed/Faulted | 2020 | Tier 2 - Elevated | Transformer only | 7 | 31 | 2020-07-31 | 975840 | Sus | Y | EquipmentFailureInvolved¦Overhead¦Transformer(OH)¦FailedFaulted
20-0081246 | Unknown Cause | Patrol - not conducted |  |  | 2020 | Tier 2 - Elevated | Distribution Circuit | 8 | 8 | 2020-08-08 | 985861 | Sus | Y | UnknownCause¦Patrolnotconducted¦¦
20-0082837 | 3rd Party | Vehicle | Pole-Wood | Broken | 2020 | Tier 2 - Elevated | Distribution Circuit | 8 | 12 | 2020-08-12 | 994610 | Sus | Y | 3rdParty¦Vehicle¦PoleWood¦Broken
20-0082951 | Equipment Failure/Involved | Overhead | Transformer (OH) | Broken | 2020 | Tier 2 - Elevated | Distribution Circuit | 8 | 13 | 2020-08-13 | 994781 | Sus | Y | EquipmentFailureInvolved¦Overhead¦Transformer(OH)¦Broken
20-0084414 | Unknown Cause | Patrol - found nothing |  |  | 2020 | Tier 2 - Elevated | Distribution Circuit | 8 | 15 | 2020-08-15 | 1005633 | Sus | Y | UnknownCause¦Patrolfoundnothing¦¦
20-0085084 | Vegetation | Tree - fell into line | Conductor, Overhead | Broken, wire on ground | 2020 | Tier 2 - Elevated | Distribution Circuit | 8 | 16 | 2020-08-16 | 1013150 | Sus | Y | Vegetation¦Treefellintoline¦ConductorOverhead¦Brokenwireonground
20-0085516 | Environmental/External | Lightning | Transformer (OH) | Failed/Faulted | 2020 | Tier 2 - Elevated | Distribution Circuit | 8 | 17 | 2020-08-17 | 1014416 | Sus | Y | EnvironmentalExternal¦Lightning¦Transformer(OH)¦FailedFaulted
20-0095311 | Unknown Cause | Patrol - found nothing |  |  | 2020 | Tier 3 - Extreme | Distribution Circuit | 9 | 8 | 2020-09-08 | 1061489 | Sus | Y | UnknownCause¦Patrolfoundnothing¦¦
20-0098588 | 3rd Party | Tree - cutting, 3rd party | Conductor, Overhead | Broken, wire on ground | 2020 | Tier 3 - Extreme | Distribution Circuit | 9 | 17 | 2020-09-17 | 1078202 | Sus | Y | 3rdParty¦Treecutting3rdparty¦ConductorOverhead¦Brokenwireonground
20-0104781 | Equipment Failure/Involved | Overhead | Fuse | Broken | 2020 | Tier 3 - Extreme | Transformer only | 10 | 3 | 2020-10-03 | 1108993 | Sus | Y | EquipmentFailureInvolved¦Overhead¦Fuse¦Broken
20-0105761 | Equipment Failure/Involved | Overhead | Transformer (OH) | Failed/Faulted | 2020 | Tier 3 - Extreme | Transformer only | 10 | 6 | 2020-10-06 | 1112099 | Sus | Y | EquipmentFailureInvolved¦Overhead¦Transformer(OH)¦FailedFaulted
20-0111510 | Equipment Failure/Involved | Overhead | Jumper | Burned Open | 2020 | Tier 2 - Elevated | Distribution Circuit | 10 | 22 | 2020-10-22 | 1123236 | Sus | Y | EquipmentFailureInvolved¦Overhead¦Jumper¦BurnedOpen
20-0113458 | Animal | Bird found | Fuse | Failed/Faulted | 2020 | Tier 2 - Elevated | Distribution Circuit | 10 | 26 | 2020-10-26 | 1128539 | Sus | Y | Animal¦Birdfound¦Fuse¦FailedFaulted
20-0120381 | Unknown Cause | Patrol - found nothing |  |  | 2020 | Tier 2 - Elevated | Distribution Circuit | 11 | 13 | 2020-11-13 | 1143234 | Sus | Y | UnknownCause¦Patrolfoundnothing¦¦
20-0128016 | Unknown Cause | Patrol - found nothing |  |  | 2020 | Tier 2 - Elevated | Distribution Circuit | 12 | 4 | 2020-12-04 | 1164056 | Sus | N | UnknownCause¦Patrolfoundnothing¦¦
20-0128676 | Equipment Failure/Involved | Electrical Overload | Transformer (OH) | Failed/Faulted | 2020 | Tier 2 - Elevated | Transformer only | 12 | 7 | 2020-12-07 | 1169679 | Sus | N | EquipmentFailureInvolved¦ElectricalOverload¦Transformer(OH)¦FailedFaulted
20-0128751 | Unknown Cause | Patrol - found nothing |  |  | 2020 | Tier 2 - Elevated | Distribution Circuit | 12 | 8 | 2020-12-08 | 1170029 | Sus | N | UnknownCause¦Patrolfoundnothing¦¦
20-0130200 | Animal | Squirrel | Crossarm, Wood | Burned/flashed | 2020 | Tier 2 - Elevated | Distribution Circuit | 12 | 13 | 2020-12-13 | 1182803 | Sus | N | Animal¦Squirrel¦CrossarmWood¦Burnedflashed
20-0130994 | Equipment Failure/Involved | Overhead | Woodpin | Broken, wire on ground | 2020 | Tier 2 - Elevated | Distribution Circuit | 12 | 17 | 2020-12-17 | 1193112 | Sus | N | EquipmentFailureInvolved¦Overhead¦Woodpin¦Brokenwireonground
20-0131772 | Vegetation | Tree - fell into line | Conductor, Overhead | Broken, wire on ground | 2020 | Tier 2 - Elevated | Distribution Circuit | 12 | 25 | 2020-12-25 | 1198507 | Sus | N | Vegetation¦Treefellintoline¦ConductorOverhead¦Brokenwireonground
21-0010603 | Equipment Failure/Involved | Overhead | Transformer (OH) | Failed/Faulted | 2021 | Tier 2 - Elevated | Transformer only | 1 | 19 | 2021-01-19 | 1216441 | Sus | N | EquipmentFailureInvolved¦Overhead¦Transformer(OH)¦FailedFaulted
21-0010639 | Vegetation | Tree - fell into line | Transformer | Bent or Twisted | 2021 | Tier 2 - Elevated | Transformer only | 1 | 19 | 2021-01-19 | 1216419 | Sus | N | Vegetation¦Treefellintoline¦Transformer¦BentorTwisted
21-0013193 | Vegetation | Tree - bark fell into line | Conductor, Overhead | Normal | 2021 | Tier 3 - Extreme | Distribution Circuit | 1 | 23 | 2021-01-23 | 1221590 | Sus | N | Vegetation¦Treebarkfellintoline¦ConductorOverhead¦Normal
21-0013311 | Unknown Cause | Patrol - found nothing |  |  | 2021 | Tier 3 - Extreme | Transformer only | 1 | 23 | 2021-01-23 | 1221901 | Sus | N | UnknownCause¦Patrolfoundnothing¦¦
21-0013889 | Vegetation | Tree - fell into line | Conductor, Overhead | Normal | 2021 | Tier 2 - Elevated | Distribution Circuit | 1 | 25 | 2021-01-25 | 1224326 | Sus | N | Vegetation¦Treefellintoline¦ConductorOverhead¦Normal
21-0014572 | Equipment Failure/Involved | Overhead | Crossarm, Wood | Broken | 2021 | Tier 2 - Elevated | Distribution Circuit | 1 | 26 | 2021-01-26 | 1226066 | Sus | N | EquipmentFailureInvolved¦Overhead¦CrossarmWood¦Broken
21-0015750 | Unknown Cause | Patrol - not conducted |  |  | 2021 | Tier 3 - Extreme | Distribution Circuit | 1 | 26 | 2021-01-26 | 1230390 | Sus | N | UnknownCause¦Patrolnotconducted¦¦
21-0017894 | Vegetation | Tree - fell into line | Conductor, Overhead | On Ground | 2021 | Tier 3 - Extreme | Distribution Circuit | 1 | 27 | 2021-01-27 | 1237088 | Sus | N | Vegetation¦Treefellintoline¦ConductorOverhead¦OnGround
21-0018703 | Unknown Cause | Patrol - found nothing |  |  | 2021 | Tier 2 - Elevated | Transformer only | 1 | 29 | 2021-01-29 | 1242255 | Sus | N | UnknownCause¦Patrolfoundnothing¦¦
21-0020027 | Unknown Cause | Patrol - found nothing |  |  | 2021 | Tier 3 - Extreme | Distribution Circuit | 1 | 31 | 2021-01-31 | 1243987 | Sus | N | UnknownCause¦Patrolfoundnothing¦¦
21-0021194 | Unknown Cause | Patrol - found nothing |  |  | 2021 | Tier 2 - Elevated | Distribution Circuit | 2 | 3 | 2021-02-03 | 1246666 | Sus | N | UnknownCause¦Patrolfoundnothing¦¦
21-0033182 | Unknown Cause | Patrol - found nothing |  |  | 2021 | Tier 2 - Elevated | Distribution Circuit | 3 | 7 | 2021-03-07 | 1272797 | Sus | N | UnknownCause¦Patrolfoundnothing¦¦
21-0038041 | Unknown Cause | Patrol - found nothing |  |  | 2021 | Tier 3 - Extreme | Distribution Circuit | 3 | 18 | 2021-03-18 | 1287631 | Sus | N | UnknownCause¦Patrolfoundnothing¦¦
21-0048953 | Unknown Cause | Patrol - not conducted |  |  | 2021 | Tier 3 - Extreme | Distribution Circuit | 4 | 15 | 2021-04-15 | 1317942 | Sus | N | UnknownCause¦Patrolnotconducted¦¦
21-0050553 | Vegetation | Tree - branch fell on line | Secondary | Together | 2021 | Tier 3 - Extreme | Transformer only | 4 | 19 | 2021-04-19 | 1324076 | Sus | N | Vegetation¦Treebranchfellonline¦Secondary¦Together
21-0054507 | Unknown Cause | Patrol - found nothing |  |  | 2021 | Tier 3 - Extreme | Distribution Circuit | 4 | 28 | 2021-04-28 | 1336364 | Sus | N | UnknownCause¦Patrolfoundnothing¦¦
21-0063668 | 3rd Party | Vehicle | Pole-Wood | Normal | 2021 | Tier 3 - Extreme | Distribution Circuit | 5 | 20 | 2021-05-20 | 1354152 | Sus | Y | 3rdParty¦Vehicle¦PoleWood¦Normal
21-0064773 | Equipment Failure/Involved | Overhead | Transformer | Deteriorated | 2021 | Tier 3 - Extreme | Transformer only | 5 | 22 | 2021-05-22 | 1356583 | Sus | Y | EquipmentFailureInvolved¦Overhead¦Transformer¦Deteriorated
21-0066125 | Unknown Cause | Patrol - found nothing |  |  | 2021 | Tier 2 - Elevated | Distribution Circuit | 5 | 26 | 2021-05-26 | 1358838 | Sus | Y | UnknownCause¦Patrolfoundnothing¦¦
21-0068620 | Equipment Failure/Involved | Overhead | Transformer | Failed/Faulted | 2021 | Tier 2 - Elevated | Transformer only | 6 | 1 | 2021-06-01 | 1363273 | Sus | Y | EquipmentFailureInvolved¦Overhead¦Transformer¦FailedFaulted
21-0070136 | Unknown Cause | Patrol - found nothing |  |  | 2021 | Tier 2 - Elevated | Transformer only | 6 | 4 | 2021-06-04 | 1365482 | Sus | Y | UnknownCause¦Patrolfoundnothing¦¦
21-0072281 | 3rd Party | Metallic Balloon | Conductor, Overhead | Normal | 2021 | Tier 2 - Elevated | Distribution Circuit | 6 | 9 | 2021-06-09 | 1369639 | Sus | Y | 3rdParty¦MetallicBalloon¦ConductorOverhead¦Normal
21-0091157 | Equipment Failure/Involved | Overhead | Fuse | Burned Open | 2021 | Tier 2 - Elevated | Transformer only | 7 | 16 | 2021-07-16 | 1406486 | Sus | Y | EquipmentFailureInvolved¦Overhead¦Fuse¦BurnedOpen
21-0091235 | Unknown Cause | Patrol - found nothing |  |  | 2021 | Tier 3 - Extreme | Distribution Circuit | 7 | 17 | 2021-07-17 | 1406839 | Sus | Y | UnknownCause¦Patrolfoundnothing¦¦
21-0091375 | Unknown Cause | Patrol - found nothing |  |  | 2021 | Tier 2 - Elevated | Distribution Circuit | 7 | 18 | 2021-07-18 | 1407324 | Sus | Y | UnknownCause¦Patrolfoundnothing¦¦
21-0097589 | Equipment Failure/Involved | Overhead | Crossarm, Wood | Broken | 2021 | Tier 2 - Elevated | Distribution Circuit | 7 | 30 | 2021-07-30 | 1424051 | Sus | Y | EquipmentFailureInvolved¦Overhead¦CrossarmWood¦Broken
21-0098530 | Unknown Cause | Patrol - found nothing |  |  | 2021 | Tier 2 - Elevated | Transformer only | 8 | 2 | 2021-08-02 | 1428848 | Sus | Y | UnknownCause¦Patrolfoundnothing¦¦
21-0101575 | Vegetation | Tree - branch fell on line | Conductor, Overhead | Broken, wire on ground | 2021 | Tier 3 - Extreme | Distribution Circuit | 8 | 7 | 2021-08-07 | 1436746 | Sus | Y | Vegetation¦Treebranchfellonline¦ConductorOverhead¦Brokenwireonground
21-0104534 | Animal | Squirrel | Transformer (OH) | Failed/Faulted | 2021 | Tier 2 - Elevated | Transformer only | 8 | 14 | 2021-08-14 | 1442435 | Sus | Y | Animal¦Squirrel¦Transformer(OH)¦FailedFaulted
21-0106810 | Unknown Cause | Patrol - found nothing |  |  | 2021 | Tier 2 - Elevated | Distribution Circuit | 8 | 19 | 2021-08-19 | 1447082 | Sus | Y | UnknownCause¦Patrolfoundnothing¦¦
21-0120335 | Unknown Cause | Patrol - found nothing |  |  | 2021 | Tier 3 - Extreme | Distribution Circuit | 9 | 21 | 2021-09-21 | 1477064 | Sus | Y | UnknownCause¦Patrolfoundnothing¦¦
21-0128941 | Unknown Cause | Patrol - found nothing |  |  | 2021 | Tier 2 - Elevated | Distribution Circuit | 10 | 11 | 2021-10-11 | 1493513 | Sus | Y | UnknownCause¦Patrolfoundnothing¦¦
21-0129505 | Vegetation | Tree - bark fell into line | Crossarm, Wood | Broken, wire on ground | 2021 | Tier 2 - Elevated | Distribution Circuit | 10 | 11 | 2021-10-11 | 1495372 | Sus | Y | Vegetation¦Treebarkfellintoline¦CrossarmWood¦Brokenwireonground
21-0131362 | Vegetation | Tree - branch fell on line | Conductor, Overhead | Normal | 2021 | Tier 2 - Elevated | Distribution Circuit | 10 | 15 | 2021-10-15 | 1497964 | Sus | Y | Vegetation¦Treebranchfellonline¦ConductorOverhead¦Normal
21-0135659 | Unknown Cause | Patrol - found nothing |  |  | 2021 | Tier 2 - Elevated | Distribution Circuit | 10 | 24 | 2021-10-24 | 1507603 | Sus | Y | UnknownCause¦Patrolfoundnothing¦¦
21-0135708 | Vegetation | Tree - fell into line | Conductor, Overhead | Broken, wire on ground | 2021 | Tier 2 - Elevated | Distribution Circuit | 10 | 24 | 2021-10-24 | 1508274 | Sus | Y | Vegetation¦Treefellintoline¦ConductorOverhead¦Brokenwireonground
21-0136015 | Equipment Failure/Involved | Overhead | Lightning Arrestor | Burned/flashed | 2021 | Tier 3 - Extreme | Distribution Circuit | 10 | 24 | 2021-10-24 | 1510624 | Sus | Y | EquipmentFailureInvolved¦Overhead¦LightningArrestor¦Burnedflashed
21-0136385 | Vegetation | Tree - branch fell on line | Conductor, Overhead | Broken, wire on ground | 2021 | Tier 3 - Extreme | Distribution Circuit | 10 | 24 | 2021-10-24 | 1509083 | Sus | Y | Vegetation¦Treebranchfellonline¦ConductorOverhead¦Brokenwireonground
21-0136581 | Company Initiated | Improper Construction | Conductor, Overhead | Together | 2021 | Tier 2 - Elevated | Distribution Circuit | 10 | 24 | 2021-10-24 | 1514480 | Sus | Y | CompanyInitiated¦ImproperConstruction¦ConductorOverhead¦Together
21-0138034 | Equipment Failure/Involved | Overhead | Fuse | Normal | 2021 | Tier 3 - Extreme | Transformer only | 10 | 25 | 2021-10-25 | 1518820 | Sus | Y | EquipmentFailureInvolved¦Overhead¦Fuse¦Normal
21-0138953 | Vegetation | Tree - fell into line | Conductor, Overhead | Together | 2021 | Tier 2 - Elevated | Distribution Circuit | 10 | 27 | 2021-10-27 | 1523194 | Sus | Y | Vegetation¦Treefellintoline¦ConductorOverhead¦Together
21-0155005 | Equipment Failure/Involved | Overhead | Crossarm, Wood | Normal | 2021 | Tier 2 - Elevated | Distribution Circuit | 12 | 5 | 2021-12-05 | 1559468 | Sus | N | EquipmentFailureInvolved¦Overhead¦CrossarmWood¦Normal
21-0156715 | Equipment Failure/Involved | Overhead | Lightning Arrestor | Broken | 2021 | Tier 2 - Elevated | Distribution Circuit | 12 | 11 | 2021-12-11 | 1564797 | Sus | N | EquipmentFailureInvolved¦Overhead¦LightningArrestor¦Broken
21-0157722 | Unknown Cause | Patrol - found nothing |  |  | 2021 | Tier 2 - Elevated | Distribution Circuit | 12 | 13 | 2021-12-13 | 1569081 | Sus | N | UnknownCause¦Patrolfoundnothing¦¦
21-0158927 | Vegetation | Tree - fell into line | Transformer (OH) | Broken | 2021 | Tier 3 - Extreme | Distribution Circuit | 12 | 16 | 2021-12-16 | 1574925 | Sus | N | Vegetation¦Treefellintoline¦Transformer(OH)¦Broken
21-0159703 | 3rd Party | Vehicle | Pole-Wood | Broken, wire on ground | 2021 | Tier 3 - Extreme | Distribution Circuit | 12 | 19 | 2021-12-19 | 1577177 | Sus | N | 3rdParty¦Vehicle¦PoleWood¦Brokenwireonground
21-0161180 | Vegetation | Tree - fell into line | Conductor, Overhead | On Ground | 2021 | Tier 2 - Elevated | Distribution Circuit | 12 | 27 | 2021-12-27 | 1584365 | Sus | N | Vegetation¦Treefellintoline¦ConductorOverhead¦OnGround
21-0161276 | Vegetation | Tree - fell into line | Pole-Wood | Broken, wire on ground | 2021 | Tier 2 - Elevated | Distribution Circuit | 12 | 27 | 2021-12-27 | 1586360 | Sus | N | Vegetation¦Treefellintoline¦PoleWood¦Brokenwireonground
21-0161669 | Vegetation | Tree - fell into line | Conductor, Overhead | Broken, wire on ground | 2021 | Tier 3 - Extreme | Distribution Circuit | 12 | 29 | 2021-12-29 | 1588956 | Sus | N | Vegetation¦Treefellintoline¦ConductorOverhead¦Brokenwireonground
21-0161678 | Vegetation | Tree - fell into line | Crossarm, Wood | Broken, wire on ground | 2021 | Tier 2 - Elevated | Distribution Circuit | 12 | 27 | 2021-12-27 | 1588986 | Sus | N | Vegetation¦Treefellintoline¦CrossarmWood¦Brokenwireonground
21-0161816 | Unknown Cause | Patrol - found nothing |  |  | 2021 | Tier 2 - Elevated | Distribution Circuit | 12 | 29 | 2021-12-29 | 1587849 | Sus | N | UnknownCause¦Patrolfoundnothing¦¦
22-0005976 | Unknown Cause | Patrol - found nothing |  |  | 2022 | Tier 2 - Elevated | Distribution Circuit | 1 | 3 | 2022-01-03 | 1594156 | Sus | N | UnknownCause¦Patrolfoundnothing¦¦
22-0007870 | Vegetation | Tree - fell into line | Conductor, Overhead | Normal | 2022 | Tier 3 - Extreme | Distribution Circuit | 1 | 9 | 2022-01-09 | 1599100 | Sus | N | Vegetation¦Treefellintoline¦ConductorOverhead¦Normal
22-0013208 | Equipment Failure/Involved | Overhead | Booster | Burned/flashed | 2022 | Tier 2 - Elevated | Distribution Circuit | 1 | 23 | 2022-01-23 | 1610007 | Sus | N | EquipmentFailureInvolved¦Overhead¦Booster¦Burnedflashed
22-0018166 | Animal | Squirrel | Transformer (OH) | Normal | 2022 | Tier 2 - Elevated | Distribution Circuit | 2 | 3 | 2022-02-03 | 1619966 | Sus | N | Animal¦Squirrel¦Transformer(OH)¦Normal
22-0022536 | Equipment Failure/Involved | Overhead | Transformer (OH) | Failed/Faulted | 2022 | Tier 2 - Elevated | Transformer only | 2 | 15 | 2022-02-15 | 1627981 | Sus | N | EquipmentFailureInvolved¦Overhead¦Transformer(OH)¦FailedFaulted
22-0022810 | Animal | Squirrel | Fuse | Burned Open | 2022 | Tier 3 - Extreme | Distribution Circuit | 2 | 16 | 2022-02-16 | 1628552 | Sus | N | Animal¦Squirrel¦Fuse¦BurnedOpen
22-0046691 | Unknown Cause | Patrol - found nothing |  |  | 2022 | Tier 3 - Extreme | Distribution Circuit | 4 | 12 | 2022-04-12 | 1670574 | Sus | N | UnknownCause¦Patrolfoundnothing¦¦
22-0075298 | Equipment Failure/Involved | Overhead | Fuse | Failed/Faulted | 2022 | Tier 2 - Elevated | Transformer only | 6 | 16 | 2022-06-16 | 1733230 | Sus | Y | EquipmentFailureInvolved¦Overhead¦Fuse¦FailedFaulted
22-0075449 | Unknown Cause | Patrol - found nothing |  |  | 2022 | Tier 2 - Elevated | Transformer only | 6 | 16 | 2022-06-16 | 1733534 | Sus | Y | UnknownCause¦Patrolfoundnothing¦¦
22-0078259 | 3rd Party | Tree - cutting, 3rd party | Crossarm, Wood | Broken | 2022 | Tier 2 - Elevated | Distribution Circuit | 6 | 24 | 2022-06-24 | 1741262 | Sus | Y | 3rdParty¦Treecutting3rdparty¦CrossarmWood¦Broken
22-0082042 | Unknown Cause | Patrol - found nothing |  |  | 2022 | Tier 2 - Elevated | Distribution Circuit | 7 | 5 | 2022-07-05 | 1749457 | Sus | Y | UnknownCause¦Patrolfoundnothing¦¦
22-0086019 | Unknown Cause | Patrol - found nothing |  |  | 2022 | Tier 2 - Elevated | Distribution Circuit | 7 | 15 | 2022-07-15 | 1757373 | Sus | Y | UnknownCause¦Patrolfoundnothing¦¦
22-0087361 | Equipment Failure/Involved | Overhead | Connector or Splice (OH) | Broken | 2022 | Tier 3 - Extreme | Distribution Circuit | 7 | 19 | 2022-07-19 | 1760751 | Sus | Y | EquipmentFailureInvolved¦Overhead¦ConnectororSplice(OH)¦Broken
22-0091040 | Equipment Failure/Involved | Overhead | Fuse | Broken | 2022 | Tier 3 - Extreme | Distribution Circuit | 7 | 28 | 2022-07-28 | 1767618 | Sus | Y | EquipmentFailureInvolved¦Overhead¦Fuse¦Broken
22-0091830 | Unknown Cause | Patrol - found nothing |  |  | 2022 | Tier 2 - Elevated | Distribution Circuit | 7 | 31 | 2022-07-31 | 1769667 | Sus | Y | UnknownCause¦Patrolfoundnothing¦¦
22-0097149 | Unknown Cause | Patrol - found nothing |  |  | 2022 | Tier 2 - Elevated | Distribution Circuit | 8 | 13 | 2022-08-13 | 1780012 | Sus | Y | UnknownCause¦Patrolfoundnothing¦¦
22-0101580 | Animal | Bird found | Fuse | Burned Open | 2022 | Tier 2 - Elevated | Distribution Circuit | 8 | 24 | 2022-08-24 | 1790768 | Sus | Y | Animal¦Birdfound¦Fuse¦BurnedOpen
22-0102205 | Equipment Failure/Involved | Overhead | Transformer (OH) | Failed/Faulted | 2022 | Tier 2 - Elevated | Distribution Circuit | 8 | 26 | 2022-08-26 | 1791959 | Sus | Y | EquipmentFailureInvolved¦Overhead¦Transformer(OH)¦FailedFaulted
22-0104219 | Equipment Failure/Involved | Overhead | Crossarm, Wood | Deteriorated | 2022 | Tier 3 - Extreme | Distribution Circuit | 8 | 31 | 2022-08-31 | 1796188 | Sus | Y | EquipmentFailureInvolved¦Overhead¦CrossarmWood¦Deteriorated
22-0107953 | Equipment Failure/Involved | Overhead | Transformer (OH) | Failed/Faulted | 2022 | Tier 3 - Extreme | Transformer only | 9 | 8 | 2022-09-08 | 1805826 | Sus | Y | EquipmentFailureInvolved¦Overhead¦Transformer(OH)¦FailedFaulted
22-0114527 | Equipment Failure/Involved | Overhead | Other | Broken | 2022 | Tier 3 - Extreme | Distribution Circuit | 9 | 24 | 2022-09-24 | 1820867 | Sus | Y | EquipmentFailureInvolved¦Overhead¦Other¦Broken
22-0114737 | Vegetation | Other ground vegetation | Secondary | Contaminated | 2022 | Tier 2 - Elevated | Transformer only | 9 | 26 | 2022-09-26 | 1821499 | Sus | Y | Vegetation¦Othergroundvegetation¦Secondary¦Contaminated
22-0118111 | Equipment Failure/Involved | Overhead | Conductor, Overhead | Normal | 2022 | Tier 2 - Elevated | Distribution Circuit | 10 | 5 | 2022-10-05 | 1829442 | Sus | Y | EquipmentFailureInvolved¦Overhead¦ConductorOverhead¦Normal
22-0119605 | Animal | Squirrel | Pothead(Riser Termination) | Burned/flashed | 2022 | Tier 2 - Elevated | Distribution Circuit | 10 | 10 | 2022-10-10 | 1832867 | Sus | Y | Animal¦Squirrel¦Pothead(RiserTermination)¦Burnedflashed
22-0121856 | Equipment Failure/Involved | Overhead | Transformer (OH) | Failed/Faulted | 2022 | Tier 2 - Elevated | Transformer only | 10 | 15 | 2022-10-15 | 1838185 | Sus | Y | EquipmentFailureInvolved¦Overhead¦Transformer(OH)¦FailedFaulted
22-0123893 | Equipment Failure/Involved | Overhead | Pole-Wood | Deteriorated | 2022 | Tier 2 - Elevated | Distribution Circuit | 10 | 22 | 2022-10-22 | 1842855 | Sus | Y | EquipmentFailureInvolved¦Overhead¦PoleWood¦Deteriorated
22-0125732 | 3rd Party | Tree - cutting, 3rd party | Conductor, Overhead | Normal | 2022 | Tier 2 - Elevated | Distribution Circuit | 10 | 28 | 2022-10-28 | 1847776 | Sus | Y | 3rdParty¦Treecutting3rdparty¦ConductorOverhead¦Normal
22-0127169 | Unknown Cause | Patrol - found nothing |  |  | 2022 | Tier 2 - Elevated | Transformer only | 11 | 2 | 2022-11-02 | 1851783 | Sus | Y | UnknownCause¦Patrolfoundnothing¦¦
22-0128185 | Equipment Failure/Involved | Underground | Service conductor | Burned Open | 2022 | Tier 3 - Extreme | Transformer only | 11 | 5 | 2022-11-05 | 1854419 | Sus | Y | EquipmentFailureInvolved¦Underground¦Serviceconductor¦BurnedOpen
22-0129386 | Environmental/External | Lightning | Transformer (OH) | Failed/Faulted | 2022 | Tier 3 - Extreme | Transformer only | 11 | 8 | 2022-11-08 | 1858313 | Sus | Y | EnvironmentalExternal¦Lightning¦Transformer(OH)¦FailedFaulted
22-0129448 | Vegetation | Tree - branch fell on line | Conductor, Overhead | Broken, wire on ground | 2022 | Tier 3 - Extreme | Distribution Circuit | 11 | 9 | 2022-11-09 | 1858631 | Sus | Y | Vegetation¦Treebranchfellonline¦ConductorOverhead¦Brokenwireonground
22-0130433 | Equipment Failure/Involved | Underground | Transformer (UG) | Failed/Faulted | 2022 | Tier 3 - Extreme | Distribution Circuit | 11 | 11 | 2022-11-11 | 1860816 | Sus | Y | EquipmentFailureInvolved¦Underground¦Transformer(UG)¦FailedFaulted
22-0134231 | Equipment Failure/Involved | Overhead | Fuse | Failed/Faulted | 2022 | Tier 3 - Extreme | Transformer only | 11 | 26 | 2022-11-26 | 1869572 | Sus | Y | EquipmentFailureInvolved¦Overhead¦Fuse¦FailedFaulted
22-0136403 | Equipment Failure/Involved | Fire, pole | Pole-Wood | Broken, wire on ground | 2022 | Tier 2 - Elevated | Distribution Circuit | 12 | 4 | 2022-12-04 | 1875616 | Sus | N | EquipmentFailureInvolved¦Firepole¦PoleWood¦Brokenwireonground
22-0138602 | Equipment Failure/Involved | Overhead | Transformer (OH) | Failed/Faulted | 2022 | Tier 2 - Elevated | Distribution Circuit | 12 | 10 | 2022-12-10 | 1883765 | Sus | N | EquipmentFailureInvolved¦Overhead¦Transformer(OH)¦FailedFaulted
22-0138917 | Vegetation | Tree - fell into line | Conductor, Overhead | Normal | 2022 | Tier 3 - Extreme | Distribution Circuit | 12 | 10 | 2022-12-10 | 1884360 | Sus | N | Vegetation¦Treefellintoline¦ConductorOverhead¦Normal
22-0139866 | Equipment Failure/Involved | Overhead | Insulator | Broken | 2022 | Tier 3 - Extreme | Distribution Circuit | 12 | 14 | 2022-12-14 | 1889028 | Sus | N | EquipmentFailureInvolved¦Overhead¦Insulator¦Broken
22-0142731 | Unknown Cause | Patrol - not conducted |  |  | 2022 | Tier 2 - Elevated | Distribution Circuit | 12 | 31 | 2022-12-31 | 1905462 | Sus | N | UnknownCause¦Patrolnotconducted¦¦
15-0011581 | Equipment Failure/Involved | Other | Crossarm, Wood | Broken | 2015 | Tier 2 - Elevated | Distribution Circuit | 2 | 8 | 2015-02-08 | 1182844 | Sus | N | EquipmentFailureInvolved¦Other¦CrossarmWood¦Broken
15-0012175 | Vegetation | Tree - fell into line | Pole-Wood | Broken, wire on ground | 2015 | Tier 2 - Elevated | Distribution Circuit | 2 | 9 | 2015-02-09 | 1186453 | Sus | N | Vegetation¦Treefellintoline¦PoleWood¦Brokenwireonground
15-0016054 | Equipment Failure/Involved | Other | Pole-Wood | Broken, wire on ground | 2015 | Tier 2 - Elevated | Distribution Circuit | 2 | 26 | 2015-02-26 | 1196458 | Sus | N | EquipmentFailureInvolved¦Other¦PoleWood¦Brokenwireonground
15-0024662 | Vegetation | Tree - branch fell on line | Fuse | Failed/Faulted | 2015 | Tier 2 - Elevated | Distribution Circuit | 4 | 6 | 2015-04-06 | 1214430 | Sus | N | Vegetation¦Treebranchfellonline¦Fuse¦FailedFaulted
15-0040796 | Equipment Failure/Involved | Overhead | Transformer (OH) | Broken | 2015 | Tier 3 - Extreme | Transformer only | 6 | 13 | 2015-06-13 | 1250188 | Sus | Y | EquipmentFailureInvolved¦Overhead¦Transformer(OH)¦Broken
15-0042924 | 3rd Party | Fire, house or bldg. | Secondary | Normal | 2015 | Tier 2 - Elevated | Transformer only | 6 | 23 | 2015-06-23 | 1255402 | Sus | Y | 3rdParty¦Firehouseorbldg¦Secondary¦Normal
15-0043847 | Vegetation | Tree - fell into line | Conductor, Overhead | Normal | 2015 | Tier 2 - Elevated | Distribution Circuit | 6 | 28 | 2015-06-28 | 1258247 | Sus | Y | Vegetation¦Treefellintoline¦ConductorOverhead¦Normal
15-0047324 | Equipment Failure/Involved | Overhead | Crossarm, Wood | Broken | 2015 | Tier 3 - Extreme | Distribution Circuit | 7 | 14 | 2015-07-14 | 1267717 | Sus | Y | EquipmentFailureInvolved¦Overhead¦CrossarmWood¦Broken
15-0048981 | Environmental/External | Lightning | Transformer | Burned/flashed | 2015 | Tier 2 - Elevated | Transformer only | 7 | 20 | 2015-07-20 | 1272221 | Sus | Y | EnvironmentalExternal¦Lightning¦Transformer¦Burnedflashed
15-0052333 | Unknown Cause | Patrol - found nothing |  |  | 2015 | Tier 3 - Extreme | Distribution Circuit | 8 | 3 | 2015-08-03 | 1281961 | Sus | Y | UnknownCause¦Patrolfoundnothing¦¦
15-0052426 | Environmental/External | Fire, Forest/Grass | Conductor, Overhead | Normal | 2015 | Tier 3 - Extreme | Distribution Circuit | 8 | 3 | 2015-08-03 | 1282095 | Sus | Y | EnvironmentalExternal¦FireForestGrass¦ConductorOverhead¦Normal
15-0053857 | Unknown Cause | Patrol - found nothing |  |  | 2015 | Tier 2 - Elevated | Distribution Circuit | 8 | 8 | 2015-08-08 | 1285276 | Sus | Y | UnknownCause¦Patrolfoundnothing¦¦
15-0056292 | Equipment Failure/Involved | Overhead | Secondary | Burned Open | 2015 | Tier 2 - Elevated | Transformer only | 8 | 20 | 2015-08-20 | 1291995 | Sus | Y | EquipmentFailureInvolved¦Overhead¦Secondary¦BurnedOpen
15-0056501 | Animal | Squirrel | Fuse | Failed/Faulted | 2015 | Tier 3 - Extreme | Distribution Circuit | 8 | 21 | 2015-08-21 | 1292375 | Sus | Y | Animal¦Squirrel¦Fuse¦FailedFaulted
15-0061229 | Animal | Other | Fuse | Failed/Faulted | 2015 | Tier 2 - Elevated | Distribution Circuit | 9 | 14 | 2015-09-14 | 1305429 | Sus | Y | Animal¦Other¦Fuse¦FailedFaulted
15-0063047 | Equipment Failure/Involved | Overhead | Crossarm, Wood | Broken | 2015 | Tier 2 - Elevated | Distribution Circuit | 9 | 24 | 2015-09-24 | 1311176 | Sus | Y | EquipmentFailureInvolved¦Overhead¦CrossarmWood¦Broken
15-0071290 | Environmental/External | Lightning | Transformer (OH) | Failed/Faulted | 2015 | Tier 2 - Elevated | Distribution Circuit | 10 | 17 | 2015-10-17 | 1323908 | Sus | Y | EnvironmentalExternal¦Lightning¦Transformer(OH)¦FailedFaulted
15-0073082 | Vegetation | Tree - fell into line | Conductor, Overhead | Arcing | 2015 | Tier 3 - Extreme | Distribution Circuit | 10 | 23 | 2015-10-23 | 1328523 | Sus | Y | Vegetation¦Treefellintoline¦ConductorOverhead¦Arcing
15-0078315 | Vegetation | Tree - branch fell on line | Fuse | Failed/Faulted | 2015 | Tier 3 - Extreme | Distribution Circuit | 11 | 16 | 2015-11-16 | 1343112 | Sus | Y | Vegetation¦Treebranchfellonline¦Fuse¦FailedFaulted
15-0079497 | Equipment Failure/Involved | Overhead | Conductor, Overhead | Normal | 2015 | Tier 3 - Extreme | Distribution Circuit | 11 | 20 | 2015-11-20 | 1345882 | Sus | Y | EquipmentFailureInvolved¦Overhead¦ConductorOverhead¦Normal
15-0081354 | Unknown Cause | Patrol - not conducted |  |  | 2015 | Tier 3 - Extreme | Distribution Circuit | 11 | 27 | 2015-11-27 | 1349246 | Sus | Y | UnknownCause¦Patrolnotconducted¦¦
15-0085298 | Equipment Failure/Involved | Overhead | Pole-Wood | Broken | 2015 | Tier 2 - Elevated | Distribution Circuit | 12 | 14 | 2015-12-14 | 1363636 | Sus | N | EquipmentFailureInvolved¦Overhead¦PoleWood¦Broken
15-0086027 | Equipment Failure/Involved | Overhead | Conductor, Overhead | Broken, wire on ground | 2015 | Tier 3 - Extreme | Distribution Circuit | 12 | 17 | 2015-12-17 | 1365912 | Sus | N | EquipmentFailureInvolved¦Overhead¦ConductorOverhead¦Brokenwireonground
15-0086933 | Equipment Failure/Involved | Electrical Overload | Jumper | Bent or Twisted | 2015 | Tier 2 - Elevated | Distribution Circuit | 12 | 23 | 2015-12-23 | 1370115 | Sus | N | EquipmentFailureInvolved¦ElectricalOverload¦Jumper¦BentorTwisted
16-0009545 | Vegetation | Tree - branch fell on line | Conductor, Overhead | Normal | 2016 | Tier 2 - Elevated | Distribution Circuit | 1 | 31 | 2016-01-31 | 1395541 | Sus | N | Vegetation¦Treebranchfellonline¦ConductorOverhead¦Normal
16-0009640 | Vegetation | Tree - fell into line | Conductor, Overhead | Broken, wire on ground | 2016 | Tier 2 - Elevated | Distribution Circuit | 1 | 31 | 2016-01-31 | 1395570 | Sus | N | Vegetation¦Treefellintoline¦ConductorOverhead¦Brokenwireonground
16-0013069 | Unknown Cause | Patrol - found nothing |  |  | 2016 | Tier 3 - Extreme | Distribution Circuit | 2 | 17 | 2016-02-17 | 1404761 | Sus | N | UnknownCause¦Patrolfoundnothing¦¦
16-0013116 | Equipment Failure/Involved | Overhead | Conductor, Overhead | Together | 2016 | Tier 3 - Extreme | Distribution Circuit | 2 | 17 | 2016-02-17 | 1405032 | Sus | N | EquipmentFailureInvolved¦Overhead¦ConductorOverhead¦Together
16-0015438 | Animal | Bird found | Transformer (OH) | Normal | 2016 | Tier 2 - Elevated | Transformer only | 2 | 24 | 2016-02-24 | 1411803 | Sus | N | Animal¦Birdfound¦Transformer(OH)¦Normal
16-0017537 | Vegetation | Tree - fell into line | Conductor, Overhead | Broken, wire on ground | 2016 | Tier 3 - Extreme | Distribution Circuit | 3 | 5 | 2016-03-05 | 1416983 | Sus | N | Vegetation¦Treefellintoline¦ConductorOverhead¦Brokenwireonground
16-0017720 | Vegetation | Tree - fell into line | Conductor, Overhead | Broken, wire on ground | 2016 | Tier 2 - Elevated | Distribution Circuit | 3 | 5 | 2016-03-05 | 1418086 | Sus | N | Vegetation¦Treefellintoline¦ConductorOverhead¦Brokenwireonground
16-0018156 | Unknown Cause | Patrol - found nothing |  |  | 2016 | Tier 2 - Elevated | Distribution Circuit | 3 | 5 | 2016-03-05 | 1420347 | Sus | N | UnknownCause¦Patrolfoundnothing¦¦
16-0018790 | Equipment Failure/Involved | Other | Conductor, Overhead | Broken, wire on ground | 2016 | Tier 3 - Extreme | Distribution Circuit | 3 | 7 | 2016-03-07 | 1423347 | Sus | N | EquipmentFailureInvolved¦Other¦ConductorOverhead¦Brokenwireonground
16-0019324 | Vegetation | Tree - fell into line | Transformer | Broken | 2016 | Tier 3 - Extreme | Transformer only | 3 | 8 | 2016-03-08 | 1424992 | Sus | N | Vegetation¦Treefellintoline¦Transformer¦Broken
16-0020708 | Vegetation | Tree - fell into line | Conductor, Overhead | Normal | 2016 | Tier 3 - Extreme | Distribution Circuit | 3 | 11 | 2016-03-11 | 1428897 | Sus | N | Vegetation¦Treefellintoline¦ConductorOverhead¦Normal
16-0021125 | Unknown Cause | Patrol - not conducted |  |  | 2016 | Tier 2 - Elevated | Transformer only | 3 | 14 | 2016-03-14 | 1430774 | Sus | N | UnknownCause¦Patrolnotconducted¦¦
16-0021128 | Unknown Cause | Patrol - not conducted |  |  | 2016 | Tier 2 - Elevated | Distribution Circuit | 3 | 14 | 2016-03-14 | 1430805 | Sus | N | UnknownCause¦Patrolnotconducted¦¦
16-0027654 | Vegetation | Tree - fell into line | Conductor, Overhead | Broken, wire on ground | 2016 | Tier 3 - Extreme | Distribution Circuit | 4 | 10 | 2016-04-10 | 1448529 | Sus | N | Vegetation¦Treefellintoline¦ConductorOverhead¦Brokenwireonground
16-0028468 | Vegetation | Tree - fell into line | Conductor, Overhead | Broken, wire on ground | 2016 | Tier 2 - Elevated | Distribution Circuit | 4 | 14 | 2016-04-14 | 1450413 | Sus | N | Vegetation¦Treefellintoline¦ConductorOverhead¦Brokenwireonground
16-0028738 | 3rd Party | Customer Equipment | Customer Equipment | Broken | 2016 | Tier 2 - Elevated | Transformer only | 4 | 14 | 2016-04-14 | 1450820 | Sus | N | 3rdParty¦CustomerEquipment¦CustomerEquipment¦Broken
16-0031164 | Environmental/External | Lightning | Fuse | Failed/Faulted | 2016 | Tier 2 - Elevated | Distribution Circuit | 4 | 24 | 2016-04-24 | 1457602 | Sus | N | EnvironmentalExternal¦Lightning¦Fuse¦FailedFaulted
16-0035722 | Equipment Failure/Involved | Overhead | Transformer (OH) | Failed/Faulted | 2016 | Tier 2 - Elevated | Distribution Circuit | 5 | 12 | 2016-05-12 | 1468925 | Sus | Y | EquipmentFailureInvolved¦Overhead¦Transformer(OH)¦FailedFaulted
16-0036917 | Equipment Failure/Involved | Overhead | Transformer | Failed/Faulted | 2016 | Tier 2 - Elevated | Transformer only | 5 | 18 | 2016-05-18 | 1472368 | Sus | Y | EquipmentFailureInvolved¦Overhead¦Transformer¦FailedFaulted
16-0039568 | 3rd Party | Vehicle | Pole-Wood | Broken | 2016 | Tier 2 - Elevated | Distribution Circuit | 5 | 28 | 2016-05-28 | 1478666 | Sus | Y | 3rdParty¦Vehicle¦PoleWood¦Broken
16-0045625 | 3rd Party | Vehicle | Pole-Wood | Broken | 2016 | Tier 2 - Elevated | Distribution Circuit | 6 | 24 | 2016-06-24 | 1495281 | Sus | Y | 3rdParty¦Vehicle¦PoleWood¦Broken
16-0046691 | Equipment Failure/Involved | Overhead | Connector or Splice (OH) | Arcing | 2016 | Tier 3 - Extreme | Transformer only | 6 | 29 | 2016-06-29 | 1498231 | Sus | Y | EquipmentFailureInvolved¦Overhead¦ConnectororSplice(OH)¦Arcing
16-0050320 | 3rd Party | Fire, house or bldg. | Conductor, Overhead | Broken, wire on ground | 2016 | Tier 3 - Extreme | Distribution Circuit | 7 | 15 | 2016-07-15 | 1510938 | Sus | Y | 3rdParty¦Firehouseorbldg¦ConductorOverhead¦Brokenwireonground
16-0057928 | Equipment Failure/Involved | Overhead | Cutout, fuse holder | Broken | 2016 | Tier 2 - Elevated | Transformer only | 8 | 17 | 2016-08-17 | 1527890 | Sus | Y | EquipmentFailureInvolved¦Overhead¦Cutoutfuseholder¦Broken
16-0058661 | Animal | Bird found |  | Normal | 2016 | Tier 3 - Extreme | Transformer only | 8 | 19 | 2016-08-19 | 1529075 | Sus | Y | Animal¦Birdfound¦¦Normal
16-0062406 | Unknown Cause | Patrol - found nothing |  |  | 2016 | Tier 2 - Elevated | Transformer only | 9 | 5 | 2016-09-05 | 1536887 | Sus | Y | UnknownCause¦Patrolfoundnothing¦¦
16-0063776 | Equipment Failure/Involved | Overhead | Transformer | Failed/Faulted | 2016 | Tier 3 - Extreme | Transformer only | 9 | 11 | 2016-09-11 | 1539600 | Sus | Y | EquipmentFailureInvolved¦Overhead¦Transformer¦FailedFaulted
16-0064262 | Vegetation | Tree - branch fell on line | Conductor, Overhead | Together | 2016 | Tier 3 - Extreme | Distribution Circuit | 9 | 13 | 2016-09-13 | 1540918 | Sus | Y | Vegetation¦Treebranchfellonline¦ConductorOverhead¦Together
16-0064597 | Equipment Failure/Involved | Electrical Overload | Transformer | Failed/Faulted | 2016 | Tier 2 - Elevated | Transformer only | 9 | 14 | 2016-09-14 | 1541497 | Sus | Y | EquipmentFailureInvolved¦ElectricalOverload¦Transformer¦FailedFaulted
16-0070583 | Equipment Failure/Involved | Electrical Overload | Service conductor | Arcing | 2016 | Tier 2 - Elevated | Transformer only | 10 | 8 | 2016-10-08 | 1555111 | Sus | Y | EquipmentFailureInvolved¦ElectricalOverload¦Serviceconductor¦Arcing
16-0070682 | Unknown Cause | Patrol - found nothing |  |  | 2016 | Tier 2 - Elevated | Distribution Circuit | 10 | 9 | 2016-10-09 | 1555520 | Sus | Y | UnknownCause¦Patrolfoundnothing¦¦
16-0072174 | Animal | Other | Insulator | Burned/flashed | 2016 | Tier 2 - Elevated | Distribution Circuit | 10 | 14 | 2016-10-14 | 1559672 | Sus | Y | Animal¦Other¦Insulator¦Burnedflashed
16-0072753 | Vegetation | Tree - fell into line | Pole-Wood | Broken, wire on ground | 2016 | Tier 3 - Extreme | Distribution Circuit | 10 | 16 | 2016-10-16 | 1562188 | Sus | Y | Vegetation¦Treefellintoline¦PoleWood¦Brokenwireonground
16-0075801 | Vegetation | Tree - grew into line | Conductor, Overhead | Broken, wire on ground | 2016 | Tier 2 - Elevated | Distribution Circuit | 10 | 27 | 2016-10-27 | 1570561 | Sus | Y | Vegetation¦Treegrewintoline¦ConductorOverhead¦Brokenwireonground
16-0076244 | Vegetation | Tree - fell into line | Service conductor | Broken, wire on ground | 2016 | Tier 2 - Elevated | Transformer only | 10 | 28 | 2016-10-28 | 1571523 | Sus | Y | Vegetation¦Treefellintoline¦Serviceconductor¦Brokenwireonground
16-0076465 | Unknown Cause | Patrol - found nothing |  |  | 2016 | Tier 3 - Extreme | Transmission line | 10 | 28 | 2016-10-28 | 1572026 | Sus | Y | UnknownCause¦Patrolfoundnothing¦¦
16-0076808 | Vegetation | Tree - fell into line | Pole-Wood | Broken, wire on ground | 2016 | Tier 3 - Extreme | Distribution Circuit | 10 | 30 | 2016-10-30 | 1573235 | Sus | Y | Vegetation¦Treefellintoline¦PoleWood¦Brokenwireonground
16-0084996 | Vegetation | Tree - fell into line | Conductor, Overhead | Together | 2016 | Tier 2 - Elevated | Distribution Circuit | 12 | 10 | 2016-12-10 | 1599125 | Sus | N | Vegetation¦Treefellintoline¦ConductorOverhead¦Together
16-0086483 | Equipment Failure/Involved | Overhead | Transformer | Failed/Faulted | 2016 | Tier 2 - Elevated | Transformer only | 12 | 19 | 2016-12-19 | 1607285 | Sus | N | EquipmentFailureInvolved¦Overhead¦Transformer¦FailedFaulted
17-0002884 | Equipment Failure/Involved | Overhead | Conductor, Overhead | Broken, wire on ground | 2017 | Tier 2 - Elevated | Distribution Circuit | 1 | 3 | 2017-01-03 | 1615352 | Sus | N | EquipmentFailureInvolved¦Overhead¦ConductorOverhead¦Brokenwireonground
17-0003240 | Vegetation | Tree - fell into line | Conductor, Overhead | Broken, wire on ground | 2017 | Tier 3 - Extreme | Transmission line | 1 | 3 | 2017-01-03 | 1615833 | Sus | N | Vegetation¦Treefellintoline¦ConductorOverhead¦Brokenwireonground
17-0003447 | Vegetation | Tree - fell into line | Pole-Wood | Broken, wire on object | 2017 | Tier 2 - Elevated | Distribution Circuit | 1 | 4 | 2017-01-04 | 1617785 | Sus | N | Vegetation¦Treefellintoline¦PoleWood¦Brokenwireonobject
17-0003527 | Unknown Cause | Patrol - found nothing |  |  | 2017 | Tier 2 - Elevated | Distribution Circuit | 1 | 4 | 2017-01-04 | 1617314 | Sus | N | UnknownCause¦Patrolfoundnothing¦¦
17-0004998 | Equipment Failure/Involved | Overhead | Pole-Wood | Broken | 2017 | Tier 2 - Elevated | Distribution Circuit | 1 | 8 | 2017-01-08 | 1622740 | Sus | N | EquipmentFailureInvolved¦Overhead¦PoleWood¦Broken
17-0005216 | Vegetation | Tree - fell into line | Conductor, Overhead | Broken, wire on ground | 2017 | Tier 3 - Extreme | Distribution Circuit | 1 | 8 | 2017-01-08 | 1625023 | Sus | N | Vegetation¦Treefellintoline¦ConductorOverhead¦Brokenwireonground
17-0005757 | Vegetation | Tree - fell into line | Conductor, Overhead | Broken, wire on ground | 2017 | Tier 3 - Extreme | Distribution Circuit | 1 | 8 | 2017-01-08 | 1629607 | Sus | N | Vegetation¦Treefellintoline¦ConductorOverhead¦Brokenwireonground
17-0005906 | Vegetation | Tree - fell into line | Conductor, Overhead | Broken, wire on ground | 2017 | Tier 2 - Elevated | Distribution Circuit | 1 | 8 | 2017-01-08 | 1630364 | Sus | N | Vegetation¦Treefellintoline¦ConductorOverhead¦Brokenwireonground
17-0005960 | Vegetation | Tree - branch fell on line | Conductor, Overhead | Normal | 2017 | Tier 3 - Extreme | Distribution Circuit | 1 | 8 | 2017-01-08 | 1628547 | Sus | N | Vegetation¦Treebranchfellonline¦ConductorOverhead¦Normal
17-0006195 | Unknown Cause | Patrol - not conducted |  |  | 2017 | Tier 3 - Extreme | Distribution Circuit | 1 | 9 | 2017-01-09 | 1631460 | Sus | N | UnknownCause¦Patrolnotconducted¦¦
17-0007398 | Equipment Failure/Involved | Underground | Transformer (UG) | Deteriorated | 2017 | Tier 2 - Elevated | Distribution Circuit | 1 | 11 | 2017-01-11 | 1638355 | Sus | N | EquipmentFailureInvolved¦Underground¦Transformer(UG)¦Deteriorated
17-0008281 | Vegetation | Tree - fell into line | Conductor, Overhead | Broken, wire on ground | 2017 | Tier 3 - Extreme | Distribution Circuit | 1 | 12 | 2017-01-12 | 1640949 | Sus | N | Vegetation¦Treefellintoline¦ConductorOverhead¦Brokenwireonground
17-0010557 | Vegetation | Tree - branch fell on line | Conductor, Overhead | Normal | 2017 | Tier 2 - Elevated | Distribution Circuit | 1 | 18 | 2017-01-18 | 1649544 | Sus | N | Vegetation¦Treebranchfellonline¦ConductorOverhead¦Normal
17-0011113 | Vegetation | Tree - fell into line | Conductor, Overhead | Normal | 2017 | Tier 2 - Elevated | Distribution Circuit | 1 | 19 | 2017-01-19 | 1651940 | Sus | N | Vegetation¦Treefellintoline¦ConductorOverhead¦Normal
17-0011239 | Vegetation | Tree - fell into line | Conductor, Overhead | Together | 2017 | Tier 3 - Extreme | Distribution Circuit | 1 | 20 | 2017-01-20 | 1652742 | Sus | N | Vegetation¦Treefellintoline¦ConductorOverhead¦Together
17-0011319 | Vegetation | Tree - fell into line | Conductor, Overhead | Normal | 2017 | Tier 3 - Extreme | Distribution Circuit | 1 | 20 | 2017-01-20 | 1652720 | Sus | N | Vegetation¦Treefellintoline¦ConductorOverhead¦Normal
17-0011502 | Vegetation | Tree - branch fell on line | Cutout, fuse holder | Normal | 2017 | Tier 3 - Extreme | Distribution Circuit | 1 | 20 | 2017-01-20 | 1654030 | Sus | N | Vegetation¦Treebranchfellonline¦Cutoutfuseholder¦Normal
17-0011650 | Vegetation | Tree - fell into line | Conductor, Overhead | Broken, wire on ground | 2017 | Tier 3 - Extreme | Distribution Circuit | 1 | 20 | 2017-01-20 | 1653546 | Sus | N | Vegetation¦Treefellintoline¦ConductorOverhead¦Brokenwireonground
17-0013724 | Equipment Failure/Involved | Overhead | Transformer | Broken | 2017 | Tier 3 - Extreme | Transformer only | 1 | 22 | 2017-01-22 | 1661112 | Sus | N | EquipmentFailureInvolved¦Overhead¦Transformer¦Broken
17-0014307 | Equipment Failure/Involved | Overhead | Transformer (OH) | Broken | 2017 | Tier 3 - Extreme | Transformer only | 1 | 24 | 2017-01-24 | 1665531 | Sus | N | EquipmentFailureInvolved¦Overhead¦Transformer(OH)¦Broken
17-0014426 | Equipment Failure/Involved | Overhead | Conductor, Overhead | Broken, wire on ground | 2017 | Tier 3 - Extreme | Distribution Circuit | 1 | 23 | 2017-01-23 | 1665877 | Sus | N | EquipmentFailureInvolved¦Overhead¦ConductorOverhead¦Brokenwireonground
17-0016806 | Equipment Failure/Involved | Overhead | Transformer | Failed/Faulted | 2017 | Tier 2 - Elevated | Transformer only | 2 | 2 | 2017-02-02 | 1672654 | Sus | N | EquipmentFailureInvolved¦Overhead¦Transformer¦FailedFaulted
17-0018057 | Vegetation | Tree - fell into line | Conductor, Overhead | Broken, wire on ground | 2017 | Tier 2 - Elevated | Distribution Circuit | 2 | 7 | 2017-02-07 | 1677412 | Sus | N | Vegetation¦Treefellintoline¦ConductorOverhead¦Brokenwireonground
17-0019014 | Vegetation | Tree - fell into line | Conductor, Overhead | Broken, wire on ground | 2017 | Tier 3 - Extreme | Distribution Circuit | 2 | 8 | 2017-02-08 | 1681594 | Sus | N | Vegetation¦Treefellintoline¦ConductorOverhead¦Brokenwireonground
17-0021076 | Vegetation | Tree - fell into line | Pole-Wood | Broken, wire on ground | 2017 | Tier 2 - Elevated | Distribution Circuit | 2 | 14 | 2017-02-14 | 1688485 | Sus | N | Vegetation¦Treefellintoline¦PoleWood¦Brokenwireonground
17-0021353 | Vegetation | Tree - branch fell on line | Conductor, Overhead | Normal | 2017 | Tier 2 - Elevated | Distribution Circuit | 2 | 15 | 2017-02-15 | 1689371 | Sus | N | Vegetation¦Treebranchfellonline¦ConductorOverhead¦Normal
17-0022552 | Equipment Failure/Involved | Overhead | Conductor, Overhead | Broken, wire on ground | 2017 | Tier 3 - Extreme | Distribution Circuit | 2 | 17 | 2017-02-17 | 1697014 | Sus | N | EquipmentFailureInvolved¦Overhead¦ConductorOverhead¦Brokenwireonground
17-0022895 | Unknown Cause | Patrol - found nothing |  |  | 2017 | Tier 3 - Extreme | Distribution Circuit | 2 | 17 | 2017-02-17 | 1698246 | Sus | N | UnknownCause¦Patrolfoundnothing¦¦
17-0023689 | Unknown Cause | Patrol - found nothing |  |  | 2017 | Tier 2 - Elevated | Distribution Circuit | 2 | 20 | 2017-02-20 | 1702597 | Sus | N | UnknownCause¦Patrolfoundnothing¦¦
17-0024851 | Unknown Cause | Patrol - found nothing |  |  | 2017 | Tier 2 - Elevated | Distribution Circuit | 2 | 21 | 2017-02-21 | 1705193 | Sus | N | UnknownCause¦Patrolfoundnothing¦¦
17-0025058 | Vegetation | Tree - fell into line | Conductor, Overhead | Bent or Twisted | 2017 | Tier 3 - Extreme | Distribution Circuit | 2 | 21 | 2017-02-21 | 1708047 | Sus | N | Vegetation¦Treefellintoline¦ConductorOverhead¦BentorTwisted
17-0025080 | Vegetation | Tree - fell into line | Conductor, Overhead | Broken, wire on ground | 2017 | Tier 2 - Elevated | Distribution Circuit | 2 | 21 | 2017-02-21 | 1708126 | Sus | N | Vegetation¦Treefellintoline¦ConductorOverhead¦Brokenwireonground
17-0025868 | Vegetation | Tree - fell into line | Conductor, Overhead | Broken, wire on ground | 2017 | Tier 2 - Elevated | Distribution Circuit | 2 | 22 | 2017-02-22 | 1711452 | Sus | N | Vegetation¦Treefellintoline¦ConductorOverhead¦Brokenwireonground
17-0026968 | Vegetation | Tree - fell into line | Conductor, Overhead | Broken, wire on ground | 2017 | Tier 3 - Extreme | Distribution Circuit | 2 | 27 | 2017-02-27 | 1714784 | Sus | N | Vegetation¦Treefellintoline¦ConductorOverhead¦Brokenwireonground
17-0027279 | Vegetation | Tree - fell into line | Conductor, Overhead | Broken, wire on ground | 2017 | Tier 3 - Extreme | Distribution Circuit | 2 | 28 | 2017-02-28 | 1715857 | Sus | N | Vegetation¦Treefellintoline¦ConductorOverhead¦Brokenwireonground
17-0037691 | Vegetation | Tree - branch fell on line | Pole-Wood | Broken | 2017 | Tier 2 - Elevated | Distribution Circuit | 4 | 7 | 2017-04-07 | 1749440 | Sus | N | Vegetation¦Treebranchfellonline¦PoleWood¦Broken
17-0038081 | Unknown Cause | Patrol - found nothing |  |  | 2017 | Tier 2 - Elevated | Distribution Circuit | 4 | 7 | 2017-04-07 | 1750984 | Sus | N | UnknownCause¦Patrolfoundnothing¦¦
17-0039707 | Unknown Cause | Patrol - not conducted |  |  | 2017 | Tier 2 - Elevated | Distribution Circuit | 4 | 12 | 2017-04-12 | 1756430 | Sus | N | UnknownCause¦Patrolnotconducted¦¦
17-0040499 | 3rd Party | Vehicle | Conductor, Overhead | Normal | 2017 | Tier 3 - Extreme | Distribution Circuit | 4 | 15 | 2017-04-15 | 1758416 | Sus | N | 3rdParty¦Vehicle¦ConductorOverhead¦Normal
17-0049314 | Unknown Cause | Patrol - not conducted |  |  | 2017 | Tier 2 - Elevated | Distribution Circuit | 5 | 20 | 2017-05-20 | 1785924 | Sus | Y | UnknownCause¦Patrolnotconducted¦¦
17-0053821 | Equipment Failure/Involved | Overhead | Insulator | Broken | 2017 | Tier 2 - Elevated | Distribution Circuit | 6 | 8 | 2017-06-08 | 1799868 | Sus | Y | EquipmentFailureInvolved¦Overhead¦Insulator¦Broken
17-0054566 | 3rd Party | Vehicle | Conductor, Overhead | Normal | 2017 | Tier 3 - Extreme | Distribution Circuit | 6 | 12 | 2017-06-12 | 1802762 | Sus | Y | 3rdParty¦Vehicle¦ConductorOverhead¦Normal
17-0059618 | Environmental/External | Lightning | Transformer | Failed/Faulted | 2017 | Tier 3 - Extreme | Transformer only | 6 | 29 | 2017-06-29 | 1820992 | Sus | Y | EnvironmentalExternal¦Lightning¦Transformer¦FailedFaulted
17-0073762 | Equipment Failure/Involved | Overhead | Lightning Arrestor | Failed/Faulted | 2017 | Tier 3 - Extreme | Distribution Circuit | 8 | 29 | 2017-08-29 | 1862426 | Sus | Y | EquipmentFailureInvolved¦Overhead¦LightningArrestor¦FailedFaulted
17-0075808 | Equipment Failure/Involved | Overhead | Conductor, Overhead | Broken, wire on ground | 2017 | Tier 3 - Extreme | Distribution Circuit | 9 | 4 | 2017-09-04 | 1869647 | Sus | Y | EquipmentFailureInvolved¦Overhead¦ConductorOverhead¦Brokenwireonground
17-0078755 | Environmental/External | Lightning | Transformer (OH) | Failed/Faulted | 2017 | Tier 2 - Elevated | Distribution Circuit | 9 | 13 | 2017-09-13 | 1878554 | Sus | Y | EnvironmentalExternal¦Lightning¦Transformer(OH)¦FailedFaulted
17-0085366 | Unknown Cause | Patrol - found nothing |  |  | 2017 | Tier 2 - Elevated | Distribution Circuit | 10 | 9 | 2017-10-09 | 1895450 | Sus | Y | UnknownCause¦Patrolfoundnothing¦¦
17-0086803 | Environmental/External | Fire, Forest/Grass | Fuse | Normal | 2017 | Tier 2 - Elevated | Distribution Circuit | 10 | 8 | 2017-10-08 | 1899460 | Sus | Y | EnvironmentalExternal¦FireForestGrass¦Fuse¦Normal
17-0087484 | Vegetation | Tree - branch fell on line | Conductor, Overhead | Normal | 2017 | Tier 3 - Extreme | Distribution Circuit | 10 | 15 | 2017-10-15 | 1901243 | Sus | Y | Vegetation¦Treebranchfellonline¦ConductorOverhead¦Normal
17-0088025 | Equipment Failure/Involved | Electrical Overload | Other | Normal | 2017 | Tier 2 - Elevated | Transmission line | 10 | 17 | 2017-10-17 | 1902541 | Sus | Y | EquipmentFailureInvolved¦ElectricalOverload¦Other¦Normal
17-0088567 | Unknown Cause | Patrol - found nothing | Conductor, Overhead | Normal | 2017 | Tier 3 - Extreme | Distribution Circuit | 10 | 8 | 2017-10-08 | 1904059 | Sus | Y | UnknownCause¦Patrolfoundnothing¦ConductorOverhead¦Normal
17-0096471 | Equipment Failure/Involved | Overhead | Insulator | Failed/Faulted | 2017 | Tier 2 - Elevated | Distribution Circuit | 11 | 20 | 2017-11-20 | 1926479 | Sus | Y | EquipmentFailureInvolved¦Overhead¦Insulator¦FailedFaulted
17-0097099 | Animal | Squirrel | Fuse | Failed/Faulted | 2017 | Tier 2 - Elevated | Distribution Circuit | 11 | 22 | 2017-11-22 | 1927808 | Sus | Y | Animal¦Squirrel¦Fuse¦FailedFaulted
17-0097751 | Vegetation | Tree - fell into line | Conductor, Overhead | On Ground | 2017 | Tier 2 - Elevated | Distribution Circuit | 11 | 27 | 2017-11-27 | 1930009 | Sus | Y | Vegetation¦Treefellintoline¦ConductorOverhead¦OnGround
17-0099025 | Unknown Cause | Patrol - found nothing |  |  | 2017 | Tier 3 - Extreme | Transformer only | 12 | 1 | 2017-12-01 | 1933474 | Sus | N | UnknownCause¦Patrolfoundnothing¦¦
17-0100477 | 3rd Party | Vehicle | Conductor, Overhead | Broken, wire on ground | 2017 | Tier 2 - Elevated | Distribution Circuit | 12 | 7 | 2017-12-07 | 1938026 | Sus | N | 3rdParty¦Vehicle¦ConductorOverhead¦Brokenwireonground
17-0102278 | Equipment Failure/Involved | Overhead | Crossarm, Wood | Broken | 2017 | Tier 3 - Extreme | Distribution Circuit | 12 | 16 | 2017-12-16 | 1946015 | Sus | N | EquipmentFailureInvolved¦Overhead¦CrossarmWood¦Broken
18-0021590 | Vegetation | Tree - branch fell on line | Conductor, Overhead | Broken, wire on ground | 2018 | Tier 2 - Elevated | Distribution Circuit | 3 | 10 | 2018-03-10 | 41668 | Sus | N | Vegetation¦Treebranchfellonline¦ConductorOverhead¦Brokenwireonground
18-0022463 | Vegetation | Tree - fell into line | Service conductor | Broken | 2018 | Tier 3 - Extreme | Transformer only | 3 | 13 | 2018-03-13 | 43663 | Sus | N | Vegetation¦Treefellintoline¦Serviceconductor¦Broken
18-0022930 | Unknown Cause | Patrol - not conducted |  |  | 2018 | Tier 2 - Elevated | Distribution Circuit | 3 | 15 | 2018-03-15 | 44529 | Sus | N | UnknownCause¦Patrolnotconducted¦¦
18-0023619 | Vegetation | Tree - fell into line | Conductor, Overhead | Broken, wire on ground | 2018 | Tier 3 - Extreme | Distribution Circuit | 3 | 16 | 2018-03-16 | 45911 | Sus | N | Vegetation¦Treefellintoline¦ConductorOverhead¦Brokenwireonground
18-0023871 | Equipment Failure/Involved | Overhead | Crossarm, Wood | Broken | 2018 | Tier 3 - Extreme | Distribution Circuit | 3 | 16 | 2018-03-16 | 46113 | Sus | N | EquipmentFailureInvolved¦Overhead¦CrossarmWood¦Broken
18-0029047 | 3rd Party | Vehicle | Pole-Wood | Broken, wire on ground | 2018 | Tier 2 - Elevated | Distribution Circuit | 4 | 4 | 2018-04-04 | 59154 | Sus | N | 3rdParty¦Vehicle¦PoleWood¦Brokenwireonground
18-0032273 | Vegetation | Tree - fell into line | Fuse | Failed/Faulted | 2018 | Tier 2 - Elevated | Distribution Circuit | 4 | 14 | 2018-04-14 | 66868 | Sus | N | Vegetation¦Treefellintoline¦Fuse¦FailedFaulted
18-0037438 | Environmental/External | Lightning | Transformer (OH) | Failed/Faulted | 2018 | Tier 2 - Elevated | Transformer only | 5 | 1 | 2018-05-01 | 77846 | Sus | Y | EnvironmentalExternal¦Lightning¦Transformer(OH)¦FailedFaulted
18-0042777 | Unknown Cause | Patrol - found nothing |  |  | 2018 | Tier 3 - Extreme | Distribution Circuit | 5 | 21 | 2018-05-21 | 90465 | Sus | Y | UnknownCause¦Patrolfoundnothing¦¦
18-0048188 | Vegetation | Tree - fell into line | Pole-Wood | Broken, wire on ground | 2018 | Tier 2 - Elevated | Distribution Circuit | 6 | 6 | 2018-06-06 | 103312 | Sus | Y | Vegetation¦Treefellintoline¦PoleWood¦Brokenwireonground
18-0050804 | Vegetation | Tree - branch fell on line | Conductor, Overhead | Broken, wire on ground | 2018 | Tier 2 - Elevated | Distribution Circuit | 6 | 14 | 2018-06-14 | 108836 | Sus | Y | Vegetation¦Treebranchfellonline¦ConductorOverhead¦Brokenwireonground
18-0053884 | Vegetation | Tree - fell into line | Conductor, Overhead | Normal | 2018 | Tier 3 - Extreme | Distribution Circuit | 6 | 23 | 2018-06-23 | 116295 | Sus | Y | Vegetation¦Treefellintoline¦ConductorOverhead¦Normal
18-0054679 | Unknown Cause | Patrol - found nothing |  |  | 2018 | Tier 3 - Extreme | Distribution Circuit | 6 | 26 | 2018-06-26 | 118732 | Sus | Y | UnknownCause¦Patrolfoundnothing¦¦
18-0055805 | Vegetation | Tree - fell into line | Secondary | Broken, wire on ground | 2018 | Tier 3 - Extreme | Distribution Circuit | 6 | 29 | 2018-06-29 | 121385 | Sus | Y | Vegetation¦Treefellintoline¦Secondary¦Brokenwireonground
18-0056052 | Vegetation | Tree - branch fell on line | Conductor, Overhead | Broken, wire on ground | 2018 | Tier 3 - Extreme | Distribution Circuit | 7 | 1 | 2018-07-01 | 122123 | Sus | Y | Vegetation¦Treebranchfellonline¦ConductorOverhead¦Brokenwireonground
18-0064779 | Vegetation | Tree - fell into line | Conductor, Overhead | Broken, wire on ground | 2018 | Tier 2 - Elevated | Distribution Circuit | 7 | 29 | 2018-07-29 | 143567 | Sus | Y | Vegetation¦Treefellintoline¦ConductorOverhead¦Brokenwireonground
18-0065207 | Unknown Cause | Patrol - found nothing |  |  | 2018 | Tier 2 - Elevated | Distribution Circuit | 7 | 31 | 2018-07-31 | 145613 | Sus | Y | UnknownCause¦Patrolfoundnothing¦¦
18-0073359 | Vegetation | Tree - fell into line | Conductor, Overhead | Broken, wire on ground | 2018 | Tier 2 - Elevated | Distribution Circuit | 8 | 24 | 2018-08-24 | 161939 | Sus | Y | Vegetation¦Treefellintoline¦ConductorOverhead¦Brokenwireonground
18-0078213 | Unknown Cause | Patrol - found nothing |  |  | 2018 | Tier 2 - Elevated | Distribution Circuit | 9 | 10 | 2018-09-10 | 171604 | Sus | Y | UnknownCause¦Patrolfoundnothing¦¦
18-0080062 | Vegetation | Tree - branch fell on line | Fuse | Failed/Faulted | 2018 | Tier 3 - Extreme | Distribution Circuit | 9 | 15 | 2018-09-15 | 175052 | Sus | Y | Vegetation¦Treebranchfellonline¦Fuse¦FailedFaulted
18-0086125 | Equipment Failure/Involved | Overhead | Conductor, Overhead | Normal | 2018 | Tier 2 - Elevated | Distribution Circuit | 10 | 3 | 2018-10-03 | 187123 | Sus | Y | EquipmentFailureInvolved¦Overhead¦ConductorOverhead¦Normal
18-0094929 | Unknown Cause | Patrol - found nothing |  |  | 2018 | Tier 3 - Extreme | Distribution Circuit | 10 | 28 | 2018-10-28 | 203801 | Sus | Y | UnknownCause¦Patrolfoundnothing¦¦
18-0097091 | Unknown Cause | Patrol - found nothing |  |  | 2018 | Tier 2 - Elevated | Distribution Circuit | 11 | 5 | 2018-11-05 | 209051 | Sus | Y | UnknownCause¦Patrolfoundnothing¦¦
18-0097561 | Wildfire Mitigation | CWSP - Vegetation Removal |  |  | 2018 | Tier 2 - Elevated | Transformer only | 11 | 6 | 2018-11-06 | 209991 | Sus | Y | WildfireMitigation¦CWSPVegetationRemoval¦¦
18-0100796 | Environmental/External | Fire, Forest/Grass | Pole-Wood | Burned/flashed | 2018 | Tier 3 - Extreme | Distribution Circuit | 11 | 8 | 2018-11-08 | 217782 | Sus | Y | EnvironmentalExternal¦FireForestGrass¦PoleWood¦Burnedflashed
18-0100868 | Environmental/External | Fire, Forest/Grass | Pole-Wood | Burned/flashed | 2018 | Tier 3 - Extreme | Distribution Circuit | 11 | 8 | 2018-11-08 | 217928 | Sus | Y | EnvironmentalExternal¦FireForestGrass¦PoleWood¦Burnedflashed
18-0101431 | Environmental/External | Fire, Forest/Grass | Pole-Wood | Burned/flashed | 2018 | Tier 3 - Extreme | Distribution Circuit | 11 | 8 | 2018-11-08 | 219016 | Sus | Y | EnvironmentalExternal¦FireForestGrass¦PoleWood¦Burnedflashed
18-0102271 | Unknown Cause | Patrol - found nothing |  |  | 2018 | Tier 3 - Extreme | Distribution Circuit | 11 | 22 | 2018-11-22 | 221760 | Sus | Y | UnknownCause¦Patrolfoundnothing¦¦
18-0105105 | Animal | Bird found | Conductor, Overhead | Normal | 2018 | Tier 2 - Elevated | Distribution Circuit | 11 | 29 | 2018-11-29 | 228794 | Sus | Y | Animal¦Birdfound¦ConductorOverhead¦Normal
18-0105803 | Equipment Failure/Involved | Overhead | Jumper | Burned Open | 2018 | Tier 3 - Extreme | Distribution Circuit | 12 | 1 | 2018-12-01 | 230802 | Sus | N | EquipmentFailureInvolved¦Overhead¦Jumper¦BurnedOpen
19-0004820 | Vegetation | Tree - fell into line | Conductor, Overhead | Broken | 2019 | Tier 3 - Extreme | Distribution Circuit | 1 | 5 | 2019-01-05 | 254268 | Sus | N | Vegetation¦Treefellintoline¦ConductorOverhead¦Broken
19-0008576 | Vegetation | Tree - fell into line | Conductor, Overhead | Broken, wire on ground | 2019 | Tier 3 - Extreme | Distribution Circuit | 1 | 14 | 2019-01-14 | 264702 | Sus | N | Vegetation¦Treefellintoline¦ConductorOverhead¦Brokenwireonground
19-0010514 | 3rd Party | Vehicle | Pole-Wood | Broken, wire on ground | 2019 | Tier 3 - Extreme | Distribution Circuit | 1 | 17 | 2019-01-17 | 272322 | Sus | N | 3rdParty¦Vehicle¦PoleWood¦Brokenwireonground
19-0010555 | Vegetation | Tree - fell into line | Service conductor | Broken | 2019 | Tier 3 - Extreme | Distribution Circuit | 1 | 17 | 2019-01-17 | 272200 | Sus | N | Vegetation¦Treefellintoline¦Serviceconductor¦Broken
19-0010556 | Vegetation | Tree - fell into line | Conductor, Overhead | Broken, wire on ground | 2019 | Tier 3 - Extreme | Distribution Circuit | 1 | 16 | 2019-01-16 | 272420 | Sus | N | Vegetation¦Treefellintoline¦ConductorOverhead¦Brokenwireonground
19-0011271 | Vegetation | Tree - fell into line | Conductor, Overhead | Normal | 2019 | Tier 2 - Elevated | Distribution Circuit | 1 | 16 | 2019-01-16 | 272084 | Sus | N | Vegetation¦Treefellintoline¦ConductorOverhead¦Normal
19-0012040 | Vegetation | Tree - branch fell on line | Fuse | Failed/Faulted | 2019 | Tier 3 - Extreme | Distribution Circuit | 1 | 16 | 2019-01-16 | 268823 | Sus | N | Vegetation¦Treebranchfellonline¦Fuse¦FailedFaulted
19-0012609 | Equipment Failure/Involved | Overhead | Transformer (OH) | Broken | 2019 | Tier 3 - Extreme | Distribution Circuit | 1 | 20 | 2019-01-20 | 277478 | Sus | N | EquipmentFailureInvolved¦Overhead¦Transformer(OH)¦Broken
19-0012915 | Environmental/External | Lightning | Transformer | Failed/Faulted | 2019 | Tier 3 - Extreme | Transformer only | 1 | 21 | 2019-01-21 | 278512 | Sus | N | EnvironmentalExternal¦Lightning¦Transformer¦FailedFaulted
19-0017637 | Environmental/External | Lightning | Transformer | Failed/Faulted | 2019 | Tier 2 - Elevated | Transformer only | 2 | 3 | 2019-02-03 | 289340 | Sus | N | EnvironmentalExternal¦Lightning¦Transformer¦FailedFaulted
19-0017820 | Vegetation | Tree - fell into line | Crossarm, Wood | Broken | 2019 | Tier 3 - Extreme | Distribution Circuit | 2 | 4 | 2019-02-04 | 289845 | Sus | N | Vegetation¦Treefellintoline¦CrossarmWood¦Broken
19-0018234 | Unknown Cause | Patrol - not conducted |  |  | 2019 | Tier 2 - Elevated | Distribution Circuit | 2 | 5 | 2019-02-05 | 291463 | Sus | N | UnknownCause¦Patrolnotconducted¦¦
19-0018757 | Unknown Cause | Patrol - found nothing |  |  | 2019 | Tier 3 - Extreme | Distribution Circuit | 2 | 5 | 2019-02-05 | 292721 | Sus | N | UnknownCause¦Patrolfoundnothing¦¦
19-0019031 | Vegetation | Tree - fell into line | Secondary | Broken, wire on ground | 2019 | Tier 2 - Elevated | Distribution Circuit | 2 | 5 | 2019-02-05 | 294018 | Sus | N | Vegetation¦Treefellintoline¦Secondary¦Brokenwireonground
19-0019042 | Equipment Failure/Involved | Overhead | Pole-Wood | Broken | 2019 | Tier 3 - Extreme | Distribution Circuit | 2 | 6 | 2019-02-06 | 294064 | Sus | N | EquipmentFailureInvolved¦Overhead¦PoleWood¦Broken
19-0019980 | Vegetation | Tree - fell into line | Crossarm, Wood | Broken, wire on ground | 2019 | Tier 3 - Extreme | Distribution Circuit | 2 | 8 | 2019-02-08 | 295897 | Sus | N | Vegetation¦Treefellintoline¦CrossarmWood¦Brokenwireonground
19-0020102 | Vegetation | Tree - fell into line | Conductor, Overhead | Normal | 2019 | Tier 3 - Extreme | Distribution Circuit | 2 | 7 | 2019-02-07 | 295788 | Sus | N | Vegetation¦Treefellintoline¦ConductorOverhead¦Normal
19-0020654 | Vegetation | Tree - fell into line | Fuse | Failed/Faulted | 2019 | Tier 2 - Elevated | Distribution Circuit | 2 | 10 | 2019-02-10 | 298129 | Sus | N | Vegetation¦Treefellintoline¦Fuse¦FailedFaulted
19-0021683 | Vegetation | Tree - fell into line | Conductor, Overhead | Broken, wire on ground | 2019 | Tier 3 - Extreme | Distribution Circuit | 2 | 12 | 2019-02-12 | 301430 | Sus | N | Vegetation¦Treefellintoline¦ConductorOverhead¦Brokenwireonground
19-0022207 | Unknown Cause | Patrol - found nothing |  |  | 2019 | Tier 3 - Extreme | Distribution Circuit | 2 | 13 | 2019-02-13 | 303631 | Sus | N | UnknownCause¦Patrolfoundnothing¦¦
19-0023085 | Equipment Failure/Involved | Overhead | Jumper | Burned Open | 2019 | Tier 2 - Elevated | Distribution Circuit | 2 | 14 | 2019-02-14 | 308259 | Sus | N | EquipmentFailureInvolved¦Overhead¦Jumper¦BurnedOpen
19-0023578 | Vegetation | Tree - fell into line | Conductor, Overhead | Normal | 2019 | Tier 3 - Extreme | Distribution Circuit | 2 | 14 | 2019-02-14 | 307470 | Sus | N | Vegetation¦Treefellintoline¦ConductorOverhead¦Normal
19-0024105 | Vegetation | Tree - fell into line | Connector or Splice (OH) | Broken | 2019 | Tier 2 - Elevated | Distribution Circuit | 2 | 15 | 2019-02-15 | 311996 | Sus | N | Vegetation¦Treefellintoline¦ConnectororSplice(OH)¦Broken
19-0024509 | Vegetation | Tree - fell into line | Conductor, Overhead | Broken, wire on ground | 2019 | Tier 3 - Extreme | Distribution Circuit | 2 | 16 | 2019-02-16 | 313518 | Sus | N | Vegetation¦Treefellintoline¦ConductorOverhead¦Brokenwireonground
19-0025266 | Vegetation | Tree - branch fell on line | Transformer (OH) | Broken | 2019 | Tier 3 - Extreme | Distribution Circuit | 2 | 17 | 2019-02-17 | 315698 | Sus | N | Vegetation¦Treebranchfellonline¦Transformer(OH)¦Broken
19-0025328 | Equipment Failure/Involved | Overhead | Pole-Wood | Broken | 2019 | Tier 2 - Elevated | Distribution Circuit | 2 | 12 | 2019-02-12 | 316980 | Sus | N | EquipmentFailureInvolved¦Overhead¦PoleWood¦Broken
19-0026496 | 3rd Party | Vehicle | Pole-Wood | Broken, wire on ground | 2019 | Tier 2 - Elevated | Distribution Circuit | 2 | 20 | 2019-02-20 | 319759 | Sus | N | 3rdParty¦Vehicle¦PoleWood¦Brokenwireonground
19-0028069 | Vegetation | Tree - fell into line | Conductor, Overhead | Broken, wire on ground | 2019 | Tier 2 - Elevated | Distribution Circuit | 2 | 26 | 2019-02-26 | 323824 | Sus | N | Vegetation¦Treefellintoline¦ConductorOverhead¦Brokenwireonground
19-0028499 | Vegetation | Tree - fell into line | Conductor, Overhead | Broken, wire on ground | 2019 | Tier 3 - Extreme | Distribution Circuit | 2 | 26 | 2019-02-26 | 324876 | Sus | N | Vegetation¦Treefellintoline¦ConductorOverhead¦Brokenwireonground
19-0028849 | Vegetation | Tree - fell into line | Fuse | Failed/Faulted | 2019 | Tier 2 - Elevated | Distribution Circuit | 2 | 27 | 2019-02-27 | 326420 | Sus | N | Vegetation¦Treefellintoline¦Fuse¦FailedFaulted
19-0028903 | Vegetation | Tree - fell into line | Conductor, Overhead | Broken, wire on ground | 2019 | Tier 3 - Extreme | Distribution Circuit | 2 | 26 | 2019-02-26 | 324909 | Sus | N | Vegetation¦Treefellintoline¦ConductorOverhead¦Brokenwireonground
19-0031526 | Unknown Cause | Patrol - found nothing |  |  | 2019 | Tier 2 - Elevated | Distribution Circuit | 3 | 6 | 2019-03-06 | 333305 | Sus | N | UnknownCause¦Patrolfoundnothing¦¦
19-0031902 | Unknown Cause | Patrol - found nothing |  |  | 2019 | Tier 2 - Elevated | Distribution Circuit | 3 | 8 | 2019-03-08 | 334086 | Sus | N | UnknownCause¦Patrolfoundnothing¦¦
19-0034045 | Equipment Failure/Involved | Overhead | Transformer (OH) | Failed/Faulted | 2019 | Tier 3 - Extreme | Distribution Circuit | 3 | 15 | 2019-03-15 | 339831 | Sus | N | EquipmentFailureInvolved¦Overhead¦Transformer(OH)¦FailedFaulted
19-0035257 | Unknown Cause | Patrol - found nothing |  |  | 2019 | Tier 2 - Elevated | Distribution Circuit | 3 | 20 | 2019-03-20 | 343410 | Sus | N | UnknownCause¦Patrolfoundnothing¦¦
19-0037666 | Equipment Failure/Involved | Overhead | Lightning Arrestor | Failed/Faulted | 2019 | Tier 3 - Extreme | Distribution Circuit | 3 | 27 | 2019-03-27 | 348682 | Sus | N | EquipmentFailureInvolved¦Overhead¦LightningArrestor¦FailedFaulted
19-0037922 | Equipment Failure/Involved | Overhead | Transformer (OH) | Failed/Faulted | 2019 | Tier 2 - Elevated | Distribution Circuit | 3 | 28 | 2019-03-28 | 349465 | Sus | N | EquipmentFailureInvolved¦Overhead¦Transformer(OH)¦FailedFaulted
19-0041347 | Vegetation | Tree - branch fell on line | Conductor, Overhead | Normal | 2019 | Tier 3 - Extreme | Distribution Circuit | 4 | 10 | 2019-04-10 | 357704 | Sus | N | Vegetation¦Treebranchfellonline¦ConductorOverhead¦Normal
19-0042609 | Equipment Failure/Involved | Overhead | Crossarm, Wood | Broken | 2019 | Tier 2 - Elevated | Distribution Circuit | 4 | 15 | 2019-04-15 | 361222 | Sus | N | EquipmentFailureInvolved¦Overhead¦CrossarmWood¦Broken
19-0045766 | Equipment Failure/Involved | Overhead | Crossarm, Wood | Broken | 2019 | Tier 2 - Elevated | Transformer only | 4 | 24 | 2019-04-24 | 367369 | Sus | N | EquipmentFailureInvolved¦Overhead¦CrossarmWood¦Broken
19-0046715 | Vegetation | Tree - fell into line | Service conductor | Broken, wire on ground | 2019 | Tier 2 - Elevated | Transformer only | 4 | 27 | 2019-04-27 | 369100 | Sus | N | Vegetation¦Treefellintoline¦Serviceconductor¦Brokenwireonground
19-0050690 | Equipment Failure/Involved | Overhead | Jumper | Broken | 2019 | Tier 3 - Extreme | Distribution Circuit | 5 | 10 | 2019-05-10 | 377883 | Sus | Y | EquipmentFailureInvolved¦Overhead¦Jumper¦Broken
19-0064297 | Equipment Failure/Involved | Overhead | Crossarm, Wood | Broken | 2019 | Tier 2 - Elevated | Distribution Circuit | 6 | 7 | 2019-06-07 | 400677 | Sus | Y | EquipmentFailureInvolved¦Overhead¦CrossarmWood¦Broken
19-0066638 | Equipment Failure/Involved | Overhead | Transformer | Failed/Faulted | 2019 | Tier 2 - Elevated | Transformer only | 6 | 12 | 2019-06-12 | 407303 | Sus | Y | EquipmentFailureInvolved¦Overhead¦Transformer¦FailedFaulted
19-0070076 | Unknown Cause | Patrol - found nothing |  |  | 2019 | Tier 3 - Extreme | Distribution Circuit | 6 | 19 | 2019-06-19 | 421943 | Sus | Y | UnknownCause¦Patrolfoundnothing¦¦
19-0074389 | Unknown Cause | Patrol - found nothing |  |  | 2019 | Tier 2 - Elevated | Distribution Circuit | 7 | 3 | 2019-07-03 | 440406 | Sus | Y | UnknownCause¦Patrolfoundnothing¦¦
19-0074899 | Animal | Bird found | Conductor, Overhead | Normal | 2019 | Tier 2 - Elevated | Distribution Circuit | 7 | 6 | 2019-07-06 | 441683 | Sus | Y | Animal¦Birdfound¦ConductorOverhead¦Normal
19-0075592 | Vegetation | Tree - fell into line | Conductor, Overhead | Broken, wire on ground | 2019 | Tier 2 - Elevated | Distribution Circuit | 7 | 9 | 2019-07-09 | 443468 | Sus | Y | Vegetation¦Treefellintoline¦ConductorOverhead¦Brokenwireonground
19-0078720 | 3rd Party | Fire, house or bldg. | Conductor, Overhead | Broken, wire on ground | 2019 | Tier 2 - Elevated | Transformer only | 7 | 18 | 2019-07-18 | 457720 | Sus | Y | 3rdParty¦Firehouseorbldg¦ConductorOverhead¦Brokenwireonground
19-0081756 | Vegetation | Tree - fell into line | Conductor, Overhead | Broken, wire on ground | 2019 | Tier 2 - Elevated | Distribution Circuit | 7 | 27 | 2019-07-27 | 473039 | Sus | Y | Vegetation¦Treefellintoline¦ConductorOverhead¦Brokenwireonground
19-0084672 | Equipment Failure/Involved | Overhead | Insulator | Broken | 2019 | Tier 3 - Extreme | Distribution Circuit | 8 | 6 | 2019-08-06 | 486493 | Sus | Y | EquipmentFailureInvolved¦Overhead¦Insulator¦Broken
19-0091744 | Animal | Squirrel | Transformer (OH) | Failed/Faulted | 2019 | Tier 3 - Extreme | Distribution Circuit | 8 | 24 | 2019-08-24 | 535133 | Sus | Y | Animal¦Squirrel¦Transformer(OH)¦FailedFaulted
19-0092573 | Unknown Cause | Patrol - found nothing |  |  | 2019 | Tier 2 - Elevated | Distribution Circuit | 8 | 27 | 2019-08-27 | 541833 | Sus | Y | UnknownCause¦Patrolfoundnothing¦¦
19-0094702 | Animal | Squirrel | Transformer (OH) | Normal | 2019 | Tier 2 - Elevated | Distribution Circuit | 9 | 3 | 2019-09-03 | 551149 | Sus | Y | Animal¦Squirrel¦Transformer(OH)¦Normal
19-0102050 | Vegetation | Tree - fell into line | Conductor, Overhead | Broken, wire on ground | 2019 | Tier 3 - Extreme | Distribution Circuit | 9 | 21 | 2019-09-21 | 599959 | Sus | Y | Vegetation¦Treefellintoline¦ConductorOverhead¦Brokenwireonground
19-0102232 | Equipment Failure/Involved | Overhead | Pole-Wood | Broken, wire on ground | 2019 | Tier 3 - Extreme | Distribution Circuit | 9 | 22 | 2019-09-22 | 603613 | Sus | Y | EquipmentFailureInvolved¦Overhead¦PoleWood¦Brokenwireonground
19-0116322 | Wildfire Mitigation | Public Safety Power Shut-off | Conductor, Overhead | Normal | 2019 | Tier 2 - Elevated | Distribution Circuit | 10 | 26 | 2019-10-26 | 686093 | Sus | Y | WildfireMitigation¦PublicSafetyPowerShutoff¦ConductorOverhead¦Normal
19-0117557 | Wildfire Mitigation | Public Safety Power Shut-off | Conductor, Overhead | Broken, wire on ground | 2019 | Tier 2 - Elevated | Distribution Circuit | 10 | 26 | 2019-10-26 | 690299 | Sus | Y | WildfireMitigation¦PublicSafetyPowerShutoff¦ConductorOverhead¦Brokenwireonground
19-0123571 | Animal | Squirrel | Fuse | Failed/Faulted | 2019 | Tier 3 - Extreme | Distribution Circuit | 11 | 11 | 2019-11-11 | 704376 | Sus | Y | Animal¦Squirrel¦Fuse¦FailedFaulted
19-0129943 | Unknown Cause | Patrol - not conducted |  |  | 2019 | Tier 3 - Extreme | Distribution Circuit | 11 | 27 | 2019-11-27 | 720332 | Sus | Y | UnknownCause¦Patrolnotconducted¦¦
19-0131737 | Unknown Cause | Patrol - found nothing |  |  | 2019 | Tier 3 - Extreme | Distribution Circuit | 11 | 30 | 2019-11-30 | 725054 | Sus | Y | UnknownCause¦Patrolfoundnothing¦¦
19-0136286 | Equipment Failure/Involved | Overhead | Cutout, fuse holder | Broken | 2019 | Tier 2 - Elevated | Distribution Circuit | 12 | 12 | 2019-12-12 | 737852 | Sus | N | EquipmentFailureInvolved¦Overhead¦Cutoutfuseholder¦Broken
19-0137557 | Vegetation | Tree - fell into line | Conductor, Overhead | Broken, wire on ground | 2019 | Tier 2 - Elevated | Distribution Circuit | 12 | 22 | 2019-12-22 | 748165 | Sus | N | Vegetation¦Treefellintoline¦ConductorOverhead¦Brokenwireonground
20-0010087 | Vegetation | Tree - branch fell on line | Conductor, Overhead | Normal | 2020 | Tier 3 - Extreme | Distribution Circuit | 1 | 16 | 2020-01-16 | 762963 | Sus | N | Vegetation¦Treebranchfellonline¦ConductorOverhead¦Normal
20-0010984 | Unknown Cause | Patrol - found nothing |  |  | 2020 | Tier 3 - Extreme | Distribution Circuit | 1 | 17 | 2020-01-17 | 765205 | Sus | N | UnknownCause¦Patrolfoundnothing¦¦
20-0019361 | Vegetation | Tree - fell into line | Conductor, Overhead | Broken, wire on ground | 2020 | Tier 2 - Elevated | Distribution Circuit | 2 | 9 | 2020-02-09 | 784987 | Sus | N | Vegetation¦Treefellintoline¦ConductorOverhead¦Brokenwireonground
20-0023055 | Equipment Failure/Involved | Overhead | Crossarm, Wood | Broken | 2020 | Tier 2 - Elevated | Distribution Circuit | 2 | 18 | 2020-02-18 | 793619 | Sus | N | EquipmentFailureInvolved¦Overhead¦CrossarmWood¦Broken
20-0030430 | Animal | Bird found | Conductor, Overhead | Burned/flashed | 2020 | Tier 2 - Elevated | Distribution Circuit | 3 | 10 | 2020-03-10 | 842484 | Sus | N | Animal¦Birdfound¦ConductorOverhead¦Burnedflashed
20-0030745 | Equipment Failure/Involved | Overhead | Cutout, fuse holder | Failed/Faulted | 2020 | Tier 2 - Elevated | Distribution Circuit | 3 | 10 | 2020-03-10 | 843279 | Sus | N | EquipmentFailureInvolved¦Overhead¦Cutoutfuseholder¦FailedFaulted
20-0032501 | Vegetation | Tree - bark fell into line | Conductor, Overhead | Normal | 2020 | Tier 3 - Extreme | Distribution Circuit | 3 | 15 | 2020-03-15 | 852924 | Sus | N | Vegetation¦Treebarkfellintoline¦ConductorOverhead¦Normal
20-0033748 | Equipment Failure/Involved | Overhead | Connector or Splice (OH) | Broken | 2020 | Tier 2 - Elevated | Distribution Circuit | 3 | 18 | 2020-03-18 | 857835 | Sus | N | EquipmentFailureInvolved¦Overhead¦ConnectororSplice(OH)¦Broken
20-0036917 | 3rd Party | Metallic Balloon | Conductor, Overhead | Normal | 2020 | Tier 2 - Elevated | Distribution Circuit | 3 | 28 | 2020-03-28 | 869057 | Sus | N | 3rdParty¦MetallicBalloon¦ConductorOverhead¦Normal
20-0037118 | Unknown Cause | Patrol - found nothing |  |  | 2020 | Tier 2 - Elevated | Distribution Circuit | 3 | 30 | 2020-03-30 | 869668 | Sus | N | UnknownCause¦Patrolfoundnothing¦¦
20-0038832 | Vegetation | Tree - fell into line | Pole-Wood | Broken | 2020 | Tier 3 - Extreme | Distribution Circuit | 4 | 5 | 2020-04-05 | 884771 | Sus | N | Vegetation¦Treefellintoline¦PoleWood¦Broken
20-0040614 | Unknown Cause | Patrol - found nothing |  |  | 2020 | Tier 2 - Elevated | Distribution Circuit | 4 | 11 | 2020-04-11 | 893951 | Sus | N | UnknownCause¦Patrolfoundnothing¦¦
20-0045031 | Vegetation | Tree - fell into line | Conductor, Overhead | Broken, wire on ground | 2020 | Tier 3 - Extreme | Distribution Circuit | 4 | 28 | 2020-04-28 | 902635 | Sus | N | Vegetation¦Treefellintoline¦ConductorOverhead¦Brokenwireonground
20-0048892 | Equipment Failure/Involved | Overhead | Transformer | Failed/Faulted | 2020 | Tier 2 - Elevated | Transformer only | 5 | 10 | 2020-05-10 | 910708 | Sus | Y | EquipmentFailureInvolved¦Overhead¦Transformer¦FailedFaulted
20-0056018 | Unknown Cause | Patrol - found nothing |  |  | 2020 | Tier 2 - Elevated | Distribution Circuit | 5 | 31 | 2020-05-31 | 926658 | Sus | Y | UnknownCause¦Patrolfoundnothing¦¦
20-0057869 | Equipment Failure/Involved | Overhead | Transformer | Failed/Faulted | 2020 | Tier 3 - Extreme | Transformer only | 6 | 4 | 2020-06-04 | 930986 | Sus | Y | EquipmentFailureInvolved¦Overhead¦Transformer¦FailedFaulted
20-0065682 | Unknown Cause | Patrol - found nothing |  |  | 2020 | Tier 2 - Elevated | Distribution Circuit | 6 | 27 | 2020-06-27 | 948720 | Sus | Y | UnknownCause¦Patrolfoundnothing¦¦
20-0076617 | Equipment Failure/Involved | Underground | Conductor, Underground | Deteriorated | 2020 | Tier 2 - Elevated | Distribution Circuit | 7 | 28 | 2020-07-28 | 973263 | Sus | Y | EquipmentFailureInvolved¦Underground¦ConductorUnderground¦Deteriorated
20-0084302 | Environmental/External | Fire, Forest/Grass | Conductor, Overhead | Normal | 2020 | Tier 2 - Elevated | Distribution Circuit | 8 | 15 | 2020-08-15 | 1005378 | Sus | Y | EnvironmentalExternal¦FireForestGrass¦ConductorOverhead¦Normal
20-0090392 | Environmental/External | Fire, Forest/Grass | Conductor, Overhead | Normal | 2020 | Tier 3 - Extreme | Distribution Circuit | 8 | 20 | 2020-08-20 | 1033252 | Sus | Y | EnvironmentalExternal¦FireForestGrass¦ConductorOverhead¦Normal
20-0091178 | Vegetation | Tree - branch fell on line | Conductor, Overhead | Normal | 2020 | Tier 3 - Extreme | Distribution Circuit | 8 | 28 | 2020-08-28 | 1037378 | Sus | Y | Vegetation¦Treebranchfellonline¦ConductorOverhead¦Normal
20-0093950 | Environmental/External | Fire, Forest/Grass | Conductor, Overhead | Normal | 2020 | Tier 3 - Extreme | Distribution Circuit | 8 | 19 | 2020-08-19 | 1057394 | Sus | Y | EnvironmentalExternal¦FireForestGrass¦ConductorOverhead¦Normal
20-0094087 | Company Initiated | Personnel, company | Fuse | Burned Open | 2020 | Tier 3 - Extreme | Distribution Circuit | 9 | 6 | 2020-09-06 | 1057582 | Sus | Y | CompanyInitiated¦Personnelcompany¦Fuse¦BurnedOpen
20-0098529 | Environmental/External | Fire, Forest/Grass | Conductor, Overhead | Normal | 2020 | Tier 3 - Extreme | Distribution Circuit | 8 | 19 | 2020-08-19 | 1078205 | Sus | Y | EnvironmentalExternal¦FireForestGrass¦ConductorOverhead¦Normal
20-0100313 | Environmental/External | Fire, Forest/Grass | Conductor, Overhead | Burned/flashed | 2020 | Tier 3 - Extreme | Distribution Circuit | 9 | 7 | 2020-09-07 | 1088533 | Sus | Y | EnvironmentalExternal¦FireForestGrass¦ConductorOverhead¦Burnedflashed
20-0104766 | Equipment Failure/Involved | Electrical Overload | Crossarm, Wood | Broken | 2020 | Tier 3 - Extreme | Distribution Circuit | 10 | 3 | 2020-10-03 | 1109697 | Sus | Y | EquipmentFailureInvolved¦ElectricalOverload¦CrossarmWood¦Broken
20-0109913 | Equipment Failure/Involved | Fire, pole | Jumper | Burned Open | 2020 | Tier 3 - Extreme | Distribution Circuit | 10 | 16 | 2020-10-16 | 1119685 | Sus | Y | EquipmentFailureInvolved¦Firepole¦Jumper¦BurnedOpen
20-0112428 | Environmental/External | Fire, Forest/Grass | Transformer | Burned/flashed | 2020 | Tier 3 - Extreme | Transformer only | 9 | 27 | 2020-09-27 | 1124248 | Sus | Y | EnvironmentalExternal¦FireForestGrass¦Transformer¦Burnedflashed
20-0121079 | Unknown Cause | Patrol - found nothing |  |  | 2020 | Tier 3 - Extreme | Distribution Circuit | 11 | 15 | 2020-11-15 | 1145557 | Sus | Y | UnknownCause¦Patrolfoundnothing¦¦
20-0123320 | 3rd Party | Customer Equipment | Circuit Breaker | Arcing | 2020 | Tier 3 - Extreme | Transformer only | 11 | 20 | 2020-11-20 | 1150105 | Sus | Y | 3rdParty¦CustomerEquipment¦CircuitBreaker¦Arcing
20-0129427 | Animal | Squirrel | Cutout, fuse holder | Normal | 2020 | Tier 2 - Elevated | Distribution Circuit | 12 | 10 | 2020-12-10 | 1176248 | Sus | N | Animal¦Squirrel¦Cutoutfuseholder¦Normal
20-0129966 | Unknown Cause | Patrol - found nothing |  |  | 2020 | Tier 3 - Extreme | Distribution Circuit | 12 | 12 | 2020-12-12 | 1181207 | Sus | N | UnknownCause¦Patrolfoundnothing¦¦
20-0131382 | Equipment Failure/Involved | Overhead | Crossarm, Wood | Broken | 2020 | Tier 2 - Elevated | Distribution Circuit | 12 | 21 | 2020-12-21 | 1196483 | Sus | N | EquipmentFailureInvolved¦Overhead¦CrossarmWood¦Broken
21-0004332 | Unknown Cause | Patrol - found nothing |  |  | 2021 | Tier 2 - Elevated | Distribution Circuit | 1 | 2 | 2021-01-02 | 1202444 | Sus | N | UnknownCause¦Patrolfoundnothing¦¦
21-0010432 | Equipment Failure/Involved | Overhead | Crossarm, Wood | Broken | 2021 | Tier 2 - Elevated | Distribution Circuit | 1 | 19 | 2021-01-19 | 1215912 | Sus | N | EquipmentFailureInvolved¦Overhead¦CrossarmWood¦Broken
21-0010704 | Vegetation | Tree - branch fell on line | Conductor, Overhead | On Ground | 2021 | Tier 3 - Extreme | Distribution Circuit | 1 | 19 | 2021-01-19 | 1216517 | Sus | N | Vegetation¦Treebranchfellonline¦ConductorOverhead¦OnGround
21-0010747 | Unknown Cause | Patrol - found nothing |  |  | 2021 | Tier 2 - Elevated | Distribution Circuit | 1 | 19 | 2021-01-19 | 1216614 | Sus | N | UnknownCause¦Patrolfoundnothing¦¦
21-0010755 | Equipment Failure/Involved | Overhead | Conductor, Overhead | Broken, wire on ground | 2021 | Tier 2 - Elevated | Distribution Circuit | 1 | 19 | 2021-01-19 | 1217017 | Sus | N | EquipmentFailureInvolved¦Overhead¦ConductorOverhead¦Brokenwireonground
21-0013268 | Vegetation | Tree - fell into line | Conductor, Overhead | Broken, wire on ground | 2021 | Tier 3 - Extreme | Distribution Circuit | 1 | 23 | 2021-01-23 | 1221619 | Sus | N | Vegetation¦Treefellintoline¦ConductorOverhead¦Brokenwireonground
21-0016166 | Vegetation | Tree - fell into line | Conductor, Overhead | Broken, wire on ground | 2021 | Tier 3 - Extreme | Distribution Circuit | 1 | 26 | 2021-01-26 | 1235279 | Sus | N | Vegetation¦Treefellintoline¦ConductorOverhead¦Brokenwireonground
21-0016214 | Vegetation | Tree - fell into line | Pole-Wood | Broken | 2021 | Tier 2 - Elevated | Distribution Circuit | 1 | 27 | 2021-01-27 | 1235119 | Sus | N | Vegetation¦Treefellintoline¦PoleWood¦Broken
21-0016563 | Equipment Failure/Involved | Overhead | Conductor, Overhead | Broken, wire on ground | 2021 | Tier 2 - Elevated | Distribution Circuit | 1 | 26 | 2021-01-26 | 1236423 | Sus | N | EquipmentFailureInvolved¦Overhead¦ConductorOverhead¦Brokenwireonground
21-0017634 | Equipment Failure/Involved | Electrical Overload | Transformer | Broken | 2021 | Tier 2 - Elevated | Transformer only | 1 | 28 | 2021-01-28 | 1239360 | Sus | N | EquipmentFailureInvolved¦ElectricalOverload¦Transformer¦Broken
21-0018282 | Equipment Failure/Involved | Overhead |  | Failed/Faulted | 2021 | Tier 3 - Extreme | Transformer only | 1 | 27 | 2021-01-27 | 1237447 | Sus | N | EquipmentFailureInvolved¦Overhead¦¦FailedFaulted
21-0020290 | Environmental/External | Ice or snow | Fuse | Normal | 2021 | Tier 3 - Extreme | Distribution Circuit | 2 | 1 | 2021-02-01 | 1244569 | Sus | N | EnvironmentalExternal¦Iceorsnow¦Fuse¦Normal
21-0025052 | Unknown Cause | Patrol - found nothing |  |  | 2021 | Tier 2 - Elevated | Distribution Circuit | 2 | 12 | 2021-02-12 | 1253866 | Sus | N | UnknownCause¦Patrolfoundnothing¦¦
21-0029471 | Unknown Cause | Patrol - found nothing |  |  | 2021 | Tier 3 - Extreme | Distribution Circuit | 2 | 25 | 2021-02-25 | 1261843 | Sus | N | UnknownCause¦Patrolfoundnothing¦¦
21-0031326 | Unknown Cause | Patrol - found nothing |  |  | 2021 | Tier 3 - Extreme | Distribution Circuit | 3 | 2 | 2021-03-02 | 1265553 | Sus | N | UnknownCause¦Patrolfoundnothing¦¦
21-0033049 | Vegetation | Tree - fell into line | Conductor, Overhead | Broken, wire on ground | 2021 | Tier 3 - Extreme | Distribution Circuit | 3 | 6 | 2021-03-06 | 1271309 | Sus | N | Vegetation¦Treefellintoline¦ConductorOverhead¦Brokenwireonground
21-0034491 | Unknown Cause | Patrol - found nothing |  |  | 2021 | Tier 3 - Extreme | Distribution Circuit | 3 | 10 | 2021-03-10 | 1277015 | Sus | N | UnknownCause¦Patrolfoundnothing¦¦
21-0034668 | Unknown Cause | Patrol - found nothing |  |  | 2021 | Tier 2 - Elevated | Distribution Circuit | 3 | 10 | 2021-03-10 | 1277379 | Sus | N | UnknownCause¦Patrolfoundnothing¦¦
21-0036474 | Equipment Failure/Involved | Overhead | Transformer (OH) | Failed/Faulted | 2021 | Tier 2 - Elevated | Distribution Circuit | 3 | 15 | 2021-03-15 | 1282765 | Sus | N | EquipmentFailureInvolved¦Overhead¦Transformer(OH)¦FailedFaulted
21-0040494 | Animal | Squirrel | Fuse | Failed/Faulted | 2021 | Tier 2 - Elevated | Distribution Circuit | 3 | 24 | 2021-03-24 | 1295992 | Sus | N | Animal¦Squirrel¦Fuse¦FailedFaulted
21-0050098 | Environmental/External | Fire, Forest/Grass | Conductor, Overhead | Normal | 2021 | Tier 2 - Elevated | Distribution Circuit | 4 | 18 | 2021-04-18 | 1322341 | Sus | N | EnvironmentalExternal¦FireForestGrass¦ConductorOverhead¦Normal
21-0051353 | 3rd Party | Fire, house or bldg. | Transformer (OH) | Normal | 2021 | Tier 2 - Elevated | Transformer only | 4 | 21 | 2021-04-21 | 1326516 | Sus | N | 3rdParty¦Firehouseorbldg¦Transformer(OH)¦Normal
21-0060269 | 3rd Party | Vehicle | Pole-Wood | Broken | 2021 | Tier 2 - Elevated | Distribution Circuit | 5 | 12 | 2021-05-12 | 1347282 | Sus | Y | 3rdParty¦Vehicle¦PoleWood¦Broken
21-0064299 | Equipment Failure/Involved | Electrical Overload | Transformer (OH) | Failed/Faulted | 2021 | Tier 2 - Elevated | Transformer only | 5 | 21 | 2021-05-21 | 1355260 | Sus | Y | EquipmentFailureInvolved¦ElectricalOverload¦Transformer(OH)¦FailedFaulted
21-0066989 | Vegetation | Tree - fell into line | Conductor, Overhead | Normal | 2021 | Tier 2 - Elevated | Distribution Circuit | 5 | 27 | 2021-05-27 | 1360133 | Sus | Y | Vegetation¦Treefellintoline¦ConductorOverhead¦Normal
21-0076660 | 3rd Party | Vehicle | Pole-Wood | Broken | 2021 | Tier 2 - Elevated | Transmission line | 6 | 19 | 2021-06-19 | 1379365 | Sus | Y | 3rdParty¦Vehicle¦PoleWood¦Broken
21-0080028 | Animal | Bird found | Transformer (OH) | Normal | 2021 | Tier 3 - Extreme | Distribution Circuit | 6 | 25 | 2021-06-25 | 1384969 | Sus | Y | Animal¦Birdfound¦Transformer(OH)¦Normal
21-0080467 | Unknown Cause | Patrol - found nothing |  |  | 2021 | Tier 2 - Elevated | Transformer only | 6 | 27 | 2021-06-27 | 1386014 | Sus | Y | UnknownCause¦Patrolfoundnothing¦¦
21-0085039 | Equipment Failure/Involved | Overhead | Transformer (OH) | Broken | 2021 | Tier 2 - Elevated | Transformer only | 7 | 5 | 2021-07-05 | 1392415 | Sus | Y | EquipmentFailureInvolved¦Overhead¦Transformer(OH)¦Broken
21-0090081 | 3rd Party | Tree - cutting, 3rd party | Conductor, Overhead | Broken, wire on ground | 2021 | Tier 2 - Elevated | Distribution Circuit | 7 | 15 | 2021-07-15 | 1405269 | Sus | Y | 3rdParty¦Treecutting3rdparty¦ConductorOverhead¦Brokenwireonground
21-0097860 | Equipment Failure/Involved | Overhead | Conductor, Overhead | Broken, wire on ground | 2021 | Tier 2 - Elevated | Distribution Circuit | 7 | 31 | 2021-07-31 | 1424399 | Sus | Y | EquipmentFailureInvolved¦Overhead¦ConductorOverhead¦Brokenwireonground
21-0098285 | Animal | Other | Transformer (OH) | Normal | 2021 | Tier 2 - Elevated | Distribution Circuit | 8 | 1 | 2021-08-01 | 1428357 | Sus | Y | Animal¦Other¦Transformer(OH)¦Normal
21-0102031 | Vegetation | Tree - fell into line | Conductor, Overhead | Normal | 2021 | Tier 3 - Extreme | Distribution Circuit | 8 | 9 | 2021-08-09 | 1438269 | Sus | Y | Vegetation¦Treefellintoline¦ConductorOverhead¦Normal
21-0103505 | Vegetation | Tree - fell into line | Pole-Wood | Broken, wire on ground | 2021 | Tier 2 - Elevated | Distribution Circuit | 8 | 12 | 2021-08-12 | 1440947 | Sus | Y | Vegetation¦Treefellintoline¦PoleWood¦Brokenwireonground
21-0110139 | Vegetation | Tree - cutting, PG&E contractor | Conductor, Overhead | Broken, wire on ground | 2021 | Tier 2 - Elevated | Distribution Circuit | 8 | 27 | 2021-08-27 | 1455320 | Sus | Y | Vegetation¦TreecuttingPG&Econtractor¦ConductorOverhead¦Brokenwireonground
21-0120160 | Equipment Failure/Involved | Overhead | Transformer (OH) | Failed/Faulted | 2021 | Tier 2 - Elevated | Transformer only | 9 | 20 | 2021-09-20 | 1476598 | Sus | Y | EquipmentFailureInvolved¦Overhead¦Transformer(OH)¦FailedFaulted
21-0124589 | Unknown Cause | Patrol - found nothing |  |  | 2021 | Tier 3 - Extreme | Distribution Circuit | 9 | 30 | 2021-09-30 | 1484451 | Sus | Y | UnknownCause¦Patrolfoundnothing¦¦
21-0130171 | Unknown Cause | Patrol - found nothing |  |  | 2021 | Tier 3 - Extreme | Distribution Circuit | 10 | 12 | 2021-10-12 | 1496263 | Sus | Y | UnknownCause¦Patrolfoundnothing¦¦
21-0131284 | Equipment Failure/Involved | Overhead | Pole-Wood | Deteriorated | 2021 | Tier 2 - Elevated | Distribution Circuit | 10 | 14 | 2021-10-14 | 1497762 | Sus | Y | EquipmentFailureInvolved¦Overhead¦PoleWood¦Deteriorated
21-0135830 | Vegetation | Tree - fell into line | Conductor, Overhead | Normal | 2021 | Tier 3 - Extreme | Distribution Circuit | 10 | 24 | 2021-10-24 | 1509041 | Sus | Y | Vegetation¦Treefellintoline¦ConductorOverhead¦Normal
21-0135961 | Equipment Failure/Involved | Overhead | Conductor, Overhead | Together | 2021 | Tier 2 - Elevated | Distribution Circuit | 10 | 24 | 2021-10-24 | 1510215 | Sus | Y | EquipmentFailureInvolved¦Overhead¦ConductorOverhead¦Together
21-0136058 | Vegetation | Tree - fell into line | Conductor, Overhead | Broken, wire on ground | 2021 | Tier 3 - Extreme | Distribution Circuit | 10 | 24 | 2021-10-24 | 1510913 | Sus | Y | Vegetation¦Treefellintoline¦ConductorOverhead¦Brokenwireonground
21-0136663 | Equipment Failure/Involved | Fire, pole | Crossarm, Wood | Broken | 2021 | Tier 2 - Elevated | Distribution Circuit | 10 | 24 | 2021-10-24 | 1515595 | Sus | Y | EquipmentFailureInvolved¦Firepole¦CrossarmWood¦Broken
21-0136867 | Equipment Failure/Involved | Underground | Elbow | Broken | 2021 | Tier 2 - Elevated | Distribution Circuit | 10 | 25 | 2021-10-25 | 1516900 | Sus | Y | EquipmentFailureInvolved¦Underground¦Elbow¦Broken
21-0137390 | Unknown Cause | Patrol - found nothing |  |  | 2021 | Tier 3 - Extreme | Distribution Circuit | 10 | 24 | 2021-10-24 | 1519165 | Sus | Y | UnknownCause¦Patrolfoundnothing¦¦
21-0137631 | Vegetation | Tree - fell into line | Conductor, Overhead | Broken, wire on ground | 2021 | Tier 3 - Extreme | Distribution Circuit | 10 | 24 | 2021-10-24 | 1519138 | Sus | Y | Vegetation¦Treefellintoline¦ConductorOverhead¦Brokenwireonground
21-0138194 | Vegetation | Tree - fell into line | Transformer (OH) | Broken | 2021 | Tier 2 - Elevated | Distribution Circuit | 10 | 26 | 2021-10-26 | 1521740 | Sus | Y | Vegetation¦Treefellintoline¦Transformer(OH)¦Broken
21-0146437 | Unknown Cause | Patrol - found nothing |  |  | 2021 | Tier 2 - Elevated | Distribution Circuit | 11 | 16 | 2021-11-16 | 1546732 | Sus | Y | UnknownCause¦Patrolfoundnothing¦¦
21-0151175 | Unknown Cause | Patrol - not conducted |  |  | 2021 | Tier 2 - Elevated | Distribution Circuit | 11 | 25 | 2021-11-25 | 1554425 | Sus | Y | UnknownCause¦Patrolnotconducted¦¦
21-0156857 | Unknown Cause | Patrol - found nothing |  |  | 2021 | Tier 3 - Extreme | Distribution Circuit | 12 | 12 | 2021-12-12 | 1565451 | Sus | N | UnknownCause¦Patrolfoundnothing¦¦
21-0157925 | Unknown Cause | Patrol - found nothing |  |  | 2021 | Tier 3 - Extreme | Distribution Circuit | 12 | 14 | 2021-12-14 | 1570004 | Sus | N | UnknownCause¦Patrolfoundnothing¦¦
21-0158024 | Vegetation | Tree - fell into line | Conductor, Overhead | Broken, wire on ground | 2021 | Tier 2 - Elevated | Distribution Circuit | 12 | 14 | 2021-12-14 | 1569727 | Sus | N | Vegetation¦Treefellintoline¦ConductorOverhead¦Brokenwireonground
21-0158842 | Vegetation | Tree - fell into line | Secondary | Normal | 2021 | Tier 3 - Extreme | Transformer only | 12 | 16 | 2021-12-16 | 1574253 | Sus | N | Vegetation¦Treefellintoline¦Secondary¦Normal
21-0160852 | Unknown Cause | Patrol - not conducted |  |  | 2021 | Tier 3 - Extreme | Distribution Circuit | 12 | 26 | 2021-12-26 | 1582181 | Sus | N | UnknownCause¦Patrolnotconducted¦¦
21-0161454 | Vegetation | Tree - branch fell on line | Conductor, Overhead | Normal | 2021 | Tier 3 - Extreme | Distribution Circuit | 12 | 28 | 2021-12-28 | 1587557 | Sus | N | Vegetation¦Treebranchfellonline¦ConductorOverhead¦Normal
22-0005108 | 3rd Party | Vehicle | Pole-Wood | Broken, wire on ground | 2022 | Tier 2 - Elevated | Distribution Circuit | 1 | 1 | 2022-01-01 | 1591853 | Sus | N | 3rdParty¦Vehicle¦PoleWood¦Brokenwireonground
22-0005157 | Vegetation | Tree - fell into line | Conductor, Overhead | Broken, wire on ground | 2021 | Tier 3 - Extreme | Distribution Circuit | 12 | 27 | 2021-12-27 | 1592286 | Sus | N | Vegetation¦Treefellintoline¦ConductorOverhead¦Brokenwireonground
22-0006190 | Unknown Cause | Patrol - found nothing |  |  | 2022 | Tier 3 - Extreme | Transformer only | 1 | 4 | 2022-01-04 | 1595116 | Sus | N | UnknownCause¦Patrolfoundnothing¦¦
22-0009177 | Unknown Cause | Patrol - found nothing |  |  | 2022 | Tier 2 - Elevated | Distribution Circuit | 1 | 12 | 2022-01-12 | 1601255 | Sus | N | UnknownCause¦Patrolfoundnothing¦¦
22-0010162 | Unknown Cause | Patrol - found nothing |  |  | 2022 | Tier 2 - Elevated | Distribution Circuit | 1 | 14 | 2022-01-14 | 1602510 | Sus | N | UnknownCause¦Patrolfoundnothing¦¦
22-0020500 | Equipment Failure/Involved | Underground | Transformer (UG) | Deteriorated | 2022 | Tier 2 - Elevated | Distribution Circuit | 2 | 9 | 2022-02-09 | 1624079 | Sus | N | EquipmentFailureInvolved¦Underground¦Transformer(UG)¦Deteriorated
22-0022363 | Animal | Squirrel | Fuse | Burned Open | 2022 | Tier 3 - Extreme | Distribution Circuit | 2 | 15 | 2022-02-15 | 1627675 | Sus | N | Animal¦Squirrel¦Fuse¦BurnedOpen
22-0028459 | Equipment Failure/Involved | Overhead | Conductor, Overhead | Broken | 2022 | Tier 2 - Elevated | Distribution Circuit | 3 | 2 | 2022-03-02 | 1640224 | Sus | N | EquipmentFailureInvolved¦Overhead¦ConductorOverhead¦Broken
22-0030295 | Equipment Failure/Involved | Electrical Overload | Transformer | Failed/Faulted | 2022 | Tier 2 - Elevated | Transformer only | 3 | 5 | 2022-03-05 | 1642981 | Sus | N | EquipmentFailureInvolved¦ElectricalOverload¦Transformer¦FailedFaulted
22-0033823 | Equipment Failure/Involved | Overhead | Jumper | Broken | 2022 | Tier 3 - Extreme | Distribution Circuit | 3 | 15 | 2022-03-15 | 1648633 | Sus | N | EquipmentFailureInvolved¦Overhead¦Jumper¦Broken
22-0043435 | Equipment Failure/Involved | Overhead | Transformer (OH) | Broken | 2022 | Tier 3 - Extreme | Distribution Circuit | 4 | 6 | 2022-04-06 | 1663940 | Sus | N | EquipmentFailureInvolved¦Overhead¦Transformer(OH)¦Broken
22-0045092 | Vegetation | Tree - fell into line | Other | Normal | 2022 | Tier 3 - Extreme | Distribution Circuit | 4 | 10 | 2022-04-10 | 1667287 | Sus | N | Vegetation¦Treefellintoline¦Other¦Normal
22-0053030 | Unknown Cause | Patrol - found nothing |  |  | 2022 | Tier 2 - Elevated | Distribution Circuit | 4 | 22 | 2022-04-22 | 1678926 | Sus | N | UnknownCause¦Patrolfoundnothing¦¦
22-0062054 | Equipment Failure/Involved | Overhead | Pole-Wood | Broken | 2022 | Tier 2 - Elevated | Distribution Circuit | 5 | 14 | 2022-05-14 | 1696098 | Sus | Y | EquipmentFailureInvolved¦Overhead¦PoleWood¦Broken
22-0062621 | 3rd Party | Vehicle | Transformer | Normal | 2022 | Tier 3 - Extreme | Transformer only | 5 | 16 | 2022-05-16 | 1697656 | Sus | Y | 3rdParty¦Vehicle¦Transformer¦Normal
22-0067710 | Unknown Cause | Patrol - not conducted |  |  | 2022 | Tier 2 - Elevated | Distribution Circuit | 5 | 27 | 2022-05-27 | 1712846 | Sus | Y | UnknownCause¦Patrolnotconducted¦¦
22-0072457 | Equipment Failure/Involved | Overhead | Transformer (OH) | Failed/Faulted | 2022 | Tier 3 - Extreme | Transformer only | 6 | 9 | 2022-06-09 | 1726712 | Sus | Y | EquipmentFailureInvolved¦Overhead¦Transformer(OH)¦FailedFaulted
22-0080983 | Company Initiated | Coordination failure | Conductor, Overhead | Normal | 2022 | Tier 2 - Elevated | Distribution Circuit | 7 | 1 | 2022-07-01 | 1747141 | Sus | Y | CompanyInitiated¦Coordinationfailure¦ConductorOverhead¦Normal
22-0085406 | Vegetation | Tree - branch fell on line | Conductor, Overhead | Normal | 2022 | Tier 3 - Extreme | Distribution Circuit | 7 | 14 | 2022-07-14 | 1756367 | Sus | Y | Vegetation¦Treebranchfellonline¦ConductorOverhead¦Normal
22-0087938 | Vegetation | Tree - fell into line | Conductor, Overhead | Normal | 2022 | Tier 2 - Elevated | Distribution Circuit | 7 | 20 | 2022-07-20 | 1761870 | Sus | Y | Vegetation¦Treefellintoline¦ConductorOverhead¦Normal
22-0091034 | Vegetation | Other ground vegetation | Conductor, Overhead | Normal | 2022 | Tier 3 - Extreme | Distribution Circuit | 7 | 28 | 2022-07-28 | 1767317 | Sus | Y | Vegetation¦Othergroundvegetation¦ConductorOverhead¦Normal
22-0097564 | Equipment Failure/Involved | Overhead | Pole-Wood | Broken | 2022 | Tier 2 - Elevated | Distribution Circuit | 8 | 15 | 2022-08-15 | 1781332 | Sus | Y | EquipmentFailureInvolved¦Overhead¦PoleWood¦Broken
22-0100617 | Vegetation | Tree - branch fell on line | Conductor, Overhead | Normal | 2022 | Tier 3 - Extreme | Distribution Circuit | 8 | 22 | 2022-08-22 | 1787501 | Sus | Y | Vegetation¦Treebranchfellonline¦ConductorOverhead¦Normal
22-0102034 | Animal | Squirrel | Transformer (OH) | Failed/Faulted | 2022 | Tier 3 - Extreme | Transformer only | 8 | 25 | 2022-08-25 | 1791511 | Sus | Y | Animal¦Squirrel¦Transformer(OH)¦FailedFaulted
22-0105598 | Equipment Failure/Involved | Overhead | Transformer (OH) | Failed/Faulted | 2022 | Tier 2 - Elevated | Distribution Circuit | 9 | 4 | 2022-09-04 | 1798659 | Sus | Y | EquipmentFailureInvolved¦Overhead¦Transformer(OH)¦FailedFaulted
22-0114345 | Equipment Failure/Involved | Overhead | Pole-Wood | Burned/flashed | 2022 | Tier 2 - Elevated | Transformer only | 9 | 23 | 2022-09-23 | 1820187 | Sus | Y | EquipmentFailureInvolved¦Overhead¦PoleWood¦Burnedflashed
22-0115332 | Equipment Failure/Involved | Overhead | Secondary | Deteriorated | 2022 | Tier 3 - Extreme | Transformer only | 9 | 27 | 2022-09-27 | 1822702 | Sus | Y | EquipmentFailureInvolved¦Overhead¦Secondary¦Deteriorated
22-0120286 | Unknown Cause | Patrol - found nothing |  |  | 2022 | Tier 3 - Extreme | Distribution Circuit | 10 | 11 | 2022-10-11 | 1835152 | Sus | Y | UnknownCause¦Patrolfoundnothing¦¦
22-0120935 | 3rd Party | Vehicle | Pole-Wood | Broken, wire on ground | 2022 | Tier 2 - Elevated | Distribution Circuit | 10 | 13 | 2022-10-13 | 1836373 | Sus | Y | 3rdParty¦Vehicle¦PoleWood¦Brokenwireonground
22-0123093 | Animal | Bird found | Transformer (OH) | Normal | 2022 | Tier 2 - Elevated | Distribution Circuit | 10 | 20 | 2022-10-20 | 1841166 | Sus | Y | Animal¦Birdfound¦Transformer(OH)¦Normal
22-0123274 | Equipment Failure/Involved | Overhead | Crossarm, Wood | Broken | 2022 | Tier 2 - Elevated | Distribution Circuit | 10 | 20 | 2022-10-20 | 1841543 | Sus | Y | EquipmentFailureInvolved¦Overhead¦CrossarmWood¦Broken
22-0123815 | Equipment Failure/Involved | Overhead | Pole-Wood | Deteriorated | 2022 | Tier 2 - Elevated | Distribution Circuit | 10 | 22 | 2022-10-22 | 1842622 | Sus | Y | EquipmentFailureInvolved¦Overhead¦PoleWood¦Deteriorated
22-0123999 | Equipment Failure/Involved | Overhead | Pole-Wood | Deteriorated | 2022 | Tier 3 - Extreme | Transformer only | 10 | 23 | 2022-10-23 | 1843298 | Sus | Y | EquipmentFailureInvolved¦Overhead¦PoleWood¦Deteriorated
22-0129803 | Environmental/External | Lightning | Transformer (OH) | Failed/Faulted | 2022 | Tier 3 - Extreme | Transformer only | 11 | 9 | 2022-11-09 | 1859462 | Sus | Y | EnvironmentalExternal¦Lightning¦Transformer(OH)¦FailedFaulted
22-0138410 | Equipment Failure/Involved | Overhead | Jumper | Burned Open | 2022 | Tier 2 - Elevated | Distribution Circuit | 12 | 10 | 2022-12-10 | 1881918 | Sus | N | EquipmentFailureInvolved¦Overhead¦Jumper¦BurnedOpen
22-0138437 | Equipment Failure/Involved | Overhead | Transformer | Broken | 2022 | Tier 3 - Extreme | Transformer only | 12 | 10 | 2022-12-10 | 1882425 | Sus | N | EquipmentFailureInvolved¦Overhead¦Transformer¦Broken
22-0141333 | Equipment Failure/Involved | Overhead | Insulator | Broken | 2022 | Tier 2 - Elevated | Distribution Circuit | 12 | 26 | 2022-12-26 | 1897598 | Sus | N | EquipmentFailureInvolved¦Overhead¦Insulator¦Broken
22-0142598 | Vegetation | Tree - fell into line | Conductor, Overhead | Broken, wire on ground | 2022 | Tier 2 - Elevated | Distribution Circuit | 12 | 31 | 2022-12-31 | 1904231 | Sus | N | Vegetation¦Treefellintoline¦ConductorOverhead¦Brokenwireonground
15-0009879 | Vegetation | Tree - fell into line | Conductor, Overhead | Broken, wire on ground | 2015 | Tier 2 - Elevated | Distribution Circuit | 2 | 6 | 2015-02-06 | 1173086 | Sus | N | Vegetation¦Treefellintoline¦ConductorOverhead¦Brokenwireonground
15-0011647 | Equipment Failure/Involved | Other | Connector or Splice (OH) | Broken | 2015 | Tier 2 - Elevated | Distribution Circuit | 2 | 8 | 2015-02-08 | 1183232 | Sus | N | EquipmentFailureInvolved¦Other¦ConnectororSplice(OH)¦Broken
15-0022045 | Equipment Failure/Involved | Other | Transformer | Failed/Faulted | 2015 | Tier 2 - Elevated | Transformer only | 3 | 25 | 2015-03-25 | 1207903 | Sus | N | EquipmentFailureInvolved¦Other¦Transformer¦FailedFaulted
15-0033062 | Equipment Failure/Involved | Overhead | Transformer (OH) | Broken | 2015 | Tier 2 - Elevated | Transformer only | 5 | 9 | 2015-05-09 | 1231897 | Sus | Y | EquipmentFailureInvolved¦Overhead¦Transformer(OH)¦Broken
15-0035289 | Equipment Failure/Involved | Overhead | Conductor, Overhead | Broken, wire on ground | 2015 | Tier 2 - Elevated | Distribution Circuit | 5 | 19 | 2015-05-19 | 1237124 | Sus | Y | EquipmentFailureInvolved¦Overhead¦ConductorOverhead¦Brokenwireonground
15-0035582 | Environmental/External | Lightning | Transformer (OH) | Failed/Faulted | 2015 | Tier 2 - Elevated | Transformer only | 5 | 20 | 2015-05-20 | 1237697 | Sus | Y | EnvironmentalExternal¦Lightning¦Transformer(OH)¦FailedFaulted
15-0038950 | Environmental/External | Lightning | Transformer (OH) | Failed/Faulted | 2015 | Tier 2 - Elevated | Distribution Circuit | 6 | 5 | 2015-06-05 | 1244577 | Sus | Y | EnvironmentalExternal¦Lightning¦Transformer(OH)¦FailedFaulted
15-0047087 | Vegetation | Tree - branch fell on line | Conductor, Overhead | Normal | 2015 | Tier 2 - Elevated | Distribution Circuit | 7 | 13 | 2015-07-13 | 1267273 | Sus | Y | Vegetation¦Treebranchfellonline¦ConductorOverhead¦Normal
15-0047087 | Vegetation | Tree - branch fell on line | Conductor, Overhead | Normal | 2015 | Tier 2 - Elevated | Distribution Circuit | 7 | 13 | 2015-07-13 | 1267273 | Sus | Y | Vegetation¦Treebranchfellonline¦ConductorOverhead¦Normal
15-0051117 | Vegetation | Tree - fell into line | Pole-Wood | Broken, wire on ground | 2015 | Tier 2 - Elevated | Distribution Circuit | 7 | 28 | 2015-07-28 | 1278976 | Sus | Y | Vegetation¦Treefellintoline¦PoleWood¦Brokenwireonground
15-0054246 | Equipment Failure/Involved | Underground | Transformer (UG) | Leaking | 2015 | Tier 2 - Elevated | Distribution Circuit | 8 | 11 | 2015-08-11 | 1286466 | Sus | Y | EquipmentFailureInvolved¦Underground¦Transformer(UG)¦Leaking
15-0055409 | Vegetation | Tree - branch fell on line | Conductor, Overhead | Deteriorated | 2015 | Tier 3 - Extreme | Distribution Circuit | 8 | 16 | 2015-08-16 | 1289585 | Sus | Y | Vegetation¦Treebranchfellonline¦ConductorOverhead¦Deteriorated
15-0058232 | Equipment Failure/Involved | Overhead | Pole-Wood | Broken | 2015 | Tier 2 - Elevated | Distribution Circuit | 8 | 30 | 2015-08-30 | 1297038 | Sus | Y | EquipmentFailureInvolved¦Overhead¦PoleWood¦Broken
15-0061340 | Equipment Failure/Involved | Overhead | Cutout, fuse holder | Broken | 2015 | Tier 2 - Elevated | Distribution Circuit | 9 | 14 | 2015-09-14 | 1305715 | Sus | Y | EquipmentFailureInvolved¦Overhead¦Cutoutfuseholder¦Broken
15-0066699 | Unknown Cause | Patrol - found nothing |  |  | 2015 | Tier 3 - Extreme | Distribution Circuit | 9 | 30 | 2015-09-30 | 1314191 | Sus | Y | UnknownCause¦Patrolfoundnothing¦¦
15-0067734 | Unknown Cause | Patrol - found nothing |  |  | 2015 | Tier 2 - Elevated | Distribution Circuit | 10 | 4 | 2015-10-04 | 1316385 | Sus | Y | UnknownCause¦Patrolfoundnothing¦¦
15-0068777 | 3rd Party | Vehicle | Pole-Wood | Broken, wire on ground | 2015 | Tier 3 - Extreme | Distribution Circuit | 10 | 7 | 2015-10-07 | 1318525 | Sus | Y | 3rdParty¦Vehicle¦PoleWood¦Brokenwireonground
15-0075806 | Equipment Failure/Involved | Overhead | Lightning Arrestor | Broken | 2015 | Tier 2 - Elevated | Distribution Circuit | 11 | 5 | 2015-11-05 | 1335715 | Sus | Y | EquipmentFailureInvolved¦Overhead¦LightningArrestor¦Broken
15-0077792 | Equipment Failure/Involved | Overhead | Transformer (OH) | Broken | 2015 | Tier 3 - Extreme | Transformer only | 11 | 14 | 2015-11-14 | 1341160 | Sus | Y | EquipmentFailureInvolved¦Overhead¦Transformer(OH)¦Broken
15-0078361 | Vegetation | Tree - branch fell on line | Conductor, Overhead | Normal | 2015 | Tier 3 - Extreme | Distribution Circuit | 11 | 16 | 2015-11-16 | 1343198 | Sus | Y | Vegetation¦Treebranchfellonline¦ConductorOverhead¦Normal
15-0082173 | Unknown Cause | Patrol - found nothing |  |  | 2015 | Tier 2 - Elevated | Distribution Circuit | 12 | 2 | 2015-12-02 | 1351680 | Sus | N | UnknownCause¦Patrolfoundnothing¦¦
15-0082474 | Vegetation | Tree - fell into line | Pole-Wood | Broken, wire on ground | 2015 | Tier 2 - Elevated | Distribution Circuit | 12 | 3 | 2015-12-03 | 1352821 | Sus | N | Vegetation¦Treefellintoline¦PoleWood¦Brokenwireonground
15-0083010 | Vegetation | Tree - fell into line | Conductor, Overhead | Broken, wire on ground | 2015 | Tier 2 - Elevated | Distribution Circuit | 12 | 6 | 2015-12-06 | 1354552 | Sus | N | Vegetation¦Treefellintoline¦ConductorOverhead¦Brokenwireonground
15-0083257 | 3rd Party | Tree - cutting, 3rd party | Conductor, Overhead | Normal | 2015 | Tier 3 - Extreme | Distribution Circuit | 12 | 7 | 2015-12-07 | 1355259 | Sus | N | 3rdParty¦Treecutting3rdparty¦ConductorOverhead¦Normal
15-0083930 | Vegetation | Tree - fell into line | Pole-Wood | Broken, wire on ground | 2015 | Tier 3 - Extreme | Distribution Circuit | 12 | 10 | 2015-12-10 | 1357413 | Sus | N | Vegetation¦Treefellintoline¦PoleWood¦Brokenwireonground
15-0084412 | Unknown Cause | Patrol - found nothing |  |  | 2015 | Tier 3 - Extreme | Distribution Circuit | 12 | 12 | 2015-12-12 | 1359528 | Sus | N | UnknownCause¦Patrolfoundnothing¦¦
15-0084756 | Equipment Failure/Involved | Overhead | Jumper | Burned Open | 2015 | Tier 2 - Elevated | Transformer only | 12 | 13 | 2015-12-13 | 1360622 | Sus | N | EquipmentFailureInvolved¦Overhead¦Jumper¦BurnedOpen
15-0086908 | Equipment Failure/Involved | Overhead | Pole-Wood | Broken | 2015 | Tier 3 - Extreme | Distribution Circuit | 12 | 22 | 2015-12-22 | 1370022 | Sus | N | EquipmentFailureInvolved¦Overhead¦PoleWood¦Broken
15-0087075 | Environmental/External | Lightning | Transformer | Failed/Faulted | 2015 | Tier 2 - Elevated | Transformer only | 12 | 24 | 2015-12-24 | 1370805 | Sus | N | EnvironmentalExternal¦Lightning¦Transformer¦FailedFaulted
15-0087412 | Vegetation | Tree - fell into line | Conductor, Overhead | Broken, wire on ground | 2015 | Tier 3 - Extreme | Distribution Circuit | 12 | 26 | 2015-12-26 | 1371990 | Sus | N | Vegetation¦Treefellintoline¦ConductorOverhead¦Brokenwireonground
15-0087919 | Equipment Failure/Involved | Overhead | Transformer | Failed/Faulted | 2015 | Tier 2 - Elevated | Transformer only | 12 | 31 | 2015-12-31 | 1375105 | Sus | N | EquipmentFailureInvolved¦Overhead¦Transformer¦FailedFaulted
16-0002721 | Vegetation | Tree - branch fell on line | Conductor, Overhead | Broken, wire on ground | 2016 | Tier 3 - Extreme | Distribution Circuit | 1 | 4 | 2016-01-04 | 1376566 | Sus | N | Vegetation¦Treebranchfellonline¦ConductorOverhead¦Brokenwireonground
16-0003276 | Vegetation | Tree - branch fell on line | Conductor, Overhead | Normal | 2016 | Tier 3 - Extreme | Distribution Circuit | 1 | 6 | 2016-01-06 | 1377986 | Sus | N | Vegetation¦Treebranchfellonline¦ConductorOverhead¦Normal
16-0003329 | Unknown Cause | Patrol - not conducted |  |  | 2016 | Tier 3 - Extreme | Distribution Circuit | 1 | 6 | 2016-01-06 | 1377962 | Sus | N | UnknownCause¦Patrolnotconducted¦¦
16-0004790 | Animal | Bird found | Conductor, Overhead | Normal | 2016 | Tier 2 - Elevated | Distribution Circuit | 1 | 12 | 2016-01-12 | 1382187 | Sus | N | Animal¦Birdfound¦ConductorOverhead¦Normal
16-0005954 | Vegetation | Tree - fell into line | Fuse | Normal | 2016 | Tier 2 - Elevated | Distribution Circuit | 1 | 17 | 2016-01-17 | 1385748 | Sus | N | Vegetation¦Treefellintoline¦Fuse¦Normal
16-0006413 | Vegetation | Tree - branch fell on line | Conductor, Overhead | Normal | 2016 | Tier 3 - Extreme | Distribution Circuit | 1 | 19 | 2016-01-19 | 1387417 | Sus | N | Vegetation¦Treebranchfellonline¦ConductorOverhead¦Normal
16-0013355 | Vegetation | Tree - branch fell on line | Conductor, Overhead | Normal | 2016 | Tier 3 - Extreme | Distribution Circuit | 2 | 17 | 2016-02-17 | 1406227 | Sus | N | Vegetation¦Treebranchfellonline¦ConductorOverhead¦Normal
16-0013365 | Unknown Cause | Patrol - found nothing |  |  | 2016 | Tier 2 - Elevated | Transformer only | 2 | 17 | 2016-02-17 | 1406240 | Sus | N | UnknownCause¦Patrolfoundnothing¦¦
16-0013562 | Vegetation | Tree - branch fell on line | Fuse | Failed/Faulted | 2016 | Tier 2 - Elevated | Distribution Circuit | 2 | 17 | 2016-02-17 | 1407699 | Sus | N | Vegetation¦Treebranchfellonline¦Fuse¦FailedFaulted
16-0013580 | Equipment Failure/Involved | Overhead | Transformer (OH) | Failed/Faulted | 2016 | Tier 2 - Elevated | Distribution Circuit | 2 | 18 | 2016-02-18 | 1407757 | Sus | N | EquipmentFailureInvolved¦Overhead¦Transformer(OH)¦FailedFaulted
16-0014099 | Vegetation | Tree - fell into line | Conductor, Overhead | On Ground | 2016 | Tier 2 - Elevated | Distribution Circuit | 2 | 19 | 2016-02-19 | 1409124 | Sus | N | Vegetation¦Treefellintoline¦ConductorOverhead¦OnGround
16-0017443 | Vegetation | Tree - fell into line | Pole-Wood | Broken | 2016 | Tier 3 - Extreme | Distribution Circuit | 3 | 5 | 2016-03-05 | 1416507 | Sus | N | Vegetation¦Treefellintoline¦PoleWood¦Broken
16-0018009 | Unknown Cause | Patrol - not conducted |  |  | 2016 | Tier 2 - Elevated | Transmission line | 3 | 5 | 2016-03-05 | 1420507 | Sus | N | UnknownCause¦Patrolnotconducted¦¦
16-0020638 | Vegetation | Tree - branch fell on line | Conductor, Overhead | Normal | 2016 | Tier 3 - Extreme | Distribution Circuit | 3 | 11 | 2016-03-11 | 1428676 | Sus | N | Vegetation¦Treebranchfellonline¦ConductorOverhead¦Normal
16-0020642 | Unknown Cause | Patrol - found nothing |  |  | 2016 | Tier 2 - Elevated | Distribution Circuit | 3 | 11 | 2016-03-11 | 1428686 | Sus | N | UnknownCause¦Patrolfoundnothing¦¦
16-0020858 | Vegetation | Tree - fell into line | Conductor, Overhead | Broken, wire on ground | 2016 | Tier 3 - Extreme | Distribution Circuit | 3 | 12 | 2016-03-12 | 1429769 | Sus | N | Vegetation¦Treefellintoline¦ConductorOverhead¦Brokenwireonground
16-0021877 | Equipment Failure/Involved | Overhead | Transformer | Failed/Faulted | 2016 | Tier 3 - Extreme | Transformer only | 3 | 16 | 2016-03-16 | 1432528 | Sus | N | EquipmentFailureInvolved¦Overhead¦Transformer¦FailedFaulted
16-0023730 | Equipment Failure/Involved | Overhead | Transformer | Failed/Faulted | 2016 | Tier 3 - Extreme | Transformer only | 3 | 24 | 2016-03-24 | 1437730 | Sus | N | EquipmentFailureInvolved¦Overhead¦Transformer¦FailedFaulted
16-0030833 | Environmental/External | Lightning | Transformer (OH) | Burned/flashed | 2016 | Tier 2 - Elevated | Transformer only | 4 | 22 | 2016-04-22 | 1456288 | Sus | N | EnvironmentalExternal¦Lightning¦Transformer(OH)¦Burnedflashed
16-0037695 | 3rd Party | Other | Conductor, Overhead | Normal | 2016 | Tier 2 - Elevated | Distribution Circuit | 5 | 22 | 2016-05-22 | 1474824 | Sus | Y | 3rdParty¦Other¦ConductorOverhead¦Normal
16-0038233 | Vegetation | Tree - fell into line | Conductor, Overhead | Broken, wire on ground | 2016 | Tier 2 - Elevated | Distribution Circuit | 5 | 24 | 2016-05-24 | 1476160 | Sus | Y | Vegetation¦Treefellintoline¦ConductorOverhead¦Brokenwireonground
16-0040144 | 3rd Party | Vehicle | Pole-Wood | Broken | 2016 | Tier 2 - Elevated | Distribution Circuit | 6 | 1 | 2016-06-01 | 1480614 | Sus | Y | 3rdParty¦Vehicle¦PoleWood¦Broken
16-0040798 | Equipment Failure/Involved | Overhead | Bushing | Failed/Faulted | 2016 | Tier 3 - Extreme | Distribution Circuit | 6 | 3 | 2016-06-03 | 1482007 | Sus | Y | EquipmentFailureInvolved¦Overhead¦Bushing¦FailedFaulted
16-0045484 | Animal | Bird found | Cutout, fuse holder | Failed/Faulted | 2016 | Tier 2 - Elevated | Transformer only | 6 | 23 | 2016-06-23 | 1494869 | Sus | Y | Animal¦Birdfound¦Cutoutfuseholder¦FailedFaulted
16-0045518 | Unknown Cause | Patrol - found nothing |  |  | 2016 | Tier 3 - Extreme | Distribution Circuit | 6 | 24 | 2016-06-24 | 1495046 | Sus | Y | UnknownCause¦Patrolfoundnothing¦¦
16-0045638 | 3rd Party | Fire, house or bldg. | Conductor, Overhead | Normal | 2016 | Tier 2 - Elevated | Distribution Circuit | 6 | 24 | 2016-06-24 | 1495300 | Sus | Y | 3rdParty¦Firehouseorbldg¦ConductorOverhead¦Normal
16-0047668 | Unknown Cause | Patrol - found nothing |  |  | 2016 | Tier 2 - Elevated | Distribution Circuit | 7 | 3 | 2016-07-03 | 1500498 | Sus | Y | UnknownCause¦Patrolfoundnothing¦¦
16-0060092 | Animal | Squirrel | Cutout, fuse holder | Failed/Faulted | 2016 | Tier 2 - Elevated | Transformer only | 8 | 25 | 2016-08-25 | 1532180 | Sus | Y | Animal¦Squirrel¦Cutoutfuseholder¦FailedFaulted
16-0063229 | Vegetation | Tree - branch fell on line | Conductor, Overhead | Normal | 2016 | Tier 3 - Extreme | Distribution Circuit | 9 | 8 | 2016-09-08 | 1538439 | Sus | Y | Vegetation¦Treebranchfellonline¦ConductorOverhead¦Normal
16-0066628 | Vegetation | Tree - fell into line | Conductor, Overhead | Together | 2016 | Tier 2 - Elevated | Distribution Circuit | 9 | 22 | 2016-09-22 | 1546058 | Sus | Y | Vegetation¦Treefellintoline¦ConductorOverhead¦Together
16-0067117 | Unknown Cause | Patrol - found nothing |  |  | 2016 | Tier 2 - Elevated | Distribution Circuit | 9 | 23 | 2016-09-23 | 1546827 | Sus | Y | UnknownCause¦Patrolfoundnothing¦¦
16-0071985 | Vegetation | Tree - fell into line | Conductor, Overhead | Normal | 2016 | Tier 3 - Extreme | Distribution Circuit | 10 | 14 | 2016-10-14 | 1558931 | Sus | Y | Vegetation¦Treefellintoline¦ConductorOverhead¦Normal
16-0072052 | Vegetation | Tree - branch fell on line | Conductor, Overhead | Normal | 2016 | Tier 3 - Extreme | Distribution Circuit | 10 | 14 | 2016-10-14 | 1558086 | Sus | Y | Vegetation¦Treebranchfellonline¦ConductorOverhead¦Normal
16-0077685 | Vegetation | Tree - fell into line | Conductor, Overhead | Broken, wire on ground | 2016 | Tier 3 - Extreme | Distribution Circuit | 11 | 2 | 2016-11-02 | 1575627 | Sus | Y | Vegetation¦Treefellintoline¦ConductorOverhead¦Brokenwireonground
16-0084706 | Vegetation | Tree - fell into line | Conductor, Overhead | Broken, wire on ground | 2016 | Tier 3 - Extreme | Distribution Circuit | 12 | 9 | 2016-12-09 | 1597459 | Sus | N | Vegetation¦Treefellintoline¦ConductorOverhead¦Brokenwireonground
16-0086241 | Vegetation | Tree - fell into line | Conductor, Overhead | Broken, wire on ground | 2016 | Tier 3 - Extreme | Distribution Circuit | 12 | 18 | 2016-12-18 | 1606199 | Sus | N | Vegetation¦Treefellintoline¦ConductorOverhead¦Brokenwireonground
17-0003058 | Vegetation | Tree - fell into line | Conductor, Overhead | Together | 2017 | Tier 3 - Extreme | Distribution Circuit | 1 | 3 | 2017-01-03 | 1615771 | Sus | N | Vegetation¦Treefellintoline¦ConductorOverhead¦Together
17-0003288 | Vegetation | Tree - fell into line | Conductor, Overhead | On Ground | 2017 | Tier 2 - Elevated | Distribution Circuit | 1 | 3 | 2017-01-03 | 1616676 | Sus | N | Vegetation¦Treefellintoline¦ConductorOverhead¦OnGround
17-0005685 | Vegetation | Tree - bark fell into line | Conductor, Overhead | Broken, wire on object | 2017 | Tier 3 - Extreme | Distribution Circuit | 1 | 8 | 2017-01-08 | 1629184 | Sus | N | Vegetation¦Treebarkfellintoline¦ConductorOverhead¦Brokenwireonobject
17-0006302 | Unknown Cause | Patrol - found nothing |  |  | 2017 | Tier 2 - Elevated | Distribution Circuit | 1 | 9 | 2017-01-09 | 1632160 | Sus | N | UnknownCause¦Patrolfoundnothing¦¦
17-0006860 | Vegetation | Tree - fell into line | Conductor, Overhead | Broken, wire on ground | 2017 | Tier 3 - Extreme | Distribution Circuit | 1 | 10 | 2017-01-10 | 1634295 | Sus | N | Vegetation¦Treefellintoline¦ConductorOverhead¦Brokenwireonground
17-0007840 | Vegetation | Tree - fell into line | Conductor, Overhead | Broken, wire on ground | 2017 | Tier 2 - Elevated | Distribution Circuit | 1 | 11 | 2017-01-11 | 1640399 | Sus | N | Vegetation¦Treefellintoline¦ConductorOverhead¦Brokenwireonground
17-0008261 | Vegetation | Tree - fell into line | Conductor, Overhead | Broken, wire on ground | 2017 | Tier 2 - Elevated | Distribution Circuit | 1 | 11 | 2017-01-11 | 1640528 | Sus | N | Vegetation¦Treefellintoline¦ConductorOverhead¦Brokenwireonground
17-0010829 | Unknown Cause | Patrol - found nothing |  |  | 2017 | Tier 2 - Elevated | Distribution Circuit | 1 | 19 | 2017-01-19 | 1650667 | Sus | N | UnknownCause¦Patrolfoundnothing¦¦
17-0011199 | Unknown Cause | Patrol - found nothing |  |  | 2017 | Tier 3 - Extreme | Distribution Circuit | 1 | 20 | 2017-01-20 | 1652280 | Sus | N | UnknownCause¦Patrolfoundnothing¦¦
17-0012006 | Vegetation | Tree - branch fell on line | Conductor, Overhead | Broken, wire on ground | 2017 | Tier 3 - Extreme | Distribution Circuit | 1 | 21 | 2017-01-21 | 1655655 | Sus | N | Vegetation¦Treebranchfellonline¦ConductorOverhead¦Brokenwireonground
17-0012510 | Vegetation | Tree - branch fell on line | Conductor, Overhead | Normal | 2017 | Tier 2 - Elevated | Distribution Circuit | 1 | 21 | 2017-01-21 | 1657453 | Sus | N | Vegetation¦Treebranchfellonline¦ConductorOverhead¦Normal
17-0012794 | Equipment Failure/Involved | Overhead | Crossarm, Wood | Broken, wire on ground | 2017 | Tier 2 - Elevated | Distribution Circuit | 1 | 22 | 2017-01-22 | 1658149 | Sus | N | EquipmentFailureInvolved¦Overhead¦CrossarmWood¦Brokenwireonground
17-0014004 | Unknown Cause | Patrol - not conducted |  |  | 2017 | Tier 2 - Elevated | Distribution Circuit | 1 | 23 | 2017-01-23 | 1664264 | Sus | N | UnknownCause¦Patrolnotconducted¦¦
17-0014380 | Equipment Failure/Involved | Overhead | Transformer (OH) | Failed/Faulted | 2017 | Tier 3 - Extreme | Transformer only | 1 | 24 | 2017-01-24 | 1665134 | Sus | N | EquipmentFailureInvolved¦Overhead¦Transformer(OH)¦FailedFaulted
17-0014406 | Vegetation | Tree - fell into line | Conductor, Overhead | Normal | 2017 | Tier 2 - Elevated | Distribution Circuit | 1 | 24 | 2017-01-24 | 1665851 | Sus | N | Vegetation¦Treefellintoline¦ConductorOverhead¦Normal
17-0016101 | 3rd Party | Tree - cutting, 3rd party | Transformer | Failed/Faulted | 2017 | Tier 2 - Elevated | Transformer only | 1 | 30 | 2017-01-30 | 1670619 | Sus | N | 3rdParty¦Treecutting3rdparty¦Transformer¦FailedFaulted
17-0020300 | Unknown Cause | Patrol - found nothing |  |  | 2017 | Tier 2 - Elevated | Distribution Circuit | 2 | 10 | 2017-02-10 | 1685890 | Sus | N | UnknownCause¦Patrolfoundnothing¦¦
17-0022518 | Vegetation | Tree - fell into line | Pole-Wood | Broken, wire on ground | 2017 | Tier 2 - Elevated | Distribution Circuit | 2 | 17 | 2017-02-17 | 1696592 | Sus | N | Vegetation¦Treefellintoline¦PoleWood¦Brokenwireonground
17-0022886 | Vegetation | Tree - fell into line | Conductor, Overhead | Normal | 2017 | Tier 2 - Elevated | Distribution Circuit | 2 | 18 | 2017-02-18 | 1698964 | Sus | N | Vegetation¦Treefellintoline¦ConductorOverhead¦Normal
17-0022886 | Vegetation | Tree - fell into line | Conductor, Overhead | Normal | 2017 | Tier 2 - Elevated | Distribution Circuit | 2 | 18 | 2017-02-18 | 1698964 | Sus | N | Vegetation¦Treefellintoline¦ConductorOverhead¦Normal
17-0023681 | Equipment Failure/Involved | Overhead | Conductor, Overhead | Broken, wire on ground | 2017 | Tier 2 - Elevated | Distribution Circuit | 2 | 20 | 2017-02-20 | 1702616 | Sus | N | EquipmentFailureInvolved¦Overhead¦ConductorOverhead¦Brokenwireonground
17-0024059 | Vegetation | Tree - fell into line | Conductor, Overhead | Broken, wire on ground | 2017 | Tier 3 - Extreme | Distribution Circuit | 2 | 20 | 2017-02-20 | 1705173 | Sus | N | Vegetation¦Treefellintoline¦ConductorOverhead¦Brokenwireonground
17-0024753 | Vegetation | Tree - fell into line | Conductor, Overhead | Broken, wire on ground | 2017 | Tier 3 - Extreme | Distribution Circuit | 2 | 20 | 2017-02-20 | 1704031 | Sus | N | Vegetation¦Treefellintoline¦ConductorOverhead¦Brokenwireonground
17-0025224 | Vegetation | Tree - fell into line | Conductor, Overhead | Broken, wire on ground | 2017 | Tier 3 - Extreme | Distribution Circuit | 2 | 20 | 2017-02-20 | 1706188 | Sus | N | Vegetation¦Treefellintoline¦ConductorOverhead¦Brokenwireonground
17-0025947 | Unknown Cause | Patrol - found nothing |  |  | 2017 | Tier 3 - Extreme | Distribution Circuit | 2 | 24 | 2017-02-24 | 1713284 | Sus | N | UnknownCause¦Patrolfoundnothing¦¦
17-0026851 | Equipment Failure/Involved | Overhead | Pole-Wood | Broken, wire on ground | 2017 | Tier 2 - Elevated | Distribution Circuit | 2 | 26 | 2017-02-26 | 1714246 | Sus | N | EquipmentFailureInvolved¦Overhead¦PoleWood¦Brokenwireonground
17-0026886 | Unknown Cause | Patrol - found nothing |  |  | 2017 | Tier 3 - Extreme | Distribution Circuit | 2 | 26 | 2017-02-26 | 1714467 | Sus | N | UnknownCause¦Patrolfoundnothing¦¦
17-0028455 | Environmental/External | Lightning | Transformer (OH) | Failed/Faulted | 2017 | Tier 2 - Elevated | Transformer only | 3 | 5 | 2017-03-05 | 1719925 | Sus | N | EnvironmentalExternal¦Lightning¦Transformer(OH)¦FailedFaulted
17-0028599 | Vegetation | Tree - fell into line | Conductor, Overhead | Normal | 2017 | Tier 3 - Extreme | Distribution Circuit | 3 | 5 | 2017-03-05 | 1720475 | Sus | N | Vegetation¦Treefellintoline¦ConductorOverhead¦Normal
17-0032293 | Vegetation | Tree - fell into line | Conductor, Overhead | Broken, wire on ground | 2017 | Tier 3 - Extreme | Distribution Circuit | 3 | 21 | 2017-03-21 | 1731443 | Sus | N | Vegetation¦Treefellintoline¦ConductorOverhead¦Brokenwireonground
17-0036828 | Equipment Failure/Involved | Overhead | Fuse | Broken | 2017 | Tier 2 - Elevated | Distribution Circuit | 4 | 5 | 2017-04-05 | 1744826 | Sus | N | EquipmentFailureInvolved¦Overhead¦Fuse¦Broken
17-0038467 | 3rd Party | Vehicle | Anchor or Guy | Bent or Twisted | 2017 | Tier 2 - Elevated | Distribution Circuit | 4 | 9 | 2017-04-09 | 1753566 | Sus | N | 3rdParty¦Vehicle¦AnchororGuy¦BentorTwisted
17-0038471 | Unknown Cause | Patrol - not conducted |  |  | 2017 | Tier 2 - Elevated | Distribution Circuit | 4 | 9 | 2017-04-09 | 1753635 | Sus | N | UnknownCause¦Patrolnotconducted¦¦
17-0039416 | Vegetation | Tree - fell into line | Conductor, Overhead | Normal | 2017 | Tier 2 - Elevated | Distribution Circuit | 4 | 12 | 2017-04-12 | 1755885 | Sus | N | Vegetation¦Treefellintoline¦ConductorOverhead¦Normal
17-0040268 | Animal | Bird found | Fuse | Failed/Faulted | 2017 | Tier 3 - Extreme | Distribution Circuit | 4 | 14 | 2017-04-14 | 1757707 | Sus | N | Animal¦Birdfound¦Fuse¦FailedFaulted
17-0055578 | Unknown Cause | Patrol - found nothing |  |  | 2017 | Tier 2 - Elevated | Distribution Circuit | 6 | 15 | 2017-06-15 | 1805167 | Sus | Y | UnknownCause¦Patrolfoundnothing¦¦
17-0056083 | 3rd Party | Metallic Balloon | Conductor, Overhead | Normal | 2017 | Tier 2 - Elevated | Distribution Circuit | 6 | 18 | 2017-06-18 | 1807587 | Sus | Y | 3rdParty¦MetallicBalloon¦ConductorOverhead¦Normal
17-0056912 | Equipment Failure/Involved | Fire, pole | Crossarm, Wood | Burned/flashed | 2017 | Tier 2 - Elevated | Distribution Circuit | 6 | 20 | 2017-06-20 | 1812233 | Sus | Y | EquipmentFailureInvolved¦Firepole¦CrossarmWood¦Burnedflashed
17-0061615 | Equipment Failure/Involved | Overhead | Insulator | Broken, wire on object | 2017 | Tier 2 - Elevated | Distribution Circuit | 7 | 9 | 2017-07-09 | 1827704 | Sus | Y | EquipmentFailureInvolved¦Overhead¦Insulator¦Brokenwireonobject
17-0068203 | Unknown Cause | Patrol - found nothing |  |  | 2017 | Tier 2 - Elevated | Distribution Circuit | 8 | 5 | 2017-08-05 | 1847097 | Sus | Y | UnknownCause¦Patrolfoundnothing¦¦
17-0069789 | Vegetation | Tree - fell into line | Conductor, Overhead | Broken, wire on ground | 2017 | Tier 3 - Extreme | Distribution Circuit | 8 | 12 | 2017-08-12 | 1850967 | Sus | Y | Vegetation¦Treefellintoline¦ConductorOverhead¦Brokenwireonground
17-0071271 | Animal | Bird found | Conductor, Overhead | Normal | 2017 | Tier 2 - Elevated | Distribution Circuit | 8 | 18 | 2017-08-18 | 1854685 | Sus | Y | Animal¦Birdfound¦ConductorOverhead¦Normal
17-0071289 | Equipment Failure/Involved | Overhead | Crossarm, Wood | Broken | 2017 | Tier 3 - Extreme | Transformer only | 8 | 18 | 2017-08-18 | 1854760 | Sus | Y | EquipmentFailureInvolved¦Overhead¦CrossarmWood¦Broken
17-0076120 | 3rd Party | Tree - cutting, 3rd party | Conductor, Overhead | Broken, wire on ground | 2017 | Tier 3 - Extreme | Distribution Circuit | 9 | 5 | 2017-09-05 | 1870663 | Sus | Y | 3rdParty¦Treecutting3rdparty¦ConductorOverhead¦Brokenwireonground
17-0077602 | Environmental/External | Lightning | Customer Equipment | Failed/Faulted | 2017 | Tier 2 - Elevated | Distribution Circuit | 9 | 11 | 2017-09-11 | 1875231 | Sus | Y | EnvironmentalExternal¦Lightning¦CustomerEquipment¦FailedFaulted
17-0079395 | Equipment Failure/Involved | Overhead | Connector or Splice (OH) | Broken | 2017 | Tier 2 - Elevated | Transformer only | 9 | 15 | 2017-09-15 | 1879674 | Sus | Y | EquipmentFailureInvolved¦Overhead¦ConnectororSplice(OH)¦Broken
17-0081953 | Unknown Cause | Patrol - found nothing |  |  | 2017 | Tier 2 - Elevated | Distribution Circuit | 9 | 27 | 2017-09-27 | 1886480 | Sus | Y | UnknownCause¦Patrolfoundnothing¦¦
17-0082949 | Environmental/External | Fire, Forest/Grass | Pole-Wood | Broken, wire on ground | 2017 | Tier 2 - Elevated | Distribution Circuit | 9 | 29 | 2017-09-29 | 1888280 | Sus | Y | EnvironmentalExternal¦FireForestGrass¦PoleWood¦Brokenwireonground
17-0085665 | Vegetation | Tree - grew into line | Conductor, Overhead | Together | 2017 | Tier 2 - Elevated | Distribution Circuit | 10 | 9 | 2017-10-09 | 1896303 | Sus | Y | Vegetation¦Treegrewintoline¦ConductorOverhead¦Together
17-0086667 | Unknown Cause | Patrol - found nothing |  |  | 2017 | Tier 3 - Extreme | Distribution Circuit | 10 | 12 | 2017-10-12 | 1899055 | Sus | Y | UnknownCause¦Patrolfoundnothing¦¦
17-0088671 | Equipment Failure/Involved | Overhead | Insulator | Burned/flashed | 2017 | Tier 2 - Elevated | Distribution Circuit | 10 | 19 | 2017-10-19 | 1904300 | Sus | Y | EquipmentFailureInvolved¦Overhead¦Insulator¦Burnedflashed
17-0088903 | 3rd Party | Vehicle | Pole-Wood | Broken, wire on ground | 2017 | Tier 2 - Elevated | Distribution Circuit | 10 | 20 | 2017-10-20 | 1905242 | Sus | Y | 3rdParty¦Vehicle¦PoleWood¦Brokenwireonground
17-0093439 | Unknown Cause | Patrol - found nothing |  |  | 2017 | Tier 2 - Elevated | Distribution Circuit | 11 | 8 | 2017-11-08 | 1917922 | Sus | Y | UnknownCause¦Patrolfoundnothing¦¦
17-0097060 | Equipment Failure/Involved | Overhead | Crossarm, Wood | Broken | 2017 | Tier 2 - Elevated | Distribution Circuit | 11 | 22 | 2017-11-22 | 1927935 | Sus | Y | EquipmentFailureInvolved¦Overhead¦CrossarmWood¦Broken
18-0004780 | Equipment Failure/Involved | Overhead | Transformer | Failed/Faulted | 2018 | Tier 2 - Elevated | Transformer only | 1 | 9 | 2018-01-09 | 4654 | Sus | N | EquipmentFailureInvolved¦Overhead¦Transformer¦FailedFaulted
18-0008563 | Vegetation | Tree - branch fell on line | Conductor, Overhead | Normal | 2018 | Tier 3 - Extreme | Distribution Circuit | 1 | 24 | 2018-01-24 | 13266 | Sus | N | Vegetation¦Treebranchfellonline¦ConductorOverhead¦Normal
18-0009137 | Vegetation | Tree - branch fell on line | Conductor, Overhead | Broken, wire on ground | 2018 | Tier 3 - Extreme | Distribution Circuit | 1 | 25 | 2018-01-25 | 14166 | Sus | N | Vegetation¦Treebranchfellonline¦ConductorOverhead¦Brokenwireonground
18-0016570 | Equipment Failure/Involved | Overhead | Fuse | Failed/Faulted | 2018 | Tier 2 - Elevated | Distribution Circuit | 2 | 22 | 2018-02-22 | 29694 | Sus | N | EquipmentFailureInvolved¦Overhead¦Fuse¦FailedFaulted
18-0016788 | Vegetation | Tree - branch fell on line | Fuse | Failed/Faulted | 2018 | Tier 3 - Extreme | Distribution Circuit | 2 | 23 | 2018-02-23 | 30243 | Sus | N | Vegetation¦Treebranchfellonline¦Fuse¦FailedFaulted
18-0017056 | Unknown Cause | Patrol - found nothing |  |  | 2018 | Tier 3 - Extreme | Distribution Circuit | 2 | 25 | 2018-02-25 | 31206 | Sus | N | UnknownCause¦Patrolfoundnothing¦¦
18-0019179 | Equipment Failure/Involved | Overhead | Conductor, Overhead | Normal | 2018 | Tier 2 - Elevated | Distribution Circuit | 3 | 2 | 2018-03-02 | 36485 | Sus | N | EquipmentFailureInvolved¦Overhead¦ConductorOverhead¦Normal
18-0022724 | Environmental/External | Lightning | Transformer (OH) | Broken, wire on ground | 2018 | Tier 2 - Elevated | Distribution Circuit | 3 | 14 | 2018-03-14 | 44111 | Sus | N | EnvironmentalExternal¦Lightning¦Transformer(OH)¦Brokenwireonground
18-0024491 | Animal | Squirrel | Lightning Arrestor | Normal | 2018 | Tier 2 - Elevated | Distribution Circuit | 3 | 20 | 2018-03-20 | 48658 | Sus | N | Animal¦Squirrel¦LightningArrestor¦Normal
18-0026024 | Unknown Cause | Patrol - not conducted |  |  | 2018 | Tier 2 - Elevated | Distribution Circuit | 3 | 23 | 2018-03-23 | 51877 | Sus | N | UnknownCause¦Patrolnotconducted¦¦
18-0032182 | Unknown Cause | Patrol - found nothing |  |  | 2018 | Tier 2 - Elevated | Distribution Circuit | 4 | 13 | 2018-04-13 | 66606 | Sus | N | UnknownCause¦Patrolfoundnothing¦¦
18-0036477 | Equipment Failure/Involved | Overhead | Crossarm, Wood | Broken | 2018 | Tier 2 - Elevated | Distribution Circuit | 4 | 28 | 2018-04-28 | 75956 | Sus | N | EquipmentFailureInvolved¦Overhead¦CrossarmWood¦Broken
18-0037217 | Equipment Failure/Involved | Overhead | Crossarm, Wood | Broken | 2018 | Tier 3 - Extreme | Distribution Circuit | 5 | 1 | 2018-05-01 | 77410 | Sus | Y | EquipmentFailureInvolved¦Overhead¦CrossarmWood¦Broken
18-0039307 | Vegetation | Tree - fell into line | Conductor, Overhead | Normal | 2018 | Tier 3 - Extreme | Distribution Circuit | 5 | 8 | 2018-05-08 | 81657 | Sus | Y | Vegetation¦Treefellintoline¦ConductorOverhead¦Normal
18-0043287 | Vegetation | Tree - fell into line | Conductor, Overhead | Broken, wire on ground | 2018 | Tier 2 - Elevated | Distribution Circuit | 5 | 22 | 2018-05-22 | 91919 | Sus | Y | Vegetation¦Treefellintoline¦ConductorOverhead¦Brokenwireonground
18-0045056 | Animal | Squirrel | Pothead(Riser Termination) | Normal | 2018 | Tier 2 - Elevated | Distribution Circuit | 5 | 29 | 2018-05-29 | 95625 | Sus | Y | Animal¦Squirrel¦Pothead(RiserTermination)¦Normal
18-0047749 | Unknown Cause | Patrol - found nothing |  |  | 2018 | Tier 2 - Elevated | Distribution Circuit | 6 | 6 | 2018-06-06 | 102397 | Sus | Y | UnknownCause¦Patrolfoundnothing¦¦
18-0066174 | Environmental/External | Fire, Forest/Grass | Secondary | Burned/flashed | 2018 | Tier 2 - Elevated | Distribution Circuit | 7 | 26 | 2018-07-26 | 147595 | Sus | Y | EnvironmentalExternal¦FireForestGrass¦Secondary¦Burnedflashed
18-0084127 | Equipment Failure/Involved | Overhead | Transformer | Failed/Faulted | 2018 | Tier 2 - Elevated | Transformer only | 9 | 27 | 2018-09-27 | 182400 | Sus | Y | EquipmentFailureInvolved¦Overhead¦Transformer¦FailedFaulted
18-0085061 | Vegetation | Tree - branch fell on line | Conductor, Overhead | Normal | 2018 | Tier 2 - Elevated | Distribution Circuit | 10 | 1 | 2018-10-01 | 184711 | Sus | Y | Vegetation¦Treebranchfellonline¦ConductorOverhead¦Normal
18-0085832 | Equipment Failure/Involved | Overhead | Transformer (OH) | Leaking | 2018 | Tier 3 - Extreme | Transformer only | 10 | 2 | 2018-10-02 | 186224 | Sus | Y | EquipmentFailureInvolved¦Overhead¦Transformer(OH)¦Leaking
18-0089737 | Animal | Squirrel | Lightning Arrestor | Failed/Faulted | 2018 | Tier 2 - Elevated | Distribution Circuit | 10 | 12 | 2018-10-12 | 193693 | Sus | Y | Animal¦Squirrel¦LightningArrestor¦FailedFaulted
18-0090024 | Animal | Squirrel | Transformer | Burned/flashed | 2018 | Tier 3 - Extreme | Transformer only | 10 | 12 | 2018-10-12 | 194168 | Sus | Y | Animal¦Squirrel¦Transformer¦Burnedflashed
18-0090209 | Wildfire Mitigation | Public Safety Power Shut-off |  |  | 2018 | Tier 2 - Elevated | Distribution Circuit | 10 | 14 | 2018-10-14 | 195077 | Sus | Y | WildfireMitigation¦PublicSafetyPowerShutoff¦¦
18-0092201 | 3rd Party | Vehicle | Pole-Wood | Broken, wire on ground | 2018 | Tier 2 - Elevated | Distribution Circuit | 10 | 19 | 2018-10-19 | 198660 | Sus | Y | 3rdParty¦Vehicle¦PoleWood¦Brokenwireonground
18-0095752 | Equipment Failure/Involved | Overhead | Transformer (OH) | Failed/Faulted | 2018 | Tier 2 - Elevated | Transformer only | 10 | 30 | 2018-10-30 | 205863 | Sus | Y | EquipmentFailureInvolved¦Overhead¦Transformer(OH)¦FailedFaulted
18-0096997 | Unknown Cause | Patrol - found nothing |  |  | 2018 | Tier 2 - Elevated | Distribution Circuit | 11 | 5 | 2018-11-05 | 208708 | Sus | Y | UnknownCause¦Patrolfoundnothing¦¦
18-0100505 | Environmental/External | Fire, Forest/Grass | Pole-Wood | Burned/flashed | 2018 | Tier 3 - Extreme | Distribution Circuit | 11 | 8 | 2018-11-08 | 217028 | Sus | Y | EnvironmentalExternal¦FireForestGrass¦PoleWood¦Burnedflashed
18-0101337 | Environmental/External | Fire, Forest/Grass | Pole-Wood | Burned/flashed | 2018 | Tier 3 - Extreme | Distribution Circuit | 11 | 8 | 2018-11-08 | 218781 | Sus | Y | EnvironmentalExternal¦FireForestGrass¦PoleWood¦Burnedflashed
18-0101702 | Vegetation | Tree - branch fell on line | Conductor, Overhead | Normal | 2018 | Tier 3 - Extreme | Distribution Circuit | 11 | 21 | 2018-11-21 | 219529 | Sus | Y | Vegetation¦Treebranchfellonline¦ConductorOverhead¦Normal
18-0109703 | Vegetation | Tree - branch fell on line | Transformer (OH) | Normal | 2018 | Tier 3 - Extreme | Distribution Circuit | 12 | 17 | 2018-12-17 | 242111 | Sus | N | Vegetation¦Treebranchfellonline¦Transformer(OH)¦Normal
18-0110394 | Equipment Failure/Involved | Overhead | Cutout, fuse holder | Failed/Faulted | 2018 | Tier 3 - Extreme | Distribution Circuit | 12 | 23 | 2018-12-23 | 245906 | Sus | N | EquipmentFailureInvolved¦Overhead¦Cutoutfuseholder¦FailedFaulted
18-0110611 | Unknown Cause | Patrol - found nothing |  |  | 2018 | Tier 3 - Extreme | Distribution Circuit | 12 | 25 | 2018-12-25 | 246942 | Sus | N | UnknownCause¦Patrolfoundnothing¦¦
19-0005415 | Equipment Failure/Involved | Overhead | Transformer (OH) | Failed/Faulted | 2019 | Tier 2 - Elevated | Distribution Circuit | 1 | 6 | 2019-01-06 | 257573 | Sus | N | EquipmentFailureInvolved¦Overhead¦Transformer(OH)¦FailedFaulted
19-0011063 | Vegetation | Tree - fell into line | Conductor, Overhead | Broken, wire on ground | 2019 | Tier 2 - Elevated | Distribution Circuit | 1 | 16 | 2019-01-16 | 269626 | Sus | N | Vegetation¦Treefellintoline¦ConductorOverhead¦Brokenwireonground
19-0011083 | Vegetation | Tree - branch fell on line | Fuse | Failed/Faulted | 2019 | Tier 3 - Extreme | Distribution Circuit | 1 | 16 | 2019-01-16 | 271724 | Sus | N | Vegetation¦Treebranchfellonline¦Fuse¦FailedFaulted
19-0016283 | Unknown Cause | Patrol - found nothing |  |  | 2019 | Tier 2 - Elevated | Distribution Circuit | 1 | 31 | 2019-01-31 | 284558 | Sus | N | UnknownCause¦Patrolfoundnothing¦¦
19-0017374 | Equipment Failure/Involved | Overhead | Pole-Wood | Broken, wire on ground | 2019 | Tier 2 - Elevated | Distribution Circuit | 2 | 2 | 2019-02-02 | 288255 | Sus | N | EquipmentFailureInvolved¦Overhead¦PoleWood¦Brokenwireonground
19-0017456 | Vegetation | Tree - fell into line | Conductor, Overhead | Together | 2019 | Tier 3 - Extreme | Distribution Circuit | 2 | 3 | 2019-02-03 | 288489 | Sus | N | Vegetation¦Treefellintoline¦ConductorOverhead¦Together
19-0019445 | Vegetation | Tree - branch fell on line | Conductor, Overhead | Broken, wire on ground | 2019 | Tier 2 - Elevated | Distribution Circuit | 2 | 6 | 2019-02-06 | 294936 | Sus | N | Vegetation¦Treebranchfellonline¦ConductorOverhead¦Brokenwireonground
19-0022956 | Vegetation | Tree - branch fell on line | Conductor, Overhead | Broken, wire on ground | 2019 | Tier 2 - Elevated | Distribution Circuit | 2 | 14 | 2019-02-14 | 307177 | Sus | N | Vegetation¦Treebranchfellonline¦ConductorOverhead¦Brokenwireonground
19-0023207 | Vegetation | Tree - fell into line | Conductor, Overhead | Broken, wire on ground | 2019 | Tier 2 - Elevated | Distribution Circuit | 2 | 14 | 2019-02-14 | 307384 | Sus | N | Vegetation¦Treefellintoline¦ConductorOverhead¦Brokenwireonground
19-0025318 | Equipment Failure/Involved | Overhead | Secondary | Broken | 2019 | Tier 2 - Elevated | Transformer only | 2 | 12 | 2019-02-12 | 316793 | Sus | N | EquipmentFailureInvolved¦Overhead¦Secondary¦Broken
19-0026318 | Unknown Cause | Patrol - not conducted |  |  | 2019 | Tier 2 - Elevated | Distribution Circuit | 2 | 17 | 2019-02-17 | 319350 | Sus | N | UnknownCause¦Patrolnotconducted¦¦
19-0028338 | Vegetation | Tree - fell into line | Conductor, Overhead | Normal | 2019 | Tier 3 - Extreme | Distribution Circuit | 2 | 26 | 2019-02-26 | 324518 | Sus | N | Vegetation¦Treefellintoline¦ConductorOverhead¦Normal
19-0028450 | Environmental/External | Flood/Erosion | Pole-Wood | Broken, wire on ground | 2019 | Tier 3 - Extreme | Distribution Circuit | 2 | 26 | 2019-02-26 | 324785 | Sus | N | EnvironmentalExternal¦FloodErosion¦PoleWood¦Brokenwireonground
19-0029649 | Animal | Bird found | Fuse | Failed/Faulted | 2019 | Tier 2 - Elevated | Distribution Circuit | 3 | 1 | 2019-03-01 | 328561 | Sus | N | Animal¦Birdfound¦Fuse¦FailedFaulted
19-0030645 | Unknown Cause | Patrol - found nothing |  |  | 2019 | Tier 2 - Elevated | Distribution Circuit | 3 | 5 | 2019-03-05 | 331158 | Sus | N | UnknownCause¦Patrolfoundnothing¦¦
19-0031430 | Equipment Failure/Involved | Overhead | Recloser | Failed/Faulted | 2019 | Tier 2 - Elevated | Distribution Circuit | 3 | 6 | 2019-03-06 | 333073 | Sus | N | EquipmentFailureInvolved¦Overhead¦Recloser¦FailedFaulted
19-0031442 | Unknown Cause | Patrol - found nothing |  |  | 2019 | Tier 2 - Elevated | Distribution Circuit | 3 | 6 | 2019-03-06 | 332998 | Sus | N | UnknownCause¦Patrolfoundnothing¦¦
19-0033256 | Vegetation | Tree - branch fell on line | Conductor, Overhead | Normal | 2019 | Tier 3 - Extreme | Distribution Circuit | 3 | 12 | 2019-03-12 | 337644 | Sus | N | Vegetation¦Treebranchfellonline¦ConductorOverhead¦Normal
19-0034106 | Unknown Cause | Patrol - found nothing |  |  | 2019 | Tier 2 - Elevated | Distribution Circuit | 3 | 15 | 2019-03-15 | 339983 | Sus | N | UnknownCause¦Patrolfoundnothing¦¦
19-0036070 | Vegetation | Tree - fell into line | Conductor, Overhead | Normal | 2019 | Tier 3 - Extreme | Distribution Circuit | 3 | 22 | 2019-03-22 | 345313 | Sus | N | Vegetation¦Treefellintoline¦ConductorOverhead¦Normal
19-0036488 | Equipment Failure/Involved | Overhead | Transformer | Failed/Faulted | 2019 | Tier 2 - Elevated | Transformer only | 3 | 24 | 2019-03-24 | 346432 | Sus | N | EquipmentFailureInvolved¦Overhead¦Transformer¦FailedFaulted
19-0036576 | Vegetation | Tree - fell into line | Conductor, Overhead | Normal | 2019 | Tier 3 - Extreme | Distribution Circuit | 3 | 25 | 2019-03-25 | 346544 | Sus | N | Vegetation¦Treefellintoline¦ConductorOverhead¦Normal
19-0039043 | Equipment Failure/Involved | Overhead | Transformer | Failed/Faulted | 2019 | Tier 2 - Elevated | Transformer only | 4 | 2 | 2019-04-02 | 352122 | Sus | N | EquipmentFailureInvolved¦Overhead¦Transformer¦FailedFaulted
19-0044667 | Unknown Cause | Patrol - found nothing |  |  | 2019 | Tier 2 - Elevated | Distribution Circuit | 4 | 21 | 2019-04-21 | 364819 | Sus | N | UnknownCause¦Patrolfoundnothing¦¦
19-0044918 | Vegetation | Tree - fell into line | Conductor, Overhead | Together | 2019 | Tier 3 - Extreme | Distribution Circuit | 4 | 22 | 2019-04-22 | 365358 | Sus | N | Vegetation¦Treefellintoline¦ConductorOverhead¦Together
19-0046340 | Unknown Cause | Patrol - found nothing |  |  | 2019 | Tier 3 - Extreme | Distribution Circuit | 4 | 25 | 2019-04-25 | 368392 | Sus | N | UnknownCause¦Patrolfoundnothing¦¦
19-0046877 | 3rd Party | Other | Secondary | Burned/flashed | 2019 | Tier 2 - Elevated | Distribution Circuit | 4 | 28 | 2019-04-28 | 369703 | Sus | N | 3rdParty¦Other¦Secondary¦Burnedflashed
19-0047160 | Equipment Failure/Involved | Overhead | Transformer | Failed/Faulted | 2019 | Tier 3 - Extreme | Transformer only | 4 | 29 | 2019-04-29 | 370294 | Sus | N | EquipmentFailureInvolved¦Overhead¦Transformer¦FailedFaulted
19-0047734 | Equipment Failure/Involved | Overhead | Other | Broken | 2019 | Tier 2 - Elevated | Distribution Circuit | 5 | 1 | 2019-05-01 | 371624 | Sus | Y | EquipmentFailureInvolved¦Overhead¦Other¦Broken
19-0051181 | Vegetation | Tree - branch fell on line | Crossarm, Wood | Broken | 2019 | Tier 2 - Elevated | Distribution Circuit | 5 | 12 | 2019-05-12 | 379031 | Sus | Y | Vegetation¦Treebranchfellonline¦CrossarmWood¦Broken
19-0052640 | Equipment Failure/Involved | Overhead | Transformer | Broken, wire on ground | 2019 | Tier 2 - Elevated | Transformer only | 5 | 16 | 2019-05-16 | 382223 | Sus | Y | EquipmentFailureInvolved¦Overhead¦Transformer¦Brokenwireonground
19-0053148 | Equipment Failure/Involved | Fire, pole | Pole-Wood | Burned/flashed | 2019 | Tier 2 - Elevated | Distribution Circuit | 5 | 17 | 2019-05-17 | 383234 | Sus | Y | EquipmentFailureInvolved¦Firepole¦PoleWood¦Burnedflashed
19-0053645 | Unknown Cause | Patrol - found nothing |  |  | 2019 | Tier 2 - Elevated | Distribution Circuit | 5 | 18 | 2019-05-18 | 384050 | Sus | Y | UnknownCause¦Patrolfoundnothing¦¦
19-0055363 | Equipment Failure/Involved | Overhead | Transformer | Failed/Faulted | 2019 | Tier 3 - Extreme | Transformer only | 5 | 22 | 2019-05-22 | 387907 | Sus | Y | EquipmentFailureInvolved¦Overhead¦Transformer¦FailedFaulted
19-0057641 | Equipment Failure/Involved | Overhead | Lightning Arrestor | Failed/Faulted | 2019 | Tier 2 - Elevated | Distribution Circuit | 5 | 25 | 2019-05-25 | 390284 | Sus | Y | EquipmentFailureInvolved¦Overhead¦LightningArrestor¦FailedFaulted
19-0057732 | Environmental/External | Lightning | Transformer | Failed/Faulted | 2019 | Tier 2 - Elevated | Transformer only | 5 | 25 | 2019-05-25 | 390311 | Sus | Y | EnvironmentalExternal¦Lightning¦Transformer¦FailedFaulted
19-0064811 | Vegetation | Tree - branch fell on line | Transformer | Failed/Faulted | 2019 | Tier 2 - Elevated | Transformer only | 6 | 9 | 2019-06-09 | 402396 | Sus | Y | Vegetation¦Treebranchfellonline¦Transformer¦FailedFaulted
19-0066401 | Vegetation | Tree - branch fell on line | Crossarm, Wood | Broken, wire on ground | 2019 | Tier 2 - Elevated | Distribution Circuit | 6 | 11 | 2019-06-11 | 407031 | Sus | Y | Vegetation¦Treebranchfellonline¦CrossarmWood¦Brokenwireonground
19-0067460 | Vegetation | Tree - fell into line | Conductor, Overhead | Broken, wire on ground | 2019 | Tier 2 - Elevated | Distribution Circuit | 6 | 13 | 2019-06-13 | 409536 | Sus | Y | Vegetation¦Treefellintoline¦ConductorOverhead¦Brokenwireonground
19-0069257 | Unknown Cause | Patrol - not conducted |  |  | 2019 | Tier 2 - Elevated | Transformer only | 6 | 18 | 2019-06-18 | 418443 | Sus | Y | UnknownCause¦Patrolnotconducted¦¦
19-0072184 | Vegetation | Tree - fell into line | Conductor, Overhead | Broken | 2019 | Tier 3 - Extreme | Distribution Circuit | 6 | 26 | 2019-06-26 | 429318 | Sus | Y | Vegetation¦Treefellintoline¦ConductorOverhead¦Broken
19-0073408 | 3rd Party | Vehicle | Pole-Wood | Broken | 2019 | Tier 2 - Elevated | Distribution Circuit | 6 | 30 | 2019-06-30 | 437206 | Sus | Y | 3rdParty¦Vehicle¦PoleWood¦Broken
19-0083666 | Unknown Cause | Patrol - found nothing |  |  | 2019 | Tier 3 - Extreme | Distribution Circuit | 8 | 2 | 2019-08-02 | 477593 | Sus | Y | UnknownCause¦Patrolfoundnothing¦¦
19-0096571 | Environmental/External | Fire, Forest/Grass | Customer Equipment | Broken | 2019 | Tier 2 - Elevated | Distribution Circuit | 9 | 7 | 2019-09-07 | 562541 | Sus | Y | EnvironmentalExternal¦FireForestGrass¦CustomerEquipment¦Broken
19-0098981 | Vegetation | Other ground vegetation | Conductor, Overhead | Normal | 2019 | Tier 3 - Extreme | Distribution Circuit | 9 | 13 | 2019-09-13 | 579194 | Sus | Y | Vegetation¦Othergroundvegetation¦ConductorOverhead¦Normal
19-0105330 | Unknown Cause | Patrol - found nothing |  |  | 2019 | Tier 2 - Elevated | Distribution Circuit | 9 | 30 | 2019-09-30 | 629584 | Sus | Y | UnknownCause¦Patrolfoundnothing¦¦
19-0110787 | Unknown Cause | Patrol - found nothing |  |  | 2019 | Tier 3 - Extreme | Distribution Circuit | 10 | 11 | 2019-10-11 | 654818 | Sus | Y | UnknownCause¦Patrolfoundnothing¦¦
19-0112114 | Vegetation | Tree - fell into line | Fuse | Normal | 2019 | Tier 3 - Extreme | Distribution Circuit | 10 | 15 | 2019-10-15 | 659998 | Sus | Y | Vegetation¦Treefellintoline¦Fuse¦Normal
19-0130930 | Equipment Failure/Involved | Overhead | Transformer | Failed/Faulted | 2019 | Tier 2 - Elevated | Transformer only | 11 | 28 | 2019-11-28 | 722855 | Sus | Y | EquipmentFailureInvolved¦Overhead¦Transformer¦FailedFaulted
19-0131042 | Equipment Failure/Involved | Overhead | Transformer | Failed/Faulted | 2019 | Tier 3 - Extreme | Transformer only | 11 | 27 | 2019-11-27 | 723467 | Sus | Y | EquipmentFailureInvolved¦Overhead¦Transformer¦FailedFaulted
19-0132487 | Equipment Failure/Involved | Overhead | Transformer | Failed/Faulted | 2019 | Tier 2 - Elevated | Distribution Circuit | 12 | 2 | 2019-12-02 | 727419 | Sus | N | EquipmentFailureInvolved¦Overhead¦Transformer¦FailedFaulted
19-0132783 | Vegetation | Tree - fell into line | Conductor, Overhead | Broken, wire on ground | 2019 | Tier 3 - Extreme | Distribution Circuit | 12 | 3 | 2019-12-03 | 728173 | Sus | N | Vegetation¦Treefellintoline¦ConductorOverhead¦Brokenwireonground
19-0134667 | Vegetation | Tree - branch fell on line | Fuse | Failed/Faulted | 2019 | Tier 3 - Extreme | Distribution Circuit | 12 | 7 | 2019-12-07 | 732126 | Sus | N | Vegetation¦Treebranchfellonline¦Fuse¦FailedFaulted
19-0134677 | Vegetation | Tree - fell into line | Conductor, Overhead | On Ground | 2019 | Tier 3 - Extreme | Distribution Circuit | 12 | 7 | 2019-12-07 | 732123 | Sus | N | Vegetation¦Treefellintoline¦ConductorOverhead¦OnGround
19-0134792 | Unknown Cause | Patrol - found nothing |  |  | 2019 | Tier 3 - Extreme | Distribution Circuit | 12 | 7 | 2019-12-07 | 732647 | Sus | N | UnknownCause¦Patrolfoundnothing¦¦
19-0135440 | Equipment Failure/Involved | Overhead | Crossarm, Wood | Broken | 2019 | Tier 3 - Extreme | Distribution Circuit | 12 | 9 | 2019-12-09 | 734945 | Sus | N | EquipmentFailureInvolved¦Overhead¦CrossarmWood¦Broken
20-0010587 | Unknown Cause | Patrol - found nothing |  |  | 2020 | Tier 3 - Extreme | Distribution Circuit | 1 | 17 | 2020-01-17 | 764618 | Sus | N | UnknownCause¦Patrolfoundnothing¦¦
20-0012216 | Vegetation | Tree - fell into line | Pole-Wood | Normal | 2020 | Tier 3 - Extreme | Distribution Circuit | 1 | 22 | 2020-01-22 | 767920 | Sus | N | Vegetation¦Treefellintoline¦PoleWood¦Normal
20-0023796 | Vegetation | Tree - fell into line | Transformer | Failed/Faulted | 2020 | Tier 3 - Extreme | Transformer only | 2 | 19 | 2020-02-19 | 796268 | Sus | N | Vegetation¦Treefellintoline¦Transformer¦FailedFaulted
20-0029670 | Equipment Failure/Involved | Fire, pole | Pole-Wood | Burned/flashed | 2020 | Tier 3 - Extreme | Distribution Circuit | 3 | 6 | 2020-03-06 | 837258 | Sus | N | EquipmentFailureInvolved¦Firepole¦PoleWood¦Burnedflashed
20-0031694 | Unknown Cause | Patrol - not conducted |  |  | 2020 | Tier 3 - Extreme | Distribution Circuit | 3 | 13 | 2020-03-13 | 849145 | Sus | N | UnknownCause¦Patrolnotconducted¦¦
20-0033980 | Vegetation | Tree - fell into line | Conductor, Overhead | Broken, wire on ground | 2020 | Tier 3 - Extreme | Distribution Circuit | 3 | 15 | 2020-03-15 | 858565 | Sus | N | Vegetation¦Treefellintoline¦ConductorOverhead¦Brokenwireonground
20-0034275 | Vegetation | Tree - branch fell on line | Conductor, Overhead | Normal | 2020 | Tier 3 - Extreme | Distribution Circuit | 3 | 16 | 2020-03-16 | 853250 | Sus | N | Vegetation¦Treebranchfellonline¦ConductorOverhead¦Normal
20-0034396 | Vegetation | Tree - fell into line | Conductor, Overhead | Broken, wire on ground | 2020 | Tier 3 - Extreme | Distribution Circuit | 3 | 15 | 2020-03-15 | 859270 | Sus | N | Vegetation¦Treefellintoline¦ConductorOverhead¦Brokenwireonground
20-0034939 | Vegetation | Tree - branch fell on line | Conductor, Overhead | Normal | 2020 | Tier 2 - Elevated | Distribution Circuit | 3 | 21 | 2020-03-21 | 860473 | Sus | N | Vegetation¦Treebranchfellonline¦ConductorOverhead¦Normal
20-0035138 | Unknown Cause | Patrol - found nothing |  |  | 2020 | Tier 2 - Elevated | Distribution Circuit | 3 | 22 | 2020-03-22 | 861532 | Sus | N | UnknownCause¦Patrolfoundnothing¦¦
20-0037494 | Equipment Failure/Involved | Overhead | Transformer | Failed/Faulted | 2020 | Tier 3 - Extreme | Transformer only | 3 | 31 | 2020-03-31 | 873793 | Sus | N | EquipmentFailureInvolved¦Overhead¦Transformer¦FailedFaulted
20-0038603 | Vegetation | Tree - branch fell on line | Crossarm, Wood | Broken, wire on ground | 2020 | Tier 3 - Extreme | Distribution Circuit | 4 | 5 | 2020-04-05 | 883167 | Sus | N | Vegetation¦Treebranchfellonline¦CrossarmWood¦Brokenwireonground
20-0038781 | Equipment Failure/Involved | Overhead | Transformer | Broken | 2020 | Tier 3 - Extreme | Transformer only | 4 | 6 | 2020-04-06 | 883383 | Sus | N | EquipmentFailureInvolved¦Overhead¦Transformer¦Broken
20-0041974 | Animal | Squirrel | Conductor, Overhead | Normal | 2020 | Tier 2 - Elevated | Distribution Circuit | 4 | 16 | 2020-04-16 | 896365 | Sus | N | Animal¦Squirrel¦ConductorOverhead¦Normal
20-0047965 | Equipment Failure/Involved | Overhead | Conductor, Overhead | Normal | 2020 | Tier 2 - Elevated | Distribution Circuit | 5 | 6 | 2020-05-06 | 908537 | Sus | Y | EquipmentFailureInvolved¦Overhead¦ConductorOverhead¦Normal
20-0060847 | Environmental/External | Lightning | Transformer | Failed/Faulted | 2020 | Tier 2 - Elevated | Transformer only | 6 | 12 | 2020-06-12 | 938161 | Sus | Y | EnvironmentalExternal¦Lightning¦Transformer¦FailedFaulted
20-0077628 | Equipment Failure/Involved | Overhead | Transformer (OH) | Leaking | 2020 | Tier 2 - Elevated | Transformer only | 7 | 29 | 2020-07-29 | 974796 | Sus | Y | EquipmentFailureInvolved¦Overhead¦Transformer(OH)¦Leaking
20-0081134 | 3rd Party | Vehicle | Pole-Wood | Broken | 2020 | Tier 3 - Extreme | Distribution Circuit | 8 | 7 | 2020-08-07 | 984258 | Sus | Y | 3rdParty¦Vehicle¦PoleWood¦Broken
20-0087581 | Environmental/External | Fire, Forest/Grass | Conductor, Overhead | Broken, wire on ground | 2020 | Tier 2 - Elevated | Distribution Circuit | 8 | 19 | 2020-08-19 | 1023634 | Sus | Y | EnvironmentalExternal¦FireForestGrass¦ConductorOverhead¦Brokenwireonground
20-0087956 | 3rd Party | Customer Equipment | Transformer (OH) | Failed/Faulted | 2020 | Tier 2 - Elevated | Transformer only | 8 | 20 | 2020-08-20 | 1024594 | Sus | Y | 3rdParty¦CustomerEquipment¦Transformer(OH)¦FailedFaulted
20-0090494 | Environmental/External | Fire, Forest/Grass | Other | Burned/flashed | 2020 | Tier 3 - Extreme | Distribution Circuit | 8 | 19 | 2020-08-19 | 1033400 | Sus | Y | EnvironmentalExternal¦FireForestGrass¦Other¦Burnedflashed
20-0095000 | Environmental/External | Fire, Forest/Grass | Conductor, Overhead | Normal | 2020 | Tier 2 - Elevated | Distribution Circuit | 8 | 18 | 2020-08-18 | 1061056 | Sus | Y | EnvironmentalExternal¦FireForestGrass¦ConductorOverhead¦Normal
20-0096875 | Environmental/External | Fire, Forest/Grass | Pole-Wood | Broken | 2020 | Tier 2 - Elevated | Distribution Circuit | 9 | 12 | 2020-09-12 | 1067113 | Sus | Y | EnvironmentalExternal¦FireForestGrass¦PoleWood¦Broken
20-0099146 | Unknown Cause | Patrol - found nothing |  |  | 2020 | Tier 2 - Elevated | Distribution Circuit | 9 | 19 | 2020-09-19 | 1082050 | Sus | Y | UnknownCause¦Patrolfoundnothing¦¦
20-0105801 | Equipment Failure/Involved | Overhead | Transformer (OH) | Broken | 2020 | Tier 2 - Elevated | Transformer only | 10 | 6 | 2020-10-06 | 1112057 | Sus | Y | EquipmentFailureInvolved¦Overhead¦Transformer(OH)¦Broken
20-0106847 | Unknown Cause | Patrol - found nothing |  |  | 2020 | Tier 2 - Elevated | Distribution Circuit | 10 | 9 | 2020-10-09 | 1113919 | Sus | Y | UnknownCause¦Patrolfoundnothing¦¦
20-0108119 | Wildfire Mitigation | Public Safety Power Shut-off | Conductor, Overhead | Normal | 2020 | Tier 3 - Extreme | Distribution Circuit | 10 | 14 | 2020-10-14 | 1117855 | Sus | Y | WildfireMitigation¦PublicSafetyPowerShutoff¦ConductorOverhead¦Normal
20-0108531 | Wildfire Mitigation | Public Safety Power Shut-off | Conductor, Overhead | Normal | 2020 | Tier 2 - Elevated | Distribution Circuit | 10 | 14 | 2020-10-14 | 1117986 | Sus | Y | WildfireMitigation¦PublicSafetyPowerShutoff¦ConductorOverhead¦Normal
20-0112063 | Wildfire Mitigation | Public Safety Power Shut-off | Conductor, Overhead | Normal | 2020 | Tier 3 - Extreme | Distribution Circuit | 10 | 25 | 2020-10-25 | 1126473 | Sus | Y | WildfireMitigation¦PublicSafetyPowerShutoff¦ConductorOverhead¦Normal
20-0112716 | Animal | Bird found | Fuse | Burned Open | 2020 | Tier 2 - Elevated | Distribution Circuit | 10 | 24 | 2020-10-24 | 1124422 | Sus | Y | Animal¦Birdfound¦Fuse¦BurnedOpen
20-0117530 | Vegetation | Tree - fell into line | Conductor, Overhead | Broken, wire on ground | 2020 | Tier 2 - Elevated | Distribution Circuit | 11 | 5 | 2020-11-05 | 1136811 | Sus | Y | Vegetation¦Treefellintoline¦ConductorOverhead¦Brokenwireonground
20-0121057 | Unknown Cause | Patrol - found nothing |  |  | 2020 | Tier 2 - Elevated | Distribution Circuit | 11 | 15 | 2020-11-15 | 1145429 | Sus | Y | UnknownCause¦Patrolfoundnothing¦¦
20-0122130 | Animal | Squirrel | Transformer | Failed/Faulted | 2020 | Tier 2 - Elevated | Transformer only | 11 | 17 | 2020-11-17 | 1147841 | Sus | Y | Animal¦Squirrel¦Transformer¦FailedFaulted
20-0128353 | Vegetation | Tree - fell into line | Conductor, Overhead | Broken, wire on ground | 2020 | Tier 3 - Extreme | Distribution Circuit | 12 | 6 | 2020-12-06 | 1167236 | Sus | N | Vegetation¦Treefellintoline¦ConductorOverhead¦Brokenwireonground
20-0129403 | Animal | Squirrel | Transformer (OH) | Broken | 2020 | Tier 2 - Elevated | Distribution Circuit | 12 | 10 | 2020-12-10 | 1175333 | Sus | N | Animal¦Squirrel¦Transformer(OH)¦Broken
20-0130158 | Unknown Cause | Patrol - found nothing |  |  | 2020 | Tier 2 - Elevated | Distribution Circuit | 12 | 13 | 2020-12-13 | 1182682 | Sus | N | UnknownCause¦Patrolfoundnothing¦¦
20-0131447 | Vegetation | Tree - branch fell on line | Conductor, Overhead | Normal | 2020 | Tier 2 - Elevated | Distribution Circuit | 12 | 22 | 2020-12-22 | 1196924 | Sus | N | Vegetation¦Treebranchfellonline¦ConductorOverhead¦Normal
21-0008818 | Equipment Failure/Involved | Electrical Overload | Transformer (OH) | Failed/Faulted | 2021 | Tier 2 - Elevated | Distribution Circuit | 1 | 14 | 2021-01-14 | 1210513 | Sus | N | EquipmentFailureInvolved¦ElectricalOverload¦Transformer(OH)¦FailedFaulted
21-0010967 | Unknown Cause | Patrol - found nothing |  |  | 2021 | Tier 2 - Elevated | Transformer only | 1 | 19 | 2021-01-19 | 1217340 | Sus | N | UnknownCause¦Patrolfoundnothing¦¦
21-0012795 | Vegetation | Tree - fell into line | Conductor, Overhead | Broken, wire on ground | 2021 | Tier 3 - Extreme | Distribution Circuit | 1 | 18 | 2021-01-18 | 1221232 | Sus | N | Vegetation¦Treefellintoline¦ConductorOverhead¦Brokenwireonground
21-0014053 | Unknown Cause | Patrol - found nothing |  |  | 2021 | Tier 2 - Elevated | Distribution Circuit | 1 | 25 | 2021-01-25 | 1224393 | Sus | N | UnknownCause¦Patrolfoundnothing¦¦
21-0014747 | Unknown Cause | Patrol - found nothing |  |  | 2021 | Tier 2 - Elevated | Distribution Circuit | 1 | 26 | 2021-01-26 | 1226370 | Sus | N | UnknownCause¦Patrolfoundnothing¦¦
21-0015244 | Vegetation | Tree - fell into line | Conductor, Overhead | Broken, wire on ground | 2021 | Tier 2 - Elevated | Distribution Circuit | 1 | 26 | 2021-01-26 | 1229732 | Sus | N | Vegetation¦Treefellintoline¦ConductorOverhead¦Brokenwireonground
21-0015689 | Equipment Failure/Involved | Overhead | Conductor, Overhead | Broken | 2021 | Tier 2 - Elevated | Transmission line | 1 | 27 | 2021-01-27 | 1232992 | Sus | N | EquipmentFailureInvolved¦Overhead¦ConductorOverhead¦Broken
21-0020694 | Equipment Failure/Involved | Overhead | Transformer (OH) | Normal | 2021 | Tier 3 - Extreme | Transformer only | 2 | 2 | 2021-02-02 | 1245645 | Sus | N | EquipmentFailureInvolved¦Overhead¦Transformer(OH)¦Normal
21-0025690 | Equipment Failure/Involved | Overhead | Transformer (OH) | Failed/Faulted | 2021 | Tier 3 - Extreme | Transformer only | 2 | 15 | 2021-02-15 | 1255340 | Sus | N | EquipmentFailureInvolved¦Overhead¦Transformer(OH)¦FailedFaulted
21-0035678 | Unknown Cause | Patrol - found nothing |  |  | 2021 | Tier 2 - Elevated | Distribution Circuit | 3 | 12 | 2021-03-12 | 1279526 | Sus | N | UnknownCause¦Patrolfoundnothing¦¦
21-0042351 | Equipment Failure/Involved | Overhead | Transformer (OH) | Failed/Faulted | 2021 | Tier 3 - Extreme | Transformer only | 3 | 29 | 2021-03-29 | 1302686 | Sus | N | EquipmentFailureInvolved¦Overhead¦Transformer(OH)¦FailedFaulted
21-0044144 | Vegetation | Tree - fell into line | Conductor, Overhead | Broken, wire on ground | 2021 | Tier 3 - Extreme | Distribution Circuit | 4 | 2 | 2021-04-02 | 1305763 | Sus | N | Vegetation¦Treefellintoline¦ConductorOverhead¦Brokenwireonground
21-0045552 | Equipment Failure/Involved | Underground | Other | Leaking | 2021 | Tier 3 - Extreme | Transformer only | 4 | 7 | 2021-04-07 | 1308445 | Sus | N | EquipmentFailureInvolved¦Underground¦Other¦Leaking
21-0047139 | Unknown Cause | Patrol - found nothing |  |  | 2021 | Tier 3 - Extreme | Transformer only | 4 | 10 | 2021-04-10 | 1312545 | Sus | N | UnknownCause¦Patrolfoundnothing¦¦
21-0052321 | Equipment Failure/Involved | Fire, pole | Pole-Wood | Broken | 2021 | Tier 2 - Elevated | Distribution Circuit | 4 | 23 | 2021-04-23 | 1330721 | Sus | N | EquipmentFailureInvolved¦Firepole¦PoleWood¦Broken
21-0052850 | Unknown Cause | Patrol - found nothing |  |  | 2021 | Tier 2 - Elevated | Distribution Circuit | 4 | 25 | 2021-04-25 | 1333329 | Sus | N | UnknownCause¦Patrolfoundnothing¦¦
21-0063319 | Vegetation | Tree - fell into line | Secondary | Broken | 2021 | Tier 3 - Extreme | Transformer only | 5 | 19 | 2021-05-19 | 1353436 | Sus | Y | Vegetation¦Treefellintoline¦Secondary¦Broken
21-0064162 | Unknown Cause | Patrol - found nothing |  |  | 2021 | Tier 2 - Elevated | Distribution Circuit | 5 | 21 | 2021-05-21 | 1355188 | Sus | Y | UnknownCause¦Patrolfoundnothing¦¦
21-0071155 | Vegetation | Tree - fell into line | Insulator | Broken, wire on ground | 2021 | Tier 2 - Elevated | Distribution Circuit | 6 | 7 | 2021-06-07 | 1367929 | Sus | Y | Vegetation¦Treefellintoline¦Insulator¦Brokenwireonground
21-0071759 | Unknown Cause | Patrol - found nothing |  |  | 2021 | Tier 3 - Extreme | Distribution Circuit | 6 | 8 | 2021-06-08 | 1368749 | Sus | Y | UnknownCause¦Patrolfoundnothing¦¦
21-0074504 | Unknown Cause | Patrol - found nothing |  |  | 2021 | Tier 3 - Extreme | Transformer only | 6 | 15 | 2021-06-15 | 1374164 | Sus | Y | UnknownCause¦Patrolfoundnothing¦¦
21-0078891 | Animal | Squirrel | Conductor, Overhead | Normal | 2021 | Tier 3 - Extreme | Distribution Circuit | 6 | 24 | 2021-06-24 | 1383722 | Sus | Y | Animal¦Squirrel¦ConductorOverhead¦Normal
21-0100117 | Unknown Cause | Patrol - found nothing |  |  | 2021 | Tier 2 - Elevated | Transformer only | 8 | 5 | 2021-08-05 | 1434414 | Sus | Y | UnknownCause¦Patrolfoundnothing¦¦
21-0101208 | Unknown Cause | Patrol - found nothing |  |  | 2021 | Tier 3 - Extreme | Distribution Circuit | 8 | 6 | 2021-08-06 | 1435975 | Sus | Y | UnknownCause¦Patrolfoundnothing¦¦
21-0101356 | Equipment Failure/Involved | Overhead | Transformer (OH) | Leaking | 2021 | Tier 2 - Elevated | Transformer only | 8 | 6 | 2021-08-06 | 1436143 | Sus | Y | EquipmentFailureInvolved¦Overhead¦Transformer(OH)¦Leaking
21-0101663 | Unknown Cause | Patrol - found nothing |  |  | 2021 | Tier 3 - Extreme | Transformer only | 8 | 8 | 2021-08-08 | 1437080 | Sus | Y | UnknownCause¦Patrolfoundnothing¦¦
21-0107080 | Equipment Failure/Involved | Overhead | Jumper | Broken | 2021 | Tier 3 - Extreme | Transformer only | 8 | 19 | 2021-08-19 | 1447901 | Sus | Y | EquipmentFailureInvolved¦Overhead¦Jumper¦Broken
21-0122401 | Equipment Failure/Involved | Overhead | Lightning Arrestor | Failed/Faulted | 2021 | Tier 2 - Elevated | Distribution Circuit | 9 | 25 | 2021-09-25 | 1480637 | Sus | Y | EquipmentFailureInvolved¦Overhead¦LightningArrestor¦FailedFaulted
21-0122425 | 3rd Party | Vehicle | Conductor, Overhead | Broken, wire on ground | 2021 | Tier 2 - Elevated | Distribution Circuit | 9 | 26 | 2021-09-26 | 1480750 | Sus | Y | 3rdParty¦Vehicle¦ConductorOverhead¦Brokenwireonground
21-0123382 | Vegetation | Tree - branch fell on line | Conductor, Overhead | Burned/flashed | 2021 | Tier 2 - Elevated | Distribution Circuit | 9 | 28 | 2021-09-28 | 1482756 | Sus | Y | Vegetation¦Treebranchfellonline¦ConductorOverhead¦Burnedflashed
21-0129005 | Unknown Cause | Patrol - found nothing |  |  | 2021 | Tier 2 - Elevated | Distribution Circuit | 10 | 11 | 2021-10-11 | 1492813 | Sus | Y | UnknownCause¦Patrolfoundnothing¦¦
21-0135084 | Vegetation | Tree - fell into line | Conductor, Overhead | Broken, wire on ground | 2021 | Tier 2 - Elevated | Distribution Circuit | 10 | 22 | 2021-10-22 | 1505879 | Sus | Y | Vegetation¦Treefellintoline¦ConductorOverhead¦Brokenwireonground
21-0136241 | Unknown Cause | Patrol - found nothing |  |  | 2021 | Tier 2 - Elevated | Distribution Circuit | 10 | 24 | 2021-10-24 | 1512531 | Sus | Y | UnknownCause¦Patrolfoundnothing¦¦
21-0136302 | Vegetation | Tree - branch fell on line | Conductor, Overhead | Normal | 2021 | Tier 3 - Extreme | Distribution Circuit | 10 | 24 | 2021-10-24 | 1509619 | Sus | Y | Vegetation¦Treebranchfellonline¦ConductorOverhead¦Normal
21-0143795 | Unknown Cause | Patrol - found nothing |  |  | 2021 | Tier 2 - Elevated | Distribution Circuit | 11 | 9 | 2021-11-09 | 1538573 | Sus | Y | UnknownCause¦Patrolfoundnothing¦¦
21-0145112 | Equipment Failure/Involved | Overhead | Conductor, Overhead | Deteriorated | 2021 | Tier 3 - Extreme | Distribution Circuit | 11 | 12 | 2021-11-12 | 1541986 | Sus | Y | EquipmentFailureInvolved¦Overhead¦ConductorOverhead¦Deteriorated
21-0158516 | Vegetation | Tree - fell into line | Conductor, Overhead | Normal | 2021 | Tier 3 - Extreme | Distribution Circuit | 12 | 15 | 2021-12-15 | 1573019 | Sus | N | Vegetation¦Treefellintoline¦ConductorOverhead¦Normal
21-0158837 | Equipment Failure/Involved | Overhead | Crossarm, Wood | Burned/flashed | 2021 | Tier 2 - Elevated | Distribution Circuit | 12 | 16 | 2021-12-16 | 1574558 | Sus | N | EquipmentFailureInvolved¦Overhead¦CrossarmWood¦Burnedflashed
21-0160313 | Vegetation | Tree - fell into line | Conductor, Overhead | Broken, wire on ground | 2021 | Tier 3 - Extreme | Distribution Circuit | 12 | 23 | 2021-12-23 | 1579594 | Sus | N | Vegetation¦Treefellintoline¦ConductorOverhead¦Brokenwireonground
21-0160695 | Vegetation | Tree - fell into line | Conductor, Overhead | Broken | 2021 | Tier 3 - Extreme | Distribution Circuit | 12 | 26 | 2021-12-26 | 1582045 | Sus | N | Vegetation¦Treefellintoline¦ConductorOverhead¦Broken
21-0161463 | Vegetation | Tree - fell into line | Crossarm, Wood | Broken, wire on ground | 2021 | Tier 3 - Extreme | Distribution Circuit | 12 | 27 | 2021-12-27 | 1587639 | Sus | N | Vegetation¦Treefellintoline¦CrossarmWood¦Brokenwireonground
21-0161746 | Environmental/External | Ice or snow | Fuse | Normal | 2021 | Tier 2 - Elevated | Transformer only | 12 | 29 | 2021-12-29 | 1589035 | Sus | N | EnvironmentalExternal¦Iceorsnow¦Fuse¦Normal
21-0161787 | Vegetation | Tree - fell into line | Transformer | Broken | 2021 | Tier 2 - Elevated | Transformer only | 12 | 30 | 2021-12-30 | 1589507 | Sus | N | Vegetation¦Treefellintoline¦Transformer¦Broken
22-0008648 | Equipment Failure/Involved | Overhead | Recloser | Malfunctioning | 2022 | Tier 2 - Elevated | Distribution Circuit | 1 | 11 | 2022-01-11 | 1600461 | Sus | N | EquipmentFailureInvolved¦Overhead¦Recloser¦Malfunctioning
22-0010204 | Unknown Cause | Patrol - found nothing |  |  | 2022 | Tier 2 - Elevated | Distribution Circuit | 1 | 14 | 2022-01-14 | 1602531 | Sus | N | UnknownCause¦Patrolfoundnothing¦¦
22-0015690 | Unknown Cause | Patrol - found nothing |  |  | 2022 | Tier 2 - Elevated | Distribution Circuit | 1 | 28 | 2022-01-28 | 1614795 | Sus | N | UnknownCause¦Patrolfoundnothing¦¦
22-0017768 | Equipment Failure/Involved | Overhead | Insulator | Broken | 2022 | Tier 2 - Elevated | Distribution Circuit | 2 | 2 | 2022-02-02 | 1619487 | Sus | N | EquipmentFailureInvolved¦Overhead¦Insulator¦Broken
22-0019028 | Vegetation | Tree - branch fell on line | Conductor, Overhead | Normal | 2022 | Tier 3 - Extreme | Distribution Circuit | 2 | 5 | 2022-02-05 | 1621846 | Sus | N | Vegetation¦Treebranchfellonline¦ConductorOverhead¦Normal
22-0032379 | Equipment Failure/Involved | Overhead | Secondary | Normal | 2022 | Tier 2 - Elevated | Transformer only | 3 | 10 | 2022-03-10 | 1646254 | Sus | N | EquipmentFailureInvolved¦Overhead¦Secondary¦Normal
22-0040230 | Equipment Failure/Involved | Overhead | Pole-Wood | Broken | 2022 | Tier 3 - Extreme | Transformer only | 3 | 29 | 2022-03-29 | 1659062 | Sus | N | EquipmentFailureInvolved¦Overhead¦PoleWood¦Broken
22-0059958 | Vegetation | Tree - fell into line | Conductor, Overhead | Normal | 2022 | Tier 3 - Extreme | Distribution Circuit | 5 | 9 | 2022-05-09 | 1692461 | Sus | Y | Vegetation¦Treefellintoline¦ConductorOverhead¦Normal
22-0066639 | Unknown Cause | Patrol - found nothing |  |  | 2022 | Tier 2 - Elevated | Distribution Circuit | 5 | 26 | 2022-05-26 | 1711221 | Sus | Y | UnknownCause¦Patrolfoundnothing¦¦
22-0070277 | Unknown Cause | Patrol - found nothing |  |  | 2022 | Tier 2 - Elevated | Distribution Circuit | 6 | 5 | 2022-06-05 | 1719416 | Sus | Y | UnknownCause¦Patrolfoundnothing¦¦
22-0074307 | Equipment Failure/Involved | Overhead | Crossarm, Wood | Deteriorated | 2022 | Tier 3 - Extreme | Transformer only | 6 | 14 | 2022-06-14 | 1731471 | Sus | Y | EquipmentFailureInvolved¦Overhead¦CrossarmWood¦Deteriorated
22-0075990 | Equipment Failure/Involved | Overhead | Transformer (OH) | Failed/Faulted | 2022 | Tier 2 - Elevated | Distribution Circuit | 6 | 18 | 2022-06-18 | 1735038 | Sus | Y | EquipmentFailureInvolved¦Overhead¦Transformer(OH)¦FailedFaulted
22-0076270 | Animal | Squirrel | Conductor, Overhead | Normal | 2022 | Tier 2 - Elevated | Distribution Circuit | 6 | 20 | 2022-06-20 | 1736072 | Sus | Y | Animal¦Squirrel¦ConductorOverhead¦Normal
22-0076971 | Equipment Failure/Involved | Overhead | Transformer (OH) | Leaking | 2022 | Tier 2 - Elevated | Transformer only | 6 | 22 | 2022-06-22 | 1738193 | Sus | Y | EquipmentFailureInvolved¦Overhead¦Transformer(OH)¦Leaking
22-0078336 | Unknown Cause | Patrol - not conducted |  |  | 2022 | Tier 2 - Elevated | Transformer only | 6 | 24 | 2022-06-24 | 1741423 | Sus | Y | UnknownCause¦Patrolnotconducted¦¦
22-0081406 | Vegetation | Tree - fell into line | Conductor, Overhead | Normal | 2022 | Tier 2 - Elevated | Distribution Circuit | 7 | 2 | 2022-07-02 | 1747889 | Sus | Y | Vegetation¦Treefellintoline¦ConductorOverhead¦Normal
22-0086082 | Unknown Cause | Patrol - found nothing |  |  | 2022 | Tier 3 - Extreme | Distribution Circuit | 7 | 16 | 2022-07-16 | 1757619 | Sus | Y | UnknownCause¦Patrolfoundnothing¦¦
22-0086707 | Equipment Failure/Involved | Overhead | Transformer (OH) | Failed/Faulted | 2022 | Tier 2 - Elevated | Transformer only | 7 | 18 | 2022-07-18 | 1759401 | Sus | Y | EquipmentFailureInvolved¦Overhead¦Transformer(OH)¦FailedFaulted
22-0089546 | Equipment Failure/Involved | Underground | Elbow | Burned/flashed | 2022 | Tier 3 - Extreme | Distribution Circuit | 7 | 25 | 2022-07-25 | 1765335 | Sus | Y | EquipmentFailureInvolved¦Underground¦Elbow¦Burnedflashed
22-0106096 | Equipment Failure/Involved | Overhead | Transformer (OH) | Failed/Faulted | 2022 | Tier 3 - Extreme | Transformer only | 9 | 5 | 2022-09-05 | 1800327 | Sus | Y | EquipmentFailureInvolved¦Overhead¦Transformer(OH)¦FailedFaulted
22-0108853 | Unknown Cause | Patrol - found nothing |  |  | 2022 | Tier 2 - Elevated | Transformer only | 9 | 10 | 2022-09-10 | 1807828 | Sus | Y | UnknownCause¦Patrolfoundnothing¦¦
22-0120414 | Equipment Failure/Involved | Underground | Secondary | Deteriorated | 2022 | Tier 2 - Elevated | Distribution Circuit | 10 | 12 | 2022-10-12 | 1835358 | Sus | Y | EquipmentFailureInvolved¦Underground¦Secondary¦Deteriorated
22-0126607 | Unknown Cause | Patrol - not conducted |  |  | 2022 | Tier 2 - Elevated | Distribution Circuit | 11 | 1 | 2022-11-01 | 1850346 | Sus | Y | UnknownCause¦Patrolnotconducted¦¦
22-0128695 | Equipment Failure/Involved | Overhead | Conductor, Overhead | Broken, wire on ground | 2022 | Tier 3 - Extreme | Distribution Circuit | 11 | 7 | 2022-11-07 | 1856353 | Sus | Y | EquipmentFailureInvolved¦Overhead¦ConductorOverhead¦Brokenwireonground
22-0128879 | Unknown Cause | Patrol - found nothing |  |  | 2022 | Tier 2 - Elevated | Distribution Circuit | 11 | 8 | 2022-11-08 | 1856813 | Sus | Y | UnknownCause¦Patrolfoundnothing¦¦
22-0136112 | Animal | Squirrel | Fuse | Failed/Faulted | 2022 | Tier 2 - Elevated | Distribution Circuit | 12 | 2 | 2022-12-02 | 1874423 | Sus | N | Animal¦Squirrel¦Fuse¦FailedFaulted
22-0141557 | Unknown Cause | Patrol - found nothing |  |  | 2022 | Tier 2 - Elevated | Distribution Circuit | 12 | 27 | 2022-12-27 | 1898536 | Sus | N | UnknownCause¦Patrolfoundnothing¦¦
22-0141682 | Vegetation | Tree - fell into line | Conductor, Overhead | Broken, wire on ground | 2022 | Tier 2 - Elevated | Distribution Circuit | 12 | 26 | 2022-12-26 | 1899237 | Sus | N | Vegetation¦Treefellintoline¦ConductorOverhead¦Brokenwireonground
23-0004354 | Vegetation | Tree - fell into line | Crossarm, Wood | Broken, wire on ground | 2022 | Tier 2 - Elevated | Distribution Circuit | 12 | 31 | 2022-12-31 | 1905156 | Sus | N | Vegetation¦Treefellintoline¦CrossarmWood¦Brokenwireonground
15-0003200 | Equipment Failure/Involved | Other | Insulator | Broken, wire on object | 2015 | Tier 2 - Elevated | Distribution Circuit | 1 | 8 | 2015-01-08 | 1160827 | Sus | N | EquipmentFailureInvolved¦Other¦Insulator¦Brokenwireonobject
15-0003796 | Equipment Failure/Involved | Other | Insulator | Broken, wire on object | 2015 | Tier 2 - Elevated | Distribution Circuit | 1 | 11 | 2015-01-11 | 1162284 | Sus | N | EquipmentFailureInvolved¦Other¦Insulator¦Brokenwireonobject
15-0012287 | Vegetation | Tree - fell into line | Conductor, Overhead | Broken, wire on ground | 2015 | Tier 3 - Extreme | Distribution Circuit | 2 | 9 | 2015-02-09 | 1186945 | Sus | N | Vegetation¦Treefellintoline¦ConductorOverhead¦Brokenwireonground
15-0014622 | Vegetation | Tree - palm frond fell into line | Transformer | Burned/flashed | 2015 | Tier 2 - Elevated | Distribution Circuit | 2 | 20 | 2015-02-20 | 1193143 | Sus | N | Vegetation¦Treepalmfrondfellintoline¦Transformer¦Burnedflashed
15-0014791 | Equipment Failure/Involved | Other | Transformer | Malfunctioning | 2015 | Tier 2 - Elevated | Transformer only | 2 | 21 | 2015-02-21 | 1193753 | Sus | N | EquipmentFailureInvolved¦Other¦Transformer¦Malfunctioning
15-0022725 | Equipment Failure/Involved | Other | Transformer | Burned/flashed | 2015 | Tier 3 - Extreme | Transformer only | 3 | 28 | 2015-03-28 | 1209159 | Sus | N | EquipmentFailureInvolved¦Other¦Transformer¦Burnedflashed
15-0030584 | Equipment Failure/Involved | Lightning | Transformer | Failed/Faulted | 2015 | Tier 2 - Elevated | Transformer only | 4 | 29 | 2015-04-29 | 1227039 | Sus | N | EquipmentFailureInvolved¦Lightning¦Transformer¦FailedFaulted
15-0039368 | 3rd Party | Vehicle | Pole-Wood | Broken, wire on ground | 2015 | Tier 2 - Elevated | Distribution Circuit | 6 | 8 | 2015-06-08 | 1245781 | Sus | Y | 3rdParty¦Vehicle¦PoleWood¦Brokenwireonground
15-0040446 | Vegetation | Tree - fell into line | Conductor, Overhead | Broken, wire on ground | 2015 | Tier 2 - Elevated | Distribution Circuit | 6 | 11 | 2015-06-11 | 1249308 | Sus | Y | Vegetation¦Treefellintoline¦ConductorOverhead¦Brokenwireonground
15-0043176 | Vegetation | Tree - fell into line | Conductor, Overhead | Normal | 2015 | Tier 2 - Elevated | Distribution Circuit | 6 | 24 | 2015-06-24 | 1256017 | Sus | Y | Vegetation¦Treefellintoline¦ConductorOverhead¦Normal
15-0045601 | Unknown Cause | Patrol - found nothing |  |  | 2015 | Tier 3 - Extreme | Distribution Circuit | 7 | 5 | 2015-07-05 | 1263320 | Sus | Y | UnknownCause¦Patrolfoundnothing¦¦
15-0048200 | Vegetation | Tree - fell into line | Pole-Wood | Broken, wire on ground | 2015 | Tier 2 - Elevated | Distribution Circuit | 7 | 17 | 2015-07-17 | 1269590 | Sus | Y | Vegetation¦Treefellintoline¦PoleWood¦Brokenwireonground
15-0051771 | Environmental/External | Fire, Forest/Grass | Pole-Wood | Burned/flashed | 2015 | Tier 2 - Elevated | Distribution Circuit | 7 | 30 | 2015-07-30 | 1280438 | Sus | Y | EnvironmentalExternal¦FireForestGrass¦PoleWood¦Burnedflashed
15-0052681 | Vegetation | Tree - branch fell on line | Conductor, Overhead | Normal | 2015 | Tier 3 - Extreme | Distribution Circuit | 8 | 4 | 2015-08-04 | 1282582 | Sus | Y | Vegetation¦Treebranchfellonline¦ConductorOverhead¦Normal
15-0055165 | Equipment Failure/Involved | Overhead | Transformer | Deteriorated | 2015 | Tier 2 - Elevated | Transformer only | 8 | 14 | 2015-08-14 | 1288497 | Sus | Y | EquipmentFailureInvolved¦Overhead¦Transformer¦Deteriorated
15-0055292 | Unknown Cause | Patrol - found nothing |  |  | 2015 | Tier 2 - Elevated | Distribution Circuit | 8 | 16 | 2015-08-16 | 1289104 | Sus | Y | UnknownCause¦Patrolfoundnothing¦¦
15-0058258 | Unknown Cause | Patrol - found nothing |  |  | 2015 | Tier 3 - Extreme | Distribution Circuit | 8 | 30 | 2015-08-30 | 1297181 | Sus | Y | UnknownCause¦Patrolfoundnothing¦¦
15-0058492 | Unknown Cause | Patrol - found nothing |  |  | 2015 | Tier 3 - Extreme | Distribution Circuit | 8 | 31 | 2015-08-31 | 1298030 | Sus | Y | UnknownCause¦Patrolfoundnothing¦¦
15-0061113 | Environmental/External | Fire, Forest/Grass | Crossarm, Wood | Burned/flashed | 2015 | Tier 2 - Elevated | Distribution Circuit | 9 | 12 | 2015-09-12 | 1305114 | Sus | Y | EnvironmentalExternal¦FireForestGrass¦CrossarmWood¦Burnedflashed
15-0062211 | Unknown Cause | Patrol - found nothing |  |  | 2015 | Tier 2 - Elevated | Distribution Circuit | 9 | 18 | 2015-09-18 | 1308338 | Sus | Y | UnknownCause¦Patrolfoundnothing¦¦
15-0062438 | Environmental/External | Fire, Forest/Grass | Crossarm, Wood | Burned/flashed | 2015 | Tier 2 - Elevated | Distribution Circuit | 9 | 10 | 2015-09-10 | 1309159 | Sus | Y | EnvironmentalExternal¦FireForestGrass¦CrossarmWood¦Burnedflashed
15-0069280 | 3rd Party | Vehicle | Pole-Wood | Broken | 2015 | Tier 2 - Elevated | Distribution Circuit | 10 | 9 | 2015-10-09 | 1319381 | Sus | Y | 3rdParty¦Vehicle¦PoleWood¦Broken
15-0071329 | Environmental/External | Lightning | Transformer (OH) | Failed/Faulted | 2015 | Tier 2 - Elevated | Distribution Circuit | 10 | 17 | 2015-10-17 | 1324384 | Sus | Y | EnvironmentalExternal¦Lightning¦Transformer(OH)¦FailedFaulted
15-0080536 | Equipment Failure/Involved | Overhead | Transformer (OH) | Deteriorated | 2015 | Tier 2 - Elevated | Transformer only | 11 | 24 | 2015-11-24 | 1347853 | Sus | Y | EquipmentFailureInvolved¦Overhead¦Transformer(OH)¦Deteriorated
15-0082542 | Vegetation | Tree - branch fell on line | Fuse | Failed/Faulted | 2015 | Tier 3 - Extreme | Distribution Circuit | 12 | 3 | 2015-12-03 | 1353034 | Sus | N | Vegetation¦Treebranchfellonline¦Fuse¦FailedFaulted
15-0083545 | Vegetation | Tree - branch fell on line | Conductor, Overhead | Broken, wire on ground | 2015 | Tier 3 - Extreme | Distribution Circuit | 12 | 9 | 2015-12-09 | 1356066 | Sus | N | Vegetation¦Treebranchfellonline¦ConductorOverhead¦Brokenwireonground
15-0086857 | Equipment Failure/Involved | Overhead | Pole-Wood | Broken | 2015 | Tier 2 - Elevated | Distribution Circuit | 12 | 22 | 2015-12-22 | 1369940 | Sus | N | EquipmentFailureInvolved¦Overhead¦PoleWood¦Broken
15-0087088 | Equipment Failure/Involved | Overhead | Transformer (OH) | Deteriorated | 2015 | Tier 2 - Elevated | Transformer only | 12 | 24 | 2015-12-24 | 1371255 | Sus | N | EquipmentFailureInvolved¦Overhead¦Transformer(OH)¦Deteriorated
15-0087954 | 3rd Party | Tree - cutting, 3rd party | Service conductor | Broken, wire on ground | 2015 | Tier 2 - Elevated | Transformer only | 12 | 31 | 2015-12-31 | 1375382 | Sus | N | 3rdParty¦Treecutting3rdparty¦Serviceconductor¦Brokenwireonground
16-0002805 | Equipment Failure/Involved | Overhead | Transformer (OH) | Arcing | 2016 | Tier 3 - Extreme | Distribution Circuit | 1 | 4 | 2016-01-04 | 1376844 | Sus | N | EquipmentFailureInvolved¦Overhead¦Transformer(OH)¦Arcing
16-0003808 | Unknown Cause | Patrol - not conducted |  |  | 2016 | Tier 3 - Extreme | Distribution Circuit | 1 | 7 | 2016-01-07 | 1379604 | Sus | N | UnknownCause¦Patrolnotconducted¦¦
16-0007534 | Vegetation | Tree - fell into line | Conductor, Overhead | Bent or Twisted | 2016 | Tier 3 - Extreme | Distribution Circuit | 1 | 22 | 2016-01-22 | 1390141 | Sus | N | Vegetation¦Treefellintoline¦ConductorOverhead¦BentorTwisted
16-0007766 | Unknown Cause | Patrol - found nothing |  |  | 2016 | Tier 2 - Elevated | Distribution Circuit | 1 | 23 | 2016-01-23 | 1390767 | Sus | N | UnknownCause¦Patrolfoundnothing¦¦
16-0013108 | Vegetation | Tree - fell into line | Conductor, Overhead | Normal | 2016 | Tier 3 - Extreme | Distribution Circuit | 2 | 17 | 2016-02-17 | 1404748 | Sus | N | Vegetation¦Treefellintoline¦ConductorOverhead¦Normal
16-0013655 | Unknown Cause | Patrol - found nothing |  |  | 2016 | Tier 3 - Extreme | Distribution Circuit | 2 | 17 | 2016-02-17 | 1407980 | Sus | N | UnknownCause¦Patrolfoundnothing¦¦
16-0013897 | Equipment Failure/Involved | Overhead | Conductor, Overhead | Broken | 2016 | Tier 3 - Extreme | Distribution Circuit | 2 | 18 | 2016-02-18 | 1408419 | Sus | N | EquipmentFailureInvolved¦Overhead¦ConductorOverhead¦Broken
16-0020987 | Vegetation | Tree - fell into line | Anchor or Guy | Broken | 2016 | Tier 2 - Elevated | Distribution Circuit | 3 | 13 | 2016-03-13 | 1430236 | Sus | N | Vegetation¦Treefellintoline¦AnchororGuy¦Broken
16-0021740 | Vegetation | Tree - fell into line | Transformer (OH) | Leaking | 2016 | Tier 3 - Extreme | Transformer only | 3 | 15 | 2016-03-15 | 1431977 | Sus | N | Vegetation¦Treefellintoline¦Transformer(OH)¦Leaking
16-0022539 | Equipment Failure/Involved | Overhead | Crossarm, Wood | Broken | 2016 | Tier 2 - Elevated | Distribution Circuit | 3 | 18 | 2016-03-18 | 1433792 | Sus | N | EquipmentFailureInvolved¦Overhead¦CrossarmWood¦Broken
16-0023054 | Unknown Cause | Patrol - found nothing |  |  | 2016 | Tier 3 - Extreme | Distribution Circuit | 3 | 21 | 2016-03-21 | 1435357 | Sus | N | UnknownCause¦Patrolfoundnothing¦¦
16-0031308 | 3rd Party | Vehicle | Pole-Wood | Broken | 2016 | Tier 2 - Elevated | Distribution Circuit | 4 | 25 | 2016-04-25 | 1458370 | Sus | N | 3rdParty¦Vehicle¦PoleWood¦Broken
16-0037618 | Unknown Cause | Patrol - found nothing |  |  | 2016 | Tier 2 - Elevated | Distribution Circuit | 5 | 21 | 2016-05-21 | 1474466 | Sus | Y | UnknownCause¦Patrolfoundnothing¦¦
16-0037674 | Unknown Cause | Patrol - found nothing |  |  | 2016 | Tier 2 - Elevated | Distribution Circuit | 5 | 22 | 2016-05-22 | 1474769 | Sus | Y | UnknownCause¦Patrolfoundnothing¦¦
16-0042490 | Unknown Cause | Patrol - found nothing |  |  | 2016 | Tier 2 - Elevated | Distribution Circuit | 6 | 10 | 2016-06-10 | 1486740 | Sus | Y | UnknownCause¦Patrolfoundnothing¦¦
16-0043854 | 3rd Party | Vehicle | Pole-Wood | Broken, wire on object | 2016 | Tier 2 - Elevated | Distribution Circuit | 6 | 16 | 2016-06-16 | 1491022 | Sus | Y | 3rdParty¦Vehicle¦PoleWood¦Brokenwireonobject
16-0046169 | Vegetation | Tree - branch fell on line | Conductor, Overhead | Normal | 2016 | Tier 2 - Elevated | Distribution Circuit | 6 | 28 | 2016-06-28 | 1497215 | Sus | Y | Vegetation¦Treebranchfellonline¦ConductorOverhead¦Normal
16-0048929 | Vegetation | Tree - fell into line | Pole-Wood | Broken, wire on ground | 2016 | Tier 2 - Elevated | Distribution Circuit | 7 | 11 | 2016-07-11 | 1507929 | Sus | Y | Vegetation¦Treefellintoline¦PoleWood¦Brokenwireonground
16-0049715 | 3rd Party | Vehicle | Pole-Wood | Broken, wire on ground | 2016 | Tier 3 - Extreme | Distribution Circuit | 7 | 14 | 2016-07-14 | 1509723 | Sus | Y | 3rdParty¦Vehicle¦PoleWood¦Brokenwireonground
16-0053755 | Equipment Failure/Involved | Overhead | Transformer | Failed/Faulted | 2016 | Tier 3 - Extreme | Transformer only | 7 | 29 | 2016-07-29 | 1518754 | Sus | Y | EquipmentFailureInvolved¦Overhead¦Transformer¦FailedFaulted
16-0057781 | Unknown Cause | Patrol - found nothing |  |  | 2016 | Tier 2 - Elevated | Distribution Circuit | 8 | 16 | 2016-08-16 | 1527584 | Sus | Y | UnknownCause¦Patrolfoundnothing¦¦
16-0060628 | 3rd Party | Vehicle | Pole-Wood | Broken | 2016 | Tier 3 - Extreme | Transformer only | 8 | 29 | 2016-08-29 | 1533586 | Sus | Y | 3rdParty¦Vehicle¦PoleWood¦Broken
16-0063705 | Unknown Cause | Patrol - found nothing |  |  | 2016 | Tier 2 - Elevated | Distribution Circuit | 9 | 10 | 2016-09-10 | 1539290 | Sus | Y | UnknownCause¦Patrolfoundnothing¦¦
16-0069199 | Unknown Cause | Patrol - found nothing |  |  | 2016 | Tier 2 - Elevated | Distribution Circuit | 10 | 3 | 2016-10-03 | 1551951 | Sus | Y | UnknownCause¦Patrolfoundnothing¦¦
16-0070447 | Vegetation | Tree - fell into line | Fuse | Normal | 2016 | Tier 3 - Extreme | Distribution Circuit | 10 | 7 | 2016-10-07 | 1554692 | Sus | Y | Vegetation¦Treefellintoline¦Fuse¦Normal
16-0071294 | Unknown Cause | Patrol - found nothing |  |  | 2016 | Tier 2 - Elevated | Distribution Circuit | 10 | 12 | 2016-10-12 | 1556744 | Sus | Y | UnknownCause¦Patrolfoundnothing¦¦
16-0072221 | Vegetation | Tree - branch fell on line | Conductor, Overhead | Normal | 2016 | Tier 3 - Extreme | Distribution Circuit | 10 | 14 | 2016-10-14 | 1559285 | Sus | Y | Vegetation¦Treebranchfellonline¦ConductorOverhead¦Normal
16-0074882 | Unknown Cause | Patrol - found nothing |  |  | 2016 | Tier 3 - Extreme | Distribution Circuit | 10 | 24 | 2016-10-24 | 1568296 | Sus | Y | UnknownCause¦Patrolfoundnothing¦¦
16-0075069 | Equipment Failure/Involved | Overhead | Transformer | Failed/Faulted | 2016 | Tier 2 - Elevated | Transformer only | 10 | 24 | 2016-10-24 | 1568658 | Sus | Y | EquipmentFailureInvolved¦Overhead¦Transformer¦FailedFaulted
16-0076186 | Vegetation | Tree - branch fell on line | Conductor, Overhead | Normal | 2016 | Tier 2 - Elevated | Distribution Circuit | 10 | 28 | 2016-10-28 | 1571335 | Sus | Y | Vegetation¦Treebranchfellonline¦ConductorOverhead¦Normal
16-0077601 | Vegetation | Tree - fell into line | Conductor, Overhead | Normal | 2016 | Tier 2 - Elevated | Distribution Circuit | 11 | 2 | 2016-11-02 | 1575375 | Sus | Y | Vegetation¦Treefellintoline¦ConductorOverhead¦Normal
17-0005126 | Environmental/External | Lightning | Jumper | Broken, wire on object | 2017 | Tier 3 - Extreme | Distribution Circuit | 1 | 8 | 2017-01-08 | 1624970 | Sus | N | EnvironmentalExternal¦Lightning¦Jumper¦Brokenwireonobject
17-0005586 | Vegetation | Tree - fell into line | Anchor or Guy | Broken, wire on ground | 2017 | Tier 2 - Elevated | Distribution Circuit | 1 | 8 | 2017-01-08 | 1627977 | Sus | N | Vegetation¦Treefellintoline¦AnchororGuy¦Brokenwireonground
17-0005628 | Vegetation | Tree - fell into line | Conductor, Overhead | Broken, wire on ground | 2017 | Tier 3 - Extreme | Distribution Circuit | 1 | 8 | 2017-01-08 | 1628824 | Sus | N | Vegetation¦Treefellintoline¦ConductorOverhead¦Brokenwireonground
17-0005677 | Equipment Failure/Involved | Overhead | Conductor, Overhead | Broken, wire on ground | 2017 | Tier 2 - Elevated | Distribution Circuit | 1 | 8 | 2017-01-08 | 1628472 | Sus | N | EquipmentFailureInvolved¦Overhead¦ConductorOverhead¦Brokenwireonground
17-0005727 | Vegetation | Tree - fell into line | Pole-Wood | Broken, wire on ground | 2017 | Tier 2 - Elevated | Distribution Circuit | 1 | 8 | 2017-01-08 | 1629283 | Sus | N | Vegetation¦Treefellintoline¦PoleWood¦Brokenwireonground
17-0005894 | 3rd Party | Customer Equipment | Connector or Splice (OH) | Normal | 2017 | Tier 3 - Extreme | Distribution Circuit | 1 | 8 | 2017-01-08 | 1630295 | Sus | N | 3rdParty¦CustomerEquipment¦ConnectororSplice(OH)¦Normal
17-0008374 | Equipment Failure/Involved | Overhead | Cutout, fuse holder | Broken | 2017 | Tier 2 - Elevated | Distribution Circuit | 1 | 12 | 2017-01-12 | 1640964 | Sus | N | EquipmentFailureInvolved¦Overhead¦Cutoutfuseholder¦Broken
17-0008755 | Vegetation | Tree - fell into line | Transformer | Broken, wire on object | 2017 | Tier 2 - Elevated | Transformer only | 1 | 13 | 2017-01-13 | 1642329 | Sus | N | Vegetation¦Treefellintoline¦Transformer¦Brokenwireonobject
17-0010851 | Equipment Failure/Involved | Overhead | Conductor, Overhead | Broken, wire on ground | 2017 | Tier 2 - Elevated | Distribution Circuit | 1 | 19 | 2017-01-19 | 1651052 | Sus | N | EquipmentFailureInvolved¦Overhead¦ConductorOverhead¦Brokenwireonground
17-0011374 | Vegetation | Tree - fell into line | Conductor, Overhead | Normal | 2017 | Tier 2 - Elevated | Distribution Circuit | 1 | 20 | 2017-01-20 | 1653444 | Sus | N | Vegetation¦Treefellintoline¦ConductorOverhead¦Normal
17-0011750 | Equipment Failure/Involved | Overhead | Conductor, Overhead | Broken, wire on ground | 2017 | Tier 2 - Elevated | Distribution Circuit | 1 | 20 | 2017-01-20 | 1654952 | Sus | N | EquipmentFailureInvolved¦Overhead¦ConductorOverhead¦Brokenwireonground
17-0011920 | Vegetation | Tree - fell into line | Conductor, Overhead | Normal | 2017 | Tier 3 - Extreme | Distribution Circuit | 1 | 21 | 2017-01-21 | 1655726 | Sus | N | Vegetation¦Treefellintoline¦ConductorOverhead¦Normal
17-0011965 | Vegetation | Tree - bark fell into line | Conductor, Overhead | Broken, wire on ground | 2017 | Tier 3 - Extreme | Distribution Circuit | 1 | 20 | 2017-01-20 | 1656225 | Sus | N | Vegetation¦Treebarkfellintoline¦ConductorOverhead¦Brokenwireonground
17-0012063 | Unknown Cause | Patrol - not conducted |  |  | 2017 | Tier 2 - Elevated | Transformer only | 1 | 21 | 2017-01-21 | 1656681 | Sus | N | UnknownCause¦Patrolnotconducted¦¦
17-0013809 | Vegetation | Tree - fell into line | Conductor, Overhead | Broken, wire on ground | 2017 | Tier 3 - Extreme | Distribution Circuit | 1 | 23 | 2017-01-23 | 1663596 | Sus | N | Vegetation¦Treefellintoline¦ConductorOverhead¦Brokenwireonground
17-0018282 | Equipment Failure/Involved | Overhead | Crossarm, Steel | Broken | 2017 | Tier 2 - Elevated | Distribution Circuit | 2 | 7 | 2017-02-07 | 1677421 | Sus | N | EquipmentFailureInvolved¦Overhead¦CrossarmSteel¦Broken
17-0018817 | Vegetation | Tree - branch fell on line | Conductor, Overhead | Normal | 2017 | Tier 2 - Elevated | Distribution Circuit | 2 | 7 | 2017-02-07 | 1681198 | Sus | N | Vegetation¦Treebranchfellonline¦ConductorOverhead¦Normal
17-0019148 | Vegetation | Tree - fell into line | Conductor, Overhead | Bent or Twisted | 2017 | Tier 3 - Extreme | Distribution Circuit | 2 | 8 | 2017-02-08 | 1682424 | Sus | N | Vegetation¦Treefellintoline¦ConductorOverhead¦BentorTwisted
17-0019480 | Environmental/External | Flood/Erosion | Conductor, Overhead | Broken, wire on ground | 2017 | Tier 3 - Extreme | Distribution Circuit | 2 | 9 | 2017-02-09 | 1683562 | Sus | N | EnvironmentalExternal¦FloodErosion¦ConductorOverhead¦Brokenwireonground
17-0021596 | Vegetation | Tree - fell into line | Pole-Wood | Broken, wire on ground | 2017 | Tier 3 - Extreme | Transformer only | 2 | 16 | 2017-02-16 | 1690129 | Sus | N | Vegetation¦Treefellintoline¦PoleWood¦Brokenwireonground
17-0022335 | Vegetation | Tree - fell into line | Conductor, Overhead | Broken, wire on ground | 2017 | Tier 3 - Extreme | Distribution Circuit | 2 | 17 | 2017-02-17 | 1695543 | Sus | N | Vegetation¦Treefellintoline¦ConductorOverhead¦Brokenwireonground
17-0024001 | Unknown Cause | Patrol - found nothing |  |  | 2017 | Tier 2 - Elevated | Distribution Circuit | 2 | 20 | 2017-02-20 | 1704467 | Sus | N | UnknownCause¦Patrolfoundnothing¦¦
17-0024079 | Vegetation | Tree - fell into line | Conductor, Overhead | Normal | 2017 | Tier 2 - Elevated | Distribution Circuit | 2 | 20 | 2017-02-20 | 1705401 | Sus | N | Vegetation¦Treefellintoline¦ConductorOverhead¦Normal
17-0025898 | Vegetation | Tree - fell into line | Crossarm, Wood | Broken | 2017 | Tier 2 - Elevated | Distribution Circuit | 2 | 21 | 2017-02-21 | 1709367 | Sus | N | Vegetation¦Treefellintoline¦CrossarmWood¦Broken
17-0025973 | Equipment Failure/Involved | Overhead | Conductor, Overhead | Broken | 2017 | Tier 2 - Elevated | Distribution Circuit | 2 | 23 | 2017-02-23 | 1711937 | Sus | N | EquipmentFailureInvolved¦Overhead¦ConductorOverhead¦Broken
17-0028209 | Equipment Failure/Involved | Overhead | Transformer | Failed/Faulted | 2017 | Tier 2 - Elevated | Transformer only | 3 | 3 | 2017-03-03 | 1718757 | Sus | N | EquipmentFailureInvolved¦Overhead¦Transformer¦FailedFaulted
17-0032181 | Unknown Cause | Patrol - found nothing |  |  | 2017 | Tier 3 - Extreme | Distribution Circuit | 3 | 21 | 2017-03-21 | 1731500 | Sus | N | UnknownCause¦Patrolfoundnothing¦¦
17-0037306 | Vegetation | Tree - fell into line | Conductor, Overhead | Together | 2017 | Tier 2 - Elevated | Distribution Circuit | 4 | 6 | 2017-04-06 | 1746698 | Sus | N | Vegetation¦Treefellintoline¦ConductorOverhead¦Together
17-0037317 | Vegetation | Tree - fell into line | Pole-Wood | Broken, wire on ground | 2017 | Tier 2 - Elevated | Distribution Circuit | 4 | 6 | 2017-04-06 | 1747621 | Sus | N | Vegetation¦Treefellintoline¦PoleWood¦Brokenwireonground
17-0038368 | Equipment Failure/Involved | Overhead | Transformer | Failed/Faulted | 2017 | Tier 2 - Elevated | Transformer only | 4 | 8 | 2017-04-08 | 1753160 | Sus | N | EquipmentFailureInvolved¦Overhead¦Transformer¦FailedFaulted
17-0042111 | Unknown Cause | Patrol - found nothing |  |  | 2017 | Tier 2 - Elevated | Distribution Circuit | 4 | 22 | 2017-04-22 | 1764637 | Sus | N | UnknownCause¦Patrolfoundnothing¦¦
17-0045752 | Unknown Cause | Patrol - found nothing |  |  | 2017 | Tier 2 - Elevated | Distribution Circuit | 5 | 6 | 2017-05-06 | 1775999 | Sus | Y | UnknownCause¦Patrolfoundnothing¦¦
17-0049588 | Equipment Failure/Involved | Overhead | Transformer | Failed/Faulted | 2017 | Tier 2 - Elevated | Transformer only | 5 | 22 | 2017-05-22 | 1787459 | Sus | Y | EquipmentFailureInvolved¦Overhead¦Transformer¦FailedFaulted
17-0049959 | 3rd Party | Metallic Balloon | Fuse | Failed/Faulted | 2017 | Tier 2 - Elevated | Distribution Circuit | 5 | 23 | 2017-05-23 | 1788772 | Sus | Y | 3rdParty¦MetallicBalloon¦Fuse¦FailedFaulted
17-0061050 | Equipment Failure/Involved | Overhead | Jumper | Burned Open | 2017 | Tier 2 - Elevated | Distribution Circuit | 7 | 6 | 2017-07-06 | 1825066 | Sus | Y | EquipmentFailureInvolved¦Overhead¦Jumper¦BurnedOpen
17-0061535 | Unknown Cause | Patrol - found nothing |  |  | 2017 | Tier 3 - Extreme | Distribution Circuit | 7 | 9 | 2017-07-09 | 1827240 | Sus | Y | UnknownCause¦Patrolfoundnothing¦¦
17-0067676 | Vegetation | Tree - branch fell on line | Conductor, Overhead | Normal | 2017 | Tier 3 - Extreme | Distribution Circuit | 8 | 3 | 2017-08-03 | 1845349 | Sus | Y | Vegetation¦Treebranchfellonline¦ConductorOverhead¦Normal
17-0068189 | Equipment Failure/Involved | Overhead | Transformer | Failed/Faulted | 2017 | Tier 3 - Extreme | Transformer only | 8 | 5 | 2017-08-05 | 1846944 | Sus | Y | EquipmentFailureInvolved¦Overhead¦Transformer¦FailedFaulted
17-0075099 | Animal | Squirrel | Transformer (OH) | Normal | 2017 | Tier 2 - Elevated | Distribution Circuit | 9 | 2 | 2017-09-02 | 1866054 | Sus | Y | Animal¦Squirrel¦Transformer(OH)¦Normal
17-0075494 | Animal | Squirrel | Fuse | Failed/Faulted | 2017 | Tier 3 - Extreme | Distribution Circuit | 9 | 3 | 2017-09-03 | 1867846 | Sus | Y | Animal¦Squirrel¦Fuse¦FailedFaulted
17-0076293 | Equipment Failure/Involved | Overhead | Transformer | Failed/Faulted | 2017 | Tier 2 - Elevated | Transformer only | 9 | 6 | 2017-09-06 | 1871174 | Sus | Y | EquipmentFailureInvolved¦Overhead¦Transformer¦FailedFaulted
17-0078417 | Unknown Cause | Patrol - found nothing |  |  | 2017 | Tier 2 - Elevated | Distribution Circuit | 9 | 12 | 2017-09-12 | 1877839 | Sus | Y | UnknownCause¦Patrolfoundnothing¦¦
17-0079724 | Equipment Failure/Involved | Overhead | Transformer | Failed/Faulted | 2017 | Tier 2 - Elevated | Transformer only | 9 | 18 | 2017-09-18 | 1880781 | Sus | Y | EquipmentFailureInvolved¦Overhead¦Transformer¦FailedFaulted
17-0082110 | Equipment Failure/Involved | Overhead | Transformer | Failed/Faulted | 2017 | Tier 2 - Elevated | Transformer only | 9 | 27 | 2017-09-27 | 1886748 | Sus | Y | EquipmentFailureInvolved¦Overhead¦Transformer¦FailedFaulted
17-0085324 | Vegetation | Tree - branch fell on line | Insulator | Burned/flashed | 2017 | Tier 3 - Extreme | Distribution Circuit | 10 | 9 | 2017-10-09 | 1894755 | Sus | Y | Vegetation¦Treebranchfellonline¦Insulator¦Burnedflashed
17-0085324 | Vegetation | Tree - branch fell on line | Insulator | Burned/flashed | 2017 | Tier 2 - Elevated | Distribution Circuit | 10 | 9 | 2017-10-09 | 1894755 | Sus | Y | Vegetation¦Treebranchfellonline¦Insulator¦Burnedflashed
17-0086150 | Vegetation | Tree - fell into line | Conductor, Overhead | Broken, wire on ground | 2017 | Tier 2 - Elevated | Distribution Circuit | 10 | 8 | 2017-10-08 | 1897902 | Sus | Y | Vegetation¦Treefellintoline¦ConductorOverhead¦Brokenwireonground
17-0088669 | Unknown Cause | Patrol - found nothing |  |  | 2017 | Tier 2 - Elevated | Distribution Circuit | 10 | 19 | 2017-10-19 | 1904173 | Sus | Y | UnknownCause¦Patrolfoundnothing¦¦
17-0089778 | Environmental/External | Fire, Forest/Grass | Pole-Wood | Broken, wire on ground | 2017 | Tier 3 - Extreme | Distribution Circuit | 10 | 8 | 2017-10-08 | 1908131 | Sus | Y | EnvironmentalExternal¦FireForestGrass¦PoleWood¦Brokenwireonground
17-0091193 | Equipment Failure/Involved | Overhead | Transformer | Failed/Faulted | 2017 | Tier 2 - Elevated | Transformer only | 10 | 30 | 2017-10-30 | 1911932 | Sus | Y | EquipmentFailureInvolved¦Overhead¦Transformer¦FailedFaulted
17-0091455 | Equipment Failure/Involved | Overhead | Conductor, Overhead | Broken, wire on ground | 2017 | Tier 3 - Extreme | Distribution Circuit | 10 | 31 | 2017-10-31 | 1912782 | Sus | Y | EquipmentFailureInvolved¦Overhead¦ConductorOverhead¦Brokenwireonground
17-0094178 | Vegetation | Tree - branch fell on line | Conductor, Overhead | Normal | 2017 | Tier 3 - Extreme | Distribution Circuit | 11 | 10 | 2017-11-10 | 1919893 | Sus | Y | Vegetation¦Treebranchfellonline¦ConductorOverhead¦Normal
17-0099525 | Equipment Failure/Involved | Overhead | Crossarm, Wood | Deteriorated | 2017 | Tier 3 - Extreme | Distribution Circuit | 12 | 4 | 2017-12-04 | 1934686 | Sus | N | EquipmentFailureInvolved¦Overhead¦CrossarmWood¦Deteriorated
17-0100894 | Animal | Other | Conductor, Overhead | Broken, wire on ground | 2017 | Tier 2 - Elevated | Distribution Circuit | 12 | 8 | 2017-12-08 | 1939315 | Sus | N | Animal¦Other¦ConductorOverhead¦Brokenwireonground
17-0102756 | Vegetation | Tree - fell into line | Conductor, Overhead | Broken, wire on ground | 2017 | Tier 2 - Elevated | Distribution Circuit | 12 | 20 | 2017-12-20 | 1948293 | Sus | N | Vegetation¦Treefellintoline¦ConductorOverhead¦Brokenwireonground
17-0103017 | Unknown Cause | Patrol - found nothing |  |  | 2017 | Tier 2 - Elevated | Distribution Circuit | 12 | 22 | 2017-12-22 | 1949986 | Sus | N | UnknownCause¦Patrolfoundnothing¦¦
18-0004516 | Vegetation | Tree - fell into line | Conductor, Overhead | Broken, wire on ground | 2018 | Tier 3 - Extreme | Distribution Circuit | 1 | 8 | 2018-01-08 | 4402 | Sus | N | Vegetation¦Treefellintoline¦ConductorOverhead¦Brokenwireonground
18-0009143 | Unknown Cause | Patrol - found nothing |  |  | 2018 | Tier 3 - Extreme | Distribution Circuit | 1 | 25 | 2018-01-25 | 14199 | Sus | N | UnknownCause¦Patrolfoundnothing¦¦
18-0009147 | Unknown Cause | Patrol - found nothing |  |  | 2018 | Tier 2 - Elevated | Distribution Circuit | 1 | 25 | 2018-01-25 | 14181 | Sus | N | UnknownCause¦Patrolfoundnothing¦¦
18-0013046 | Equipment Failure/Involved | Overhead | Conductor, Overhead | Broken | 2018 | Tier 2 - Elevated | Distribution Circuit | 2 | 9 | 2018-02-09 | 22254 | Sus | N | EquipmentFailureInvolved¦Overhead¦ConductorOverhead¦Broken
18-0014804 | Animal | Bird found | Conductor, Overhead | Broken, wire on ground | 2018 | Tier 3 - Extreme | Distribution Circuit | 2 | 16 | 2018-02-16 | 25692 | Sus | N | Animal¦Birdfound¦ConductorOverhead¦Brokenwireonground
18-0018930 | Vegetation | Tree - fell into line | Conductor, Overhead | Broken, wire on ground | 2018 | Tier 3 - Extreme | Distribution Circuit | 3 | 1 | 2018-03-01 | 35800 | Sus | N | Vegetation¦Treefellintoline¦ConductorOverhead¦Brokenwireonground
18-0023309 | Unknown Cause | Patrol - found nothing |  |  | 2018 | Tier 2 - Elevated | Distribution Circuit | 3 | 16 | 2018-03-16 | 45290 | Sus | N | UnknownCause¦Patrolfoundnothing¦¦
18-0023699 | Unknown Cause | Patrol - found nothing |  |  | 2018 | Tier 2 - Elevated | Distribution Circuit | 3 | 17 | 2018-03-17 | 46455 | Sus | N | UnknownCause¦Patrolfoundnothing¦¦
18-0026180 | Unknown Cause | Patrol - found nothing |  |  | 2018 | Tier 2 - Elevated | Distribution Circuit | 3 | 23 | 2018-03-23 | 52268 | Sus | N | UnknownCause¦Patrolfoundnothing¦¦
18-0035656 | Equipment Failure/Involved | Overhead | Cutout, fuse holder | Burned/flashed | 2018 | Tier 3 - Extreme | Distribution Circuit | 4 | 25 | 2018-04-25 | 74037 | Sus | N | EquipmentFailureInvolved¦Overhead¦Cutoutfuseholder¦Burnedflashed
18-0037636 | Environmental/External | Lightning | Transformer (OH) | Burned/flashed | 2018 | Tier 2 - Elevated | Transformer only | 5 | 2 | 2018-05-02 | 78281 | Sus | Y | EnvironmentalExternal¦Lightning¦Transformer(OH)¦Burnedflashed
18-0038562 | Unknown Cause | Patrol - not conducted |  |  | 2018 | Tier 2 - Elevated | Distribution Circuit | 5 | 5 | 2018-05-05 | 80021 | Sus | Y | UnknownCause¦Patrolnotconducted¦¦
18-0044766 | Unknown Cause | Patrol - not conducted |  |  | 2018 | Tier 2 - Elevated | Distribution Circuit | 5 | 27 | 2018-05-27 | 94908 | Sus | Y | UnknownCause¦Patrolnotconducted¦¦
18-0047892 | Equipment Failure/Involved | Overhead | Transformer (OH) | Broken | 2018 | Tier 3 - Extreme | Distribution Circuit | 6 | 6 | 2018-06-06 | 102759 | Sus | Y | EquipmentFailureInvolved¦Overhead¦Transformer(OH)¦Broken
18-0056114 | Unknown Cause | Patrol - found nothing |  |  | 2018 | Tier 2 - Elevated | Distribution Circuit | 7 | 1 | 2018-07-01 | 122481 | Sus | Y | UnknownCause¦Patrolfoundnothing¦¦
18-0056962 | Unknown Cause | Patrol - found nothing |  |  | 2018 | Tier 2 - Elevated | Distribution Circuit | 7 | 4 | 2018-07-04 | 124342 | Sus | Y | UnknownCause¦Patrolfoundnothing¦¦
18-0057647 | Equipment Failure/Involved | Overhead | Transformer | Arcing | 2018 | Tier 3 - Extreme | Transformer only | 7 | 7 | 2018-07-07 | 125922 | Sus | Y | EquipmentFailureInvolved¦Overhead¦Transformer¦Arcing
18-0063267 | Equipment Failure/Involved | Overhead | Insulator | Failed/Faulted | 2018 | Tier 2 - Elevated | Distribution Circuit | 7 | 24 | 2018-07-24 | 139632 | Sus | Y | EquipmentFailureInvolved¦Overhead¦Insulator¦FailedFaulted
18-0064238 | Equipment Failure/Involved | Overhead | Transformer (OH) | Failed/Faulted | 2018 | Tier 2 - Elevated | Transformer only | 7 | 26 | 2018-07-26 | 141304 | Sus | Y | EquipmentFailureInvolved¦Overhead¦Transformer(OH)¦FailedFaulted
18-0066738 | Environmental/External | Fire, Forest/Grass | Pole-Wood | Burned/flashed | 2018 | Tier 3 - Extreme | Distribution Circuit | 7 | 26 | 2018-07-26 | 148899 | Sus | Y | EnvironmentalExternal¦FireForestGrass¦PoleWood¦Burnedflashed
18-0066907 | Vegetation | Tree - branch fell on line | Conductor, Overhead | Bent or Twisted | 2018 | Tier 3 - Extreme | Distribution Circuit | 8 | 5 | 2018-08-05 | 149332 | Sus | Y | Vegetation¦Treebranchfellonline¦ConductorOverhead¦BentorTwisted
18-0068096 | Unknown Cause | Patrol - found nothing |  |  | 2018 | Tier 2 - Elevated | Distribution Circuit | 8 | 8 | 2018-08-08 | 151828 | Sus | Y | UnknownCause¦Patrolfoundnothing¦¦
18-0077807 | Unknown Cause | Patrol - found nothing |  |  | 2018 | Tier 2 - Elevated | Distribution Circuit | 9 | 8 | 2018-09-08 | 170847 | Sus | Y | UnknownCause¦Patrolfoundnothing¦¦
18-0077901 | Animal | Squirrel | Fuse | Failed/Faulted | 2018 | Tier 3 - Extreme | Distribution Circuit | 9 | 9 | 2018-09-09 | 170982 | Sus | Y | Animal¦Squirrel¦Fuse¦FailedFaulted
18-0082520 | Animal | Squirrel | Fuse | Failed/Faulted | 2018 | Tier 3 - Extreme | Distribution Circuit | 9 | 23 | 2018-09-23 | 179699 | Sus | Y | Animal¦Squirrel¦Fuse¦FailedFaulted
18-0083539 | Animal | Bird found | Conductor, Overhead | Normal | 2018 | Tier 3 - Extreme | Distribution Circuit | 9 | 25 | 2018-09-25 | 181430 | Sus | Y | Animal¦Birdfound¦ConductorOverhead¦Normal
18-0087112 | Vegetation | Tree - fell into line | Crossarm, Wood | Broken, wire on ground | 2018 | Tier 3 - Extreme | Distribution Circuit | 10 | 4 | 2018-10-04 | 188647 | Sus | Y | Vegetation¦Treefellintoline¦CrossarmWood¦Brokenwireonground
18-0089830 | Vegetation | Tree - fell into line | Conductor, Overhead | Normal | 2018 | Tier 2 - Elevated | Distribution Circuit | 10 | 12 | 2018-10-12 | 193859 | Sus | Y | Vegetation¦Treefellintoline¦ConductorOverhead¦Normal
18-0090144 | Vegetation | Tree - branch fell on line | Fuse | Failed/Faulted | 2018 | Tier 3 - Extreme | Distribution Circuit | 10 | 13 | 2018-10-13 | 194574 | Sus | Y | Vegetation¦Treebranchfellonline¦Fuse¦FailedFaulted
18-0090784 | Wildfire Mitigation | Public Safety Power Shut-off |  |  | 2018 | Tier 3 - Extreme | Distribution Circuit | 10 | 14 | 2018-10-14 | 196209 | Sus | Y | WildfireMitigation¦PublicSafetyPowerShutoff¦¦
18-0096843 | Vegetation | Tree - branch fell on line | Conductor, Overhead | Normal | 2018 | Tier 3 - Extreme | Distribution Circuit | 11 | 3 | 2018-11-03 | 208279 | Sus | Y | Vegetation¦Treebranchfellonline¦ConductorOverhead¦Normal
18-0098501 | Animal | Squirrel | Conductor, Overhead | Normal | 2018 | Tier 2 - Elevated | Distribution Circuit | 11 | 9 | 2018-11-09 | 212164 | Sus | Y | Animal¦Squirrel¦ConductorOverhead¦Normal
18-0102199 | Unknown Cause | Patrol - not conducted |  |  | 2018 | Tier 2 - Elevated | Distribution Circuit | 11 | 22 | 2018-11-22 | 221294 | Sus | Y | UnknownCause¦Patrolnotconducted¦¦
18-0103934 | Company Initiated | Return Circuit Normal | Conductor, Overhead | Normal | 2018 | Tier 3 - Extreme | Distribution Circuit | 11 | 27 | 2018-11-27 | 225783 | Sus | Y | CompanyInitiated¦ReturnCircuitNormal¦ConductorOverhead¦Normal
18-0108909 | Unknown Cause | Patrol - found nothing |  |  | 2018 | Tier 2 - Elevated | Distribution Circuit | 12 | 12 | 2018-12-12 | 239017 | Sus | N | UnknownCause¦Patrolfoundnothing¦¦
19-0005924 | Vegetation | Tree - branch fell on line | Conductor, Overhead | Normal | 2019 | Tier 3 - Extreme | Distribution Circuit | 1 | 7 | 2019-01-07 | 259037 | Sus | N | Vegetation¦Treebranchfellonline¦ConductorOverhead¦Normal
19-0006620 | Vegetation | Tree - branch fell on line | Conductor, Overhead | Broken, wire on ground | 2019 | Tier 3 - Extreme | Distribution Circuit | 1 | 8 | 2019-01-08 | 261107 | Sus | N | Vegetation¦Treebranchfellonline¦ConductorOverhead¦Brokenwireonground
19-0006669 | Unknown Cause | Patrol - not conducted |  |  | 2019 | Tier 2 - Elevated | Distribution Circuit | 1 | 9 | 2019-01-09 | 261271 | Sus | N | UnknownCause¦Patrolnotconducted¦¦
19-0008019 | 3rd Party | Vehicle | Pole-Wood | Broken | 2019 | Tier 2 - Elevated | Distribution Circuit | 1 | 11 | 2019-01-11 | 263439 | Sus | N | 3rdParty¦Vehicle¦PoleWood¦Broken
19-0009593 | Vegetation | Tree - fell into line | Conductor, Overhead | Broken, wire on ground | 2019 | Tier 2 - Elevated | Distribution Circuit | 1 | 16 | 2019-01-16 | 266819 | Sus | N | Vegetation¦Treefellintoline¦ConductorOverhead¦Brokenwireonground
19-0009718 | Vegetation | Tree - branch fell on line | Conductor, Overhead | Broken, wire on ground | 2019 | Tier 3 - Extreme | Distribution Circuit | 1 | 16 | 2019-01-16 | 267109 | Sus | N | Vegetation¦Treebranchfellonline¦ConductorOverhead¦Brokenwireonground
19-0009960 | Vegetation | Tree - fell into line | Conductor, Overhead | Broken, wire on object | 2019 | Tier 3 - Extreme | Distribution Circuit | 1 | 16 | 2019-01-16 | 267714 | Sus | N | Vegetation¦Treefellintoline¦ConductorOverhead¦Brokenwireonobject
19-0009974 | Unknown Cause | Patrol - found nothing |  |  | 2019 | Tier 3 - Extreme | Distribution Circuit | 1 | 16 | 2019-01-16 | 268379 | Sus | N | UnknownCause¦Patrolfoundnothing¦¦
19-0009974 | Unknown Cause | Patrol - found nothing |  |  | 2019 | Tier 3 - Extreme | Distribution Circuit | 1 | 16 | 2019-01-16 | 268379 | Sus | N | UnknownCause¦Patrolfoundnothing¦¦
19-0012503 | Unknown Cause | Patrol - found nothing |  |  | 2019 | Tier 2 - Elevated | Distribution Circuit | 1 | 20 | 2019-01-20 | 277045 | Sus | N | UnknownCause¦Patrolfoundnothing¦¦
19-0014303 | Unknown Cause | Patrol - found nothing |  |  | 2019 | Tier 2 - Elevated | Distribution Circuit | 1 | 25 | 2019-01-25 | 280976 | Sus | N | UnknownCause¦Patrolfoundnothing¦¦
19-0017694 | Vegetation | Tree - fell into line | Conductor, Overhead | Normal | 2019 | Tier 2 - Elevated | Distribution Circuit | 2 | 4 | 2019-02-04 | 289382 | Sus | N | Vegetation¦Treefellintoline¦ConductorOverhead¦Normal
19-0018632 | Vegetation | Tree - fell into line | Conductor, Overhead | Broken, wire on ground | 2019 | Tier 2 - Elevated | Distribution Circuit | 2 | 5 | 2019-02-05 | 291709 | Sus | N | Vegetation¦Treefellintoline¦ConductorOverhead¦Brokenwireonground
19-0018740 | Unknown Cause | Patrol - found nothing |  |  | 2019 | Tier 3 - Extreme | Distribution Circuit | 2 | 4 | 2019-02-04 | 291077 | Sus | N | UnknownCause¦Patrolfoundnothing¦¦
19-0019745 | Vegetation | Tree - fell into line | Conductor, Overhead | Normal | 2019 | Tier 3 - Extreme | Distribution Circuit | 2 | 4 | 2019-02-04 | 291144 | Sus | N | Vegetation¦Treefellintoline¦ConductorOverhead¦Normal
19-0021209 | Vegetation | Tree - branch fell on line | Conductor, Overhead | Normal | 2019 | Tier 3 - Extreme | Distribution Circuit | 2 | 11 | 2019-02-11 | 300149 | Sus | N | Vegetation¦Treebranchfellonline¦ConductorOverhead¦Normal
19-0021531 | Vegetation | Tree - branch fell on line | Fuse | Failed/Faulted | 2019 | Tier 3 - Extreme | Distribution Circuit | 2 | 12 | 2019-02-12 | 300836 | Sus | N | Vegetation¦Treebranchfellonline¦Fuse¦FailedFaulted
19-0022415 | Unknown Cause | Patrol - found nothing |  |  | 2019 | Tier 2 - Elevated | Distribution Circuit | 2 | 13 | 2019-02-13 | 304417 | Sus | N | UnknownCause¦Patrolfoundnothing¦¦
19-0023600 | Equipment Failure/Involved | Overhead | Service conductor | Broken | 2019 | Tier 2 - Elevated | Transformer only | 2 | 14 | 2019-02-14 | 307218 | Sus | N | EquipmentFailureInvolved¦Overhead¦Serviceconductor¦Broken
19-0024155 | Vegetation | Tree - fell into line | Conductor, Overhead | Normal | 2019 | Tier 2 - Elevated | Distribution Circuit | 2 | 15 | 2019-02-15 | 312485 | Sus | N | Vegetation¦Treefellintoline¦ConductorOverhead¦Normal
19-0024518 | Vegetation | Tree - fell into line | Conductor, Overhead | Broken, wire on ground | 2019 | Tier 3 - Extreme | Distribution Circuit | 2 | 16 | 2019-02-16 | 314041 | Sus | N | Vegetation¦Treefellintoline¦ConductorOverhead¦Brokenwireonground
19-0027375 | Equipment Failure/Involved | Overhead | Secondary | Broken, wire on ground | 2019 | Tier 3 - Extreme | Transformer only | 2 | 22 | 2019-02-22 | 321349 | Sus | N | EquipmentFailureInvolved¦Overhead¦Secondary¦Brokenwireonground
19-0029217 | Vegetation | Tree - fell into line | Conductor, Overhead | Broken, wire on ground | 2019 | Tier 2 - Elevated | Distribution Circuit | 2 | 28 | 2019-02-28 | 327671 | Sus | N | Vegetation¦Treefellintoline¦ConductorOverhead¦Brokenwireonground
19-0029568 | Equipment Failure/Involved | Overhead | Transformer | Failed/Faulted | 2019 | Tier 3 - Extreme | Transformer only | 2 | 28 | 2019-02-28 | 328205 | Sus | N | EquipmentFailureInvolved¦Overhead¦Transformer¦FailedFaulted
19-0029576 | Vegetation | Tree - fell into line | Conductor, Overhead | Normal | 2019 | Tier 3 - Extreme | Distribution Circuit | 2 | 28 | 2019-02-28 | 328403 | Sus | N | Vegetation¦Treefellintoline¦ConductorOverhead¦Normal
19-0032238 | Unknown Cause | Patrol - found nothing |  |  | 2019 | Tier 2 - Elevated | Distribution Circuit | 3 | 9 | 2019-03-09 | 334829 | Sus | N | UnknownCause¦Patrolfoundnothing¦¦
19-0032356 | Environmental/External | Lightning | Transformer (OH) | Failed/Faulted | 2019 | Tier 2 - Elevated | Transformer only | 3 | 9 | 2019-03-09 | 335310 | Sus | N | EnvironmentalExternal¦Lightning¦Transformer(OH)¦FailedFaulted
19-0032455 | Equipment Failure/Involved | Overhead | Connector or Splice (OH) | Broken | 2019 | Tier 2 - Elevated | Distribution Circuit | 3 | 10 | 2019-03-10 | 335750 | Sus | N | EquipmentFailureInvolved¦Overhead¦ConnectororSplice(OH)¦Broken
19-0035565 | Unknown Cause | Patrol - found nothing |  |  | 2019 | Tier 2 - Elevated | Distribution Circuit | 3 | 20 | 2019-03-20 | 343977 | Sus | N | UnknownCause¦Patrolfoundnothing¦¦
19-0039333 | Equipment Failure/Involved | Overhead | Transformer (OH) | Failed/Faulted | 2019 | Tier 2 - Elevated | Transformer only | 4 | 3 | 2019-04-03 | 352913 | Sus | N | EquipmentFailureInvolved¦Overhead¦Transformer(OH)¦FailedFaulted
19-0043870 | Unknown Cause | Patrol - found nothing |  |  | 2019 | Tier 2 - Elevated | Distribution Circuit | 4 | 18 | 2019-04-18 | 362844 | Sus | N | UnknownCause¦Patrolfoundnothing¦¦
19-0053696 | Vegetation | Tree - fell into line | Pole-Wood | Broken, wire on ground | 2019 | Tier 2 - Elevated | Distribution Circuit | 5 | 18 | 2019-05-18 | 384396 | Sus | Y | Vegetation¦Treefellintoline¦PoleWood¦Brokenwireonground
19-0054531 | Unknown Cause | Patrol - found nothing |  |  | 2019 | Tier 2 - Elevated | Distribution Circuit | 5 | 20 | 2019-05-20 | 386512 | Sus | Y | UnknownCause¦Patrolfoundnothing¦¦
19-0055481 | Equipment Failure/Involved | Overhead | Transformer (OH) | Broken | 2019 | Tier 2 - Elevated | Distribution Circuit | 5 | 22 | 2019-05-22 | 388180 | Sus | Y | EquipmentFailureInvolved¦Overhead¦Transformer(OH)¦Broken
19-0058486 | Equipment Failure/Involved | Overhead | Jumper | Bent or Twisted | 2019 | Tier 2 - Elevated | Distribution Circuit | 5 | 28 | 2019-05-28 | 391816 | Sus | Y | EquipmentFailureInvolved¦Overhead¦Jumper¦BentorTwisted
19-0061891 | 3rd Party | Customer Equipment | Pole-Wood | Deteriorated | 2019 | Tier 2 - Elevated | Distribution Circuit | 6 | 3 | 2019-06-03 | 396488 | Sus | Y | 3rdParty¦CustomerEquipment¦PoleWood¦Deteriorated
19-0063113 | Company Initiated | Personnel, company | Crossarm, Wood | Broken | 2019 | Tier 3 - Extreme | Distribution Circuit | 6 | 5 | 2019-06-05 | 398379 | Sus | Y | CompanyInitiated¦Personnelcompany¦CrossarmWood¦Broken
19-0065176 | Equipment Failure/Involved | Overhead | Jumper | Broken | 2019 | Tier 3 - Extreme | Distribution Circuit | 6 | 10 | 2019-06-10 | 403330 | Sus | Y | EquipmentFailureInvolved¦Overhead¦Jumper¦Broken
19-0067984 | Equipment Failure/Involved | Overhead | Transformer (OH) | Broken | 2019 | Tier 3 - Extreme | Distribution Circuit | 6 | 15 | 2019-06-15 | 412986 | Sus | Y | EquipmentFailureInvolved¦Overhead¦Transformer(OH)¦Broken
19-0078588 | Equipment Failure/Involved | Overhead | Conductor, Overhead | Broken | 2019 | Tier 3 - Extreme | Distribution Circuit | 7 | 17 | 2019-07-17 | 456961 | Sus | Y | EquipmentFailureInvolved¦Overhead¦ConductorOverhead¦Broken
19-0079417 | Unknown Cause | Patrol - found nothing |  |  | 2019 | Tier 2 - Elevated | Distribution Circuit | 7 | 20 | 2019-07-20 | 462498 | Sus | Y | UnknownCause¦Patrolfoundnothing¦¦
19-0084850 | Equipment Failure/Involved | Overhead | Transformer | Failed/Faulted | 2019 | Tier 2 - Elevated | Transformer only | 8 | 6 | 2019-08-06 | 487034 | Sus | Y | EquipmentFailureInvolved¦Overhead¦Transformer¦FailedFaulted
19-0085842 | 3rd Party | Customer Equipment | Pole-Wood | Broken | 2019 | Tier 2 - Elevated | Distribution Circuit | 8 | 8 | 2019-08-08 | 494455 | Sus | Y | 3rdParty¦CustomerEquipment¦PoleWood¦Broken
19-0094437 | Unknown Cause | Patrol - found nothing |  |  | 2019 | Tier 2 - Elevated | Distribution Circuit | 9 | 1 | 2019-09-01 | 550377 | Sus | Y | UnknownCause¦Patrolfoundnothing¦¦
19-0107830 | Company Initiated | Improper Construction | Switch (OH) | Arcing | 2019 | Tier 2 - Elevated | Distribution Circuit | 10 | 5 | 2019-10-05 | 643983 | Sus | Y | CompanyInitiated¦ImproperConstruction¦Switch(OH)¦Arcing
19-0107830 | Company Initiated | Improper Construction | Switch (OH) | Arcing | 2019 | Tier 2 - Elevated | Distribution Circuit | 10 | 5 | 2019-10-05 | 643983 | Sus | Y | CompanyInitiated¦ImproperConstruction¦Switch(OH)¦Arcing
19-0108230 | Equipment Failure/Involved | Overhead | Secondary | Bent or Twisted | 2019 | Tier 2 - Elevated | Transformer only | 10 | 7 | 2019-10-07 | 646017 | Sus | Y | EquipmentFailureInvolved¦Overhead¦Secondary¦BentorTwisted
19-0108865 | Animal | Bird found | Fuse | Failed/Faulted | 2019 | Tier 3 - Extreme | Distribution Circuit | 10 | 8 | 2019-10-08 | 647547 | Sus | Y | Animal¦Birdfound¦Fuse¦FailedFaulted
19-0109965 | Wildfire Mitigation | Public Safety Power Shut-off | Conductor, Overhead | Normal | 2019 | Tier 3 - Extreme | Distribution Circuit | 10 | 10 | 2019-10-10 | 653936 | Sus | Y | WildfireMitigation¦PublicSafetyPowerShutoff¦ConductorOverhead¦Normal
19-0112050 | Unknown Cause | Patrol - found nothing |  |  | 2019 | Tier 2 - Elevated | Distribution Circuit | 10 | 15 | 2019-10-15 | 659805 | Sus | Y | UnknownCause¦Patrolfoundnothing¦¦
19-0119494 | Equipment Failure/Involved | Overhead | Transformer (OH) | Failed/Faulted | 2019 | Tier 3 - Extreme | Transformer only | 10 | 31 | 2019-10-31 | 696535 | Sus | Y | EquipmentFailureInvolved¦Overhead¦Transformer(OH)¦FailedFaulted
19-0119927 | Vegetation | Tree - branch fell on line | Conductor, Overhead | Normal | 2019 | Tier 3 - Extreme | Distribution Circuit | 11 | 1 | 2019-11-01 | 697420 | Sus | Y | Vegetation¦Treebranchfellonline¦ConductorOverhead¦Normal
19-0122177 | Unknown Cause | Patrol - found nothing |  |  | 2019 | Tier 2 - Elevated | Distribution Circuit | 11 | 6 | 2019-11-06 | 701199 | Sus | Y | UnknownCause¦Patrolfoundnothing¦¦
19-0127041 | Vegetation | Tree - branch fell on line | Recloser | Normal | 2019 | Tier 2 - Elevated | Distribution Circuit | 11 | 20 | 2019-11-20 | 711884 | Sus | Y | Vegetation¦Treebranchfellonline¦Recloser¦Normal
19-0129163 | Equipment Failure/Involved | Overhead | Insulator | Broken | 2019 | Tier 2 - Elevated | Distribution Circuit | 11 | 26 | 2019-11-26 | 715380 | Sus | Y | EquipmentFailureInvolved¦Overhead¦Insulator¦Broken
19-0129273 | Vegetation | Tree - branch fell on line | Conductor, Overhead | Normal | 2019 | Tier 2 - Elevated | Distribution Circuit | 11 | 26 | 2019-11-26 | 716153 | Sus | Y | Vegetation¦Treebranchfellonline¦ConductorOverhead¦Normal
19-0130925 | Unknown Cause | Patrol - found nothing |  |  | 2019 | Tier 2 - Elevated | Distribution Circuit | 11 | 28 | 2019-11-28 | 723093 | Sus | Y | UnknownCause¦Patrolfoundnothing¦¦
19-0131096 | Vegetation | Tree - branch fell on line | Conductor, Overhead | Broken, wire on ground | 2019 | Tier 3 - Extreme | Distribution Circuit | 11 | 29 | 2019-11-29 | 723642 | Sus | Y | Vegetation¦Treebranchfellonline¦ConductorOverhead¦Brokenwireonground
19-0131963 | Equipment Failure/Involved | Overhead | Transformer | Burned/flashed | 2019 | Tier 2 - Elevated | Transformer only | 12 | 1 | 2019-12-01 | 725976 | Sus | N | EquipmentFailureInvolved¦Overhead¦Transformer¦Burnedflashed
19-0132152 | Vegetation | Tree - fell into line | Conductor, Overhead | Broken, wire on ground | 2019 | Tier 2 - Elevated | Distribution Circuit | 12 | 2 | 2019-12-02 | 726939 | Sus | N | Vegetation¦Treefellintoline¦ConductorOverhead¦Brokenwireonground
19-0137304 | Unknown Cause | Patrol - found nothing |  |  | 2019 | Tier 3 - Extreme | Distribution Circuit | 12 | 20 | 2019-12-20 | 746924 | Sus | N | UnknownCause¦Patrolfoundnothing¦¦
20-0011301 | Vegetation | Tree - branch fell on line | Conductor, Overhead | Normal | 2020 | Tier 2 - Elevated | Distribution Circuit | 1 | 19 | 2020-01-19 | 766244 | Sus | N | Vegetation¦Treebranchfellonline¦ConductorOverhead¦Normal
20-0012048 | 3rd Party | Vehicle | Pole-Wood | Broken | 2020 | Tier 2 - Elevated | Distribution Circuit | 1 | 21 | 2020-01-21 | 767603 | Sus | N | 3rdParty¦Vehicle¦PoleWood¦Broken
20-0013978 | Vegetation | Tree - branch fell on line | Conductor, Overhead | Normal | 2020 | Tier 2 - Elevated | Distribution Circuit | 1 | 27 | 2020-01-27 | 770892 | Sus | N | Vegetation¦Treebranchfellonline¦ConductorOverhead¦Normal
20-0016340 | 3rd Party | Vehicle | Pole-Wood | Broken, wire on ground | 2020 | Tier 2 - Elevated | Distribution Circuit | 2 | 2 | 2020-02-02 | 775876 | Sus | N | 3rdParty¦Vehicle¦PoleWood¦Brokenwireonground
20-0016374 | Unknown Cause | Patrol - not conducted |  |  | 2020 | Tier 2 - Elevated | Distribution Circuit | 2 | 2 | 2020-02-02 | 776009 | Sus | N | UnknownCause¦Patrolnotconducted¦¦
20-0019003 | Unknown Cause | Patrol - not conducted |  |  | 2020 | Tier 3 - Extreme | Distribution Circuit | 2 | 9 | 2020-02-09 | 781410 | Sus | N | UnknownCause¦Patrolnotconducted¦¦
20-0025046 | Vegetation | Tree - fell into line | Conductor, Overhead | Normal | 2020 | Tier 2 - Elevated | Distribution Circuit | 2 | 23 | 2020-02-23 | 801077 | Sus | N | Vegetation¦Treefellintoline¦ConductorOverhead¦Normal
20-0025127 | Equipment Failure/Involved | Overhead | Crossarm, Wood | Broken | 2020 | Tier 3 - Extreme | Distribution Circuit | 2 | 24 | 2020-02-24 | 801675 | Sus | N | EquipmentFailureInvolved¦Overhead¦CrossarmWood¦Broken
20-0026098 | Equipment Failure/Involved | Overhead | Crossarm, Wood | Deteriorated | 2020 | Tier 3 - Extreme | Distribution Circuit | 2 | 26 | 2020-02-26 | 812718 | Sus | N | EquipmentFailureInvolved¦Overhead¦CrossarmWood¦Deteriorated
20-0026580 | Equipment Failure/Involved | Overhead | Cutout, fuse holder | Failed/Faulted | 2020 | Tier 3 - Extreme | Distribution Circuit | 2 | 27 | 2020-02-27 | 815655 | Sus | N | EquipmentFailureInvolved¦Overhead¦Cutoutfuseholder¦FailedFaulted
20-0030528 | Vegetation | Tree - fell into line | Transformer | Broken, wire on ground | 2020 | Tier 2 - Elevated | Transformer only | 3 | 10 | 2020-03-10 | 842813 | Sus | N | Vegetation¦Treefellintoline¦Transformer¦Brokenwireonground
20-0032039 | Vegetation | Tree - branch fell on line | Conductor, Overhead | Normal | 2020 | Tier 3 - Extreme | Distribution Circuit | 3 | 14 | 2020-03-14 | 851111 | Sus | N | Vegetation¦Treebranchfellonline¦ConductorOverhead¦Normal
20-0032184 | Vegetation | Tree - fell into line | Conductor, Overhead | Together | 2020 | Tier 3 - Extreme | Distribution Circuit | 3 | 15 | 2020-03-15 | 851654 | Sus | N | Vegetation¦Treefellintoline¦ConductorOverhead¦Together
20-0032535 | Equipment Failure/Involved | Overhead | Transformer | Failed/Faulted | 2020 | Tier 2 - Elevated | Transformer only | 3 | 16 | 2020-03-16 | 853492 | Sus | N | EquipmentFailureInvolved¦Overhead¦Transformer¦FailedFaulted
20-0033248 | Vegetation | Tree - fell into line | Pole-Wood | Broken, wire on ground | 2020 | Tier 3 - Extreme | Distribution Circuit | 3 | 14 | 2020-03-14 | 856441 | Sus | N | Vegetation¦Treefellintoline¦PoleWood¦Brokenwireonground
20-0033496 | Vegetation | Tree - branch fell on line | Conductor, Overhead | Broken, wire on ground | 2020 | Tier 2 - Elevated | Distribution Circuit | 3 | 15 | 2020-03-15 | 856974 | Sus | N | Vegetation¦Treebranchfellonline¦ConductorOverhead¦Brokenwireonground
20-0035629 | Unknown Cause | Patrol - found nothing |  |  | 2020 | Tier 2 - Elevated | Distribution Circuit | 3 | 24 | 2020-03-24 | 863036 | Sus | N | UnknownCause¦Patrolfoundnothing¦¦
20-0035871 | Equipment Failure/Involved | Overhead | Insulator | Broken | 2020 | Tier 3 - Extreme | Distribution Circuit | 3 | 24 | 2020-03-24 | 863942 | Sus | N | EquipmentFailureInvolved¦Overhead¦Insulator¦Broken
20-0036875 | Equipment Failure/Involved | Overhead | Pole-Wood | Broken | 2020 | Tier 2 - Elevated | Distribution Circuit | 3 | 28 | 2020-03-28 | 868955 | Sus | N | EquipmentFailureInvolved¦Overhead¦PoleWood¦Broken
20-0040645 | Unknown Cause | Patrol - found nothing |  |  | 2020 | Tier 2 - Elevated | Distribution Circuit | 4 | 12 | 2020-04-12 | 894030 | Sus | N | UnknownCause¦Patrolfoundnothing¦¦
20-0050980 | Animal | Bird found | Conductor, Overhead | Normal | 2020 | Tier 2 - Elevated | Distribution Circuit | 5 | 17 | 2020-05-17 | 915056 | Sus | Y | Animal¦Birdfound¦ConductorOverhead¦Normal
20-0052707 | Unknown Cause | Patrol - found nothing |  |  | 2020 | Tier 2 - Elevated | Distribution Circuit | 5 | 20 | 2020-05-20 | 918716 | Sus | Y | UnknownCause¦Patrolfoundnothing¦¦
20-0053435 | Vegetation | Tree - fell into line | Conductor, Overhead | Normal | 2020 | Tier 2 - Elevated | Distribution Circuit | 5 | 22 | 2020-05-22 | 919691 | Sus | Y | Vegetation¦Treefellintoline¦ConductorOverhead¦Normal
20-0055897 | Vegetation | Tree - fell into line | Conductor, Overhead | Broken | 2020 | Tier 2 - Elevated | Distribution Circuit | 5 | 30 | 2020-05-30 | 926184 | Sus | Y | Vegetation¦Treefellintoline¦ConductorOverhead¦Broken
20-0061564 | Vegetation | Tree - branch fell on line | Conductor, Overhead | Together | 2020 | Tier 3 - Extreme | Distribution Circuit | 6 | 15 | 2020-06-15 | 939754 | Sus | Y | Vegetation¦Treebranchfellonline¦ConductorOverhead¦Together
20-0067175 | Animal | Bird found | Cutout, fuse holder | Broken | 2020 | Tier 3 - Extreme | Transformer only | 7 | 1 | 2020-07-01 | 955529 | Sus | Y | Animal¦Birdfound¦Cutoutfuseholder¦Broken
20-0070253 | Environmental/External | Fire, Forest/Grass | Pole-Wood | Burned/flashed | 2020 | Tier 2 - Elevated | Distribution Circuit | 7 | 9 | 2020-07-09 | 961138 | Sus | Y | EnvironmentalExternal¦FireForestGrass¦PoleWood¦Burnedflashed
20-0073398 | Unknown Cause | Patrol - found nothing |  |  | 2020 | Tier 2 - Elevated | Distribution Circuit | 7 | 19 | 2020-07-19 | 967570 | Sus | Y | UnknownCause¦Patrolfoundnothing¦¦
20-0075566 | Equipment Failure/Involved | Overhead | Crossarm, Wood | Broken | 2020 | Tier 3 - Extreme | Distribution Circuit | 7 | 24 | 2020-07-24 | 971111 | Sus | Y | EquipmentFailureInvolved¦Overhead¦CrossarmWood¦Broken
20-0077019 | Equipment Failure/Involved | Overhead | Transformer (OH) | Deteriorated | 2020 | Tier 2 - Elevated | Transformer only | 7 | 28 | 2020-07-28 | 973360 | Sus | Y | EquipmentFailureInvolved¦Overhead¦Transformer(OH)¦Deteriorated
20-0077713 | Equipment Failure/Involved | Underground | Conductor, Underground | Broken | 2020 | Tier 2 - Elevated | Distribution Circuit | 7 | 30 | 2020-07-30 | 975023 | Sus | Y | EquipmentFailureInvolved¦Underground¦ConductorUnderground¦Broken
20-0085876 | Environmental/External | Lightning | Transformer (OH) | Broken | 2020 | Tier 3 - Extreme | Distribution Circuit | 8 | 17 | 2020-08-17 | 1016348 | Sus | Y | EnvironmentalExternal¦Lightning¦Transformer(OH)¦Broken
20-0089165 | Animal | Squirrel | Transformer (OH) | Burned/flashed | 2020 | Tier 3 - Extreme | Distribution Circuit | 8 | 24 | 2020-08-24 | 1028096 | Sus | Y | Animal¦Squirrel¦Transformer(OH)¦Burnedflashed
20-0090320 | Environmental/External | Fire, Forest/Grass | Pole-Wood | Burned/flashed | 2020 | Tier 3 - Extreme | Distribution Circuit | 8 | 19 | 2020-08-19 | 1033059 | Sus | Y | EnvironmentalExternal¦FireForestGrass¦PoleWood¦Burnedflashed
20-0090986 | Animal | Squirrel | Transformer (OH) | Normal | 2020 | Tier 2 - Elevated | Distribution Circuit | 8 | 28 | 2020-08-28 | 1035814 | Sus | Y | Animal¦Squirrel¦Transformer(OH)¦Normal
20-0091330 | Environmental/External | Fire, Forest/Grass | Pole-Wood | Burned/flashed | 2020 | Tier 2 - Elevated | Distribution Circuit | 8 | 18 | 2020-08-18 | 1040796 | Sus | Y | EnvironmentalExternal¦FireForestGrass¦PoleWood¦Burnedflashed
20-0092227 | Environmental/External | Fire, Forest/Grass | Conductor, Overhead | Normal | 2020 | Tier 3 - Extreme | Distribution Circuit | 8 | 19 | 2020-08-19 | 1046414 | Sus | Y | EnvironmentalExternal¦FireForestGrass¦ConductorOverhead¦Normal
20-0094449 | Unknown Cause | Patrol - found nothing |  |  | 2020 | Tier 3 - Extreme | Distribution Circuit | 9 | 7 | 2020-09-07 | 1058947 | Sus | Y | UnknownCause¦Patrolfoundnothing¦¦
20-0094773 | Company Initiated | Construction Activity/equip, company | Generator | Broken | 2020 | Tier 3 - Extreme | Distribution Circuit | 9 | 8 | 2020-09-08 | 1060595 | Sus | Y | CompanyInitiated¦ConstructionActivityequipcompany¦Generator¦Broken
20-0100074 | Environmental/External | Fire, Forest/Grass | Conductor, Overhead | Burned/flashed | 2020 | Tier 3 - Extreme | Distribution Circuit | 9 | 7 | 2020-09-07 | 1087079 | Sus | Y | EnvironmentalExternal¦FireForestGrass¦ConductorOverhead¦Burnedflashed
20-0100229 | Environmental/External | Fire, Forest/Grass | Conductor, Overhead | Burned/flashed | 2020 | Tier 3 - Extreme | Distribution Circuit | 9 | 7 | 2020-09-07 | 1088053 | Sus | Y | EnvironmentalExternal¦FireForestGrass¦ConductorOverhead¦Burnedflashed
20-0102571 | Unknown Cause | Patrol - not conducted |  |  | 2020 | Tier 3 - Extreme | Transformer only | 9 | 28 | 2020-09-28 | 1096875 | Sus | Y | UnknownCause¦Patrolnotconducted¦¦
20-0104264 | 3rd Party | Vehicle | Pole-Wood | Broken, wire on ground | 2020 | Tier 3 - Extreme | Distribution Circuit | 10 | 2 | 2020-10-02 | 1106034 | Sus | Y | 3rdParty¦Vehicle¦PoleWood¦Brokenwireonground
20-0104439 | 3rd Party | Vehicle | Pole-Wood | Broken | 2020 | Tier 2 - Elevated | Distribution Circuit | 10 | 2 | 2020-10-02 | 1107254 | Sus | Y | 3rdParty¦Vehicle¦PoleWood¦Broken
20-0106814 | Equipment Failure/Involved | Overhead | Service conductor | Broken | 2020 | Tier 2 - Elevated | Transformer only | 10 | 9 | 2020-10-09 | 1114216 | Sus | Y | EquipmentFailureInvolved¦Overhead¦Serviceconductor¦Broken
20-0107235 | Equipment Failure/Involved | Overhead | Connector or Splice (OH) | Deteriorated | 2020 | Tier 3 - Extreme | Distribution Circuit | 10 | 10 | 2020-10-10 | 1114765 | Sus | Y | EquipmentFailureInvolved¦Overhead¦ConnectororSplice(OH)¦Deteriorated
20-0108109 | Wildfire Mitigation | Public Safety Power Shut-off | Conductor, Overhead | Normal | 2020 | Tier 3 - Extreme | Distribution Circuit | 10 | 14 | 2020-10-14 | 1117754 | Sus | Y | WildfireMitigation¦PublicSafetyPowerShutoff¦ConductorOverhead¦Normal
20-0108499 | Wildfire Mitigation | Public Safety Power Shut-off | Conductor, Overhead | Normal | 2020 | Tier 3 - Extreme | Distribution Circuit | 10 | 14 | 2020-10-14 | 1117987 | Sus | Y | WildfireMitigation¦PublicSafetyPowerShutoff¦ConductorOverhead¦Normal
20-0109887 | Equipment Failure/Involved | Overhead | Jumper | Burned Open | 2020 | Tier 3 - Extreme | Distribution Circuit | 10 | 16 | 2020-10-16 | 1119623 | Sus | Y | EquipmentFailureInvolved¦Overhead¦Jumper¦BurnedOpen
20-0110579 | Equipment Failure/Involved | Overhead | Generator | Malfunctioning | 2020 | Tier 3 - Extreme | Distribution Circuit | 10 | 20 | 2020-10-20 | 1121264 | Sus | Y | EquipmentFailureInvolved¦Overhead¦Generator¦Malfunctioning
20-0112433 | Environmental/External | Fire, Forest/Grass | Transformer | Burned/flashed | 2020 | Tier 3 - Extreme | Transformer only | 9 | 27 | 2020-09-27 | 1124249 | Sus | Y | EnvironmentalExternal¦FireForestGrass¦Transformer¦Burnedflashed
20-0114130 | Equipment Failure/Involved | Underground | Conductor, Underground | Broken | 2020 | Tier 2 - Elevated | Distribution Circuit | 10 | 27 | 2020-10-27 | 1130410 | Sus | Y | EquipmentFailureInvolved¦Underground¦ConductorUnderground¦Broken
20-0114598 | Vegetation | Tree - fell into line | Conductor, Overhead | Normal | 2020 | Tier 2 - Elevated | Distribution Circuit | 10 | 28 | 2020-10-28 | 1131124 | Sus | Y | Vegetation¦Treefellintoline¦ConductorOverhead¦Normal
20-0114703 | Equipment Failure/Involved | Overhead | Transformer | Failed/Faulted | 2020 | Tier 2 - Elevated | Transformer only | 10 | 29 | 2020-10-29 | 1131210 | Sus | Y | EquipmentFailureInvolved¦Overhead¦Transformer¦FailedFaulted
20-0114871 | Vegetation | Tree - fell into line | Conductor, Overhead | Broken | 2020 | Tier 3 - Extreme | Distribution Circuit | 10 | 29 | 2020-10-29 | 1131555 | Sus | Y | Vegetation¦Treefellintoline¦ConductorOverhead¦Broken
20-0116324 | Unknown Cause | Patrol - found nothing |  |  | 2020 | Tier 2 - Elevated | Distribution Circuit | 11 | 3 | 2020-11-03 | 1134865 | Sus | Y | UnknownCause¦Patrolfoundnothing¦¦
20-0128552 | Vegetation | Tree - grew into line | Secondary | Arcing | 2020 | Tier 2 - Elevated | Transformer only | 12 | 7 | 2020-12-07 | 1168568 | Sus | N | Vegetation¦Treegrewintoline¦Secondary¦Arcing
20-0131218 | Unknown Cause | Patrol - found nothing |  |  | 2020 | Tier 2 - Elevated | Distribution Circuit | 12 | 19 | 2020-12-19 | 1195726 | Sus | N | UnknownCause¦Patrolfoundnothing¦¦
21-0009854 | Vegetation | Tree - branch fell on line | Conductor, Overhead | Broken, wire on ground | 2021 | Tier 2 - Elevated | Distribution Circuit | 1 | 18 | 2021-01-18 | 1212926 | Sus | N | Vegetation¦Treebranchfellonline¦ConductorOverhead¦Brokenwireonground
21-0009946 | Unknown Cause | Patrol - found nothing |  |  | 2021 | Tier 2 - Elevated | Distribution Circuit | 1 | 19 | 2021-01-19 | 1213587 | Sus | N | UnknownCause¦Patrolfoundnothing¦¦
21-0010324 | Vegetation | Tree - branch fell on line | Conductor, Overhead | Normal | 2021 | Tier 3 - Extreme | Distribution Circuit | 1 | 19 | 2021-01-19 | 1214096 | Sus | N | Vegetation¦Treebranchfellonline¦ConductorOverhead¦Normal
21-0010425 | Company Initiated | Improper Construction | Conductor, Overhead | Broken, wire on ground | 2021 | Tier 3 - Extreme | Distribution Circuit | 1 | 19 | 2021-01-19 | 1215170 | Sus | N | CompanyInitiated¦ImproperConstruction¦ConductorOverhead¦Brokenwireonground
21-0012598 | Vegetation | Tree - branch fell on line | Conductor, Overhead | Broken, wire on ground | 2021 | Tier 3 - Extreme | Distribution Circuit | 1 | 21 | 2021-01-21 | 1220349 | Sus | N | Vegetation¦Treebranchfellonline¦ConductorOverhead¦Brokenwireonground
21-0013441 | Equipment Failure/Involved | Overhead | Transformer (OH) | Failed/Faulted | 2021 | Tier 3 - Extreme | Transformer only | 1 | 24 | 2021-01-24 | 1222361 | Sus | N | EquipmentFailureInvolved¦Overhead¦Transformer(OH)¦FailedFaulted
21-0016298 | Equipment Failure/Involved | Overhead | Pole-Wood | Broken | 2021 | Tier 2 - Elevated | Distribution Circuit | 1 | 26 | 2021-01-26 | 1233506 | Sus | N | EquipmentFailureInvolved¦Overhead¦PoleWood¦Broken
21-0016447 | Unknown Cause | Patrol - found nothing |  |  | 2021 | Tier 2 - Elevated | Distribution Circuit | 1 | 27 | 2021-01-27 | 1234509 | Sus | N | UnknownCause¦Patrolfoundnothing¦¦
21-0020076 | Vegetation | Tree - fell into line | Conductor, Overhead | Broken, wire on ground | 2021 | Tier 2 - Elevated | Distribution Circuit | 1 | 31 | 2021-01-31 | 1244062 | Sus | N | Vegetation¦Treefellintoline¦ConductorOverhead¦Brokenwireonground
21-0021582 | Equipment Failure/Involved | Overhead | Woodpin | Broken | 2021 | Tier 3 - Extreme | Transformer only | 2 | 3 | 2021-02-03 | 1247524 | Sus | N | EquipmentFailureInvolved¦Overhead¦Woodpin¦Broken
21-0032873 | Unknown Cause | Patrol - found nothing |  |  | 2021 | Tier 2 - Elevated | Distribution Circuit | 3 | 5 | 2021-03-05 | 1270545 | Sus | N | UnknownCause¦Patrolfoundnothing¦¦
21-0041668 | Unknown Cause | Patrol - found nothing |  |  | 2021 | Tier 2 - Elevated | Distribution Circuit | 3 | 26 | 2021-03-26 | 1300006 | Sus | N | UnknownCause¦Patrolfoundnothing¦¦
21-0044658 | Vegetation | Tree - fell into line | Conductor, Overhead | Normal | 2021 | Tier 2 - Elevated | Distribution Circuit | 4 | 5 | 2021-04-05 | 1306813 | Sus | N | Vegetation¦Treefellintoline¦ConductorOverhead¦Normal
21-0053099 | Unknown Cause | Patrol - found nothing |  |  | 2021 | Tier 3 - Extreme | Distribution Circuit | 4 | 26 | 2021-04-26 | 1333897 | Sus | N | UnknownCause¦Patrolfoundnothing¦¦
21-0058770 | Equipment Failure/Involved | Overhead | Pole-Wood | Broken | 2021 | Tier 2 - Elevated | Distribution Circuit | 5 | 7 | 2021-05-07 | 1343665 | Sus | Y | EquipmentFailureInvolved¦Overhead¦PoleWood¦Broken
21-0059018 | 3rd Party | Tree - cutting, 3rd party | Conductor, Overhead | On Ground | 2021 | Tier 3 - Extreme | Distribution Circuit | 5 | 9 | 2021-05-09 | 1344471 | Sus | Y | 3rdParty¦Treecutting3rdparty¦ConductorOverhead¦OnGround
21-0064800 | Equipment Failure/Involved | Overhead | Connector or Splice (OH) | Broken, wire on ground | 2021 | Tier 2 - Elevated | Distribution Circuit | 5 | 22 | 2021-05-22 | 1356641 | Sus | Y | EquipmentFailureInvolved¦Overhead¦ConnectororSplice(OH)¦Brokenwireonground
21-0065459 | Vegetation | Tree - fell into line | Conductor, Overhead | Broken, wire on ground | 2021 | Tier 2 - Elevated | Distribution Circuit | 5 | 24 | 2021-05-24 | 1357924 | Sus | Y | Vegetation¦Treefellintoline¦ConductorOverhead¦Brokenwireonground
21-0066761 | Animal | Squirrel | Conductor, Overhead | Normal | 2021 | Tier 2 - Elevated | Distribution Circuit | 5 | 27 | 2021-05-27 | 1359675 | Sus | Y | Animal¦Squirrel¦ConductorOverhead¦Normal
21-0072925 | Animal | Bird found | Conductor, Overhead | Normal | 2021 | Tier 2 - Elevated | Distribution Circuit | 6 | 10 | 2021-06-10 | 1370485 | Sus | Y | Animal¦Birdfound¦ConductorOverhead¦Normal
21-0072942 | Vegetation | Tree - fell into line | Conductor, Overhead | Bent or Twisted | 2021 | Tier 2 - Elevated | Distribution Circuit | 6 | 10 | 2021-06-10 | 1370532 | Sus | Y | Vegetation¦Treefellintoline¦ConductorOverhead¦BentorTwisted
21-0073434 | Equipment Failure/Involved | Overhead | Pole-Wood | Broken | 2021 | Tier 2 - Elevated | Transformer only | 6 | 12 | 2021-06-12 | 1371435 | Sus | Y | EquipmentFailureInvolved¦Overhead¦PoleWood¦Broken
21-0082934 | Equipment Failure/Involved | Overhead | Conductor, Overhead | Broken, wire on ground | 2021 | Tier 3 - Extreme | Distribution Circuit | 6 | 30 | 2021-06-30 | 1389304 | Sus | Y | EquipmentFailureInvolved¦Overhead¦ConductorOverhead¦Brokenwireonground
21-0086743 | Environmental/External | Earthquake | Conductor, Overhead | Broken, wire on ground | 2021 | Tier 2 - Elevated | Distribution Circuit | 7 | 8 | 2021-07-08 | 1394869 | Sus | Y | EnvironmentalExternal¦Earthquake¦ConductorOverhead¦Brokenwireonground
21-0108032 | 3rd Party | Fire, house or bldg. | Secondary | Burned Open | 2021 | Tier 3 - Extreme | Transformer only | 8 | 22 | 2021-08-22 | 1450340 | Sus | Y | 3rdParty¦Firehouseorbldg¦Secondary¦BurnedOpen
21-0110757 | Animal | Squirrel | Fuse | Normal | 2021 | Tier 2 - Elevated | Distribution Circuit | 8 | 29 | 2021-08-29 | 1457369 | Sus | Y | Animal¦Squirrel¦Fuse¦Normal
21-0113130 | Vegetation | Tree - fell into line | Conductor, Overhead | Broken, wire on ground | 2021 | Tier 3 - Extreme | Distribution Circuit | 9 | 3 | 2021-09-03 | 1461358 | Sus | Y | Vegetation¦Treefellintoline¦ConductorOverhead¦Brokenwireonground
21-0114923 | Unknown Cause | Patrol - found nothing |  |  | 2021 | Tier 3 - Extreme | Transformer only | 9 | 8 | 2021-09-08 | 1464586 | Sus | Y | UnknownCause¦Patrolfoundnothing¦¦
21-0121823 | Equipment Failure/Involved | Overhead | Capacitor | Failed/Faulted | 2021 | Tier 2 - Elevated | Distribution Circuit | 9 | 24 | 2021-09-24 | 1479231 | Sus | Y | EquipmentFailureInvolved¦Overhead¦Capacitor¦FailedFaulted
21-0138859 | Unknown Cause | Patrol - found nothing |  |  | 2021 | Tier 2 - Elevated | Distribution Circuit | 10 | 26 | 2021-10-26 | 1522369 | Sus | Y | UnknownCause¦Patrolfoundnothing¦¦
21-0149176 | Unknown Cause | Patrol - found nothing |  |  | 2021 | Tier 2 - Elevated | Distribution Circuit | 11 | 21 | 2021-11-21 | 1552407 | Sus | Y | UnknownCause¦Patrolfoundnothing¦¦
21-0157044 | Vegetation | Tree - bark fell into line | Conductor, Overhead | Broken, wire on ground | 2021 | Tier 2 - Elevated | Distribution Circuit | 12 | 13 | 2021-12-13 | 1566246 | Sus | N | Vegetation¦Treebarkfellintoline¦ConductorOverhead¦Brokenwireonground
21-0157200 | Vegetation | Tree - fell into line | Conductor, Overhead | Normal | 2021 | Tier 2 - Elevated | Distribution Circuit | 12 | 13 | 2021-12-13 | 1566719 | Sus | N | Vegetation¦Treefellintoline¦ConductorOverhead¦Normal
21-0158849 | Equipment Failure/Involved | Overhead | Secondary | Broken | 2021 | Tier 2 - Elevated | Distribution Circuit | 12 | 16 | 2021-12-16 | 1574543 | Sus | N | EquipmentFailureInvolved¦Overhead¦Secondary¦Broken
21-0158890 | Vegetation | Tree - fell into line | Conductor, Overhead | Broken | 2021 | Tier 2 - Elevated | Distribution Circuit | 12 | 16 | 2021-12-16 | 1574762 | Sus | N | Vegetation¦Treefellintoline¦ConductorOverhead¦Broken
21-0159325 | Unknown Cause | Patrol - found nothing |  |  | 2021 | Tier 2 - Elevated | Distribution Circuit | 12 | 16 | 2021-12-16 | 1575161 | Sus | N | UnknownCause¦Patrolfoundnothing¦¦
21-0161406 | Equipment Failure/Involved | Overhead | Pole-Wood | Broken | 2021 | Tier 2 - Elevated | Distribution Circuit | 12 | 27 | 2021-12-27 | 1585747 | Sus | N | EquipmentFailureInvolved¦Overhead¦PoleWood¦Broken
22-0005336 | Environmental/External | Ice or snow | Fuse | Normal | 2022 | Tier 2 - Elevated | Transformer only | 1 | 2 | 2022-01-02 | 1592733 | Sus | N | EnvironmentalExternal¦Iceorsnow¦Fuse¦Normal
22-0005751 | Environmental/External | Ice or snow | Conductor, Overhead | Broken, wire on ground | 2021 | Tier 3 - Extreme | Distribution Circuit | 12 | 27 | 2021-12-27 | 1594279 | Sus | N | EnvironmentalExternal¦Iceorsnow¦ConductorOverhead¦Brokenwireonground
22-0005781 | Vegetation | Tree - fell into line | Pole-Wood | Broken, wire on ground | 2022 | Tier 2 - Elevated | Distribution Circuit | 1 | 3 | 2022-01-03 | 1593924 | Sus | N | Vegetation¦Treefellintoline¦PoleWood¦Brokenwireonground
22-0013164 | Animal | Squirrel | Conductor, Overhead | Normal | 2022 | Tier 2 - Elevated | Distribution Circuit | 1 | 23 | 2022-01-23 | 1609848 | Sus | N | Animal¦Squirrel¦ConductorOverhead¦Normal
22-0022801 | Unknown Cause | Patrol - found nothing |  |  | 2022 | Tier 2 - Elevated | Distribution Circuit | 2 | 16 | 2022-02-16 | 1628392 | Sus | N | UnknownCause¦Patrolfoundnothing¦¦
22-0030390 | Unknown Cause | Patrol - found nothing |  |  | 2022 | Tier 2 - Elevated | Transformer only | 3 | 5 | 2022-03-05 | 1643214 | Sus | N | UnknownCause¦Patrolfoundnothing¦¦
22-0030750 | Unknown Cause | Patrol - found nothing |  |  | 2022 | Tier 3 - Extreme | Distribution Circuit | 3 | 7 | 2022-03-07 | 1643731 | Sus | N | UnknownCause¦Patrolfoundnothing¦¦
22-0036026 | 3rd Party | Fire, house or bldg. | Transformer (OH) | Failed/Faulted | 2022 | Tier 2 - Elevated | Distribution Circuit | 3 | 19 | 2022-03-19 | 1651774 | Sus | N | 3rdParty¦Firehouseorbldg¦Transformer(OH)¦FailedFaulted
22-0039117 | Unknown Cause | Patrol - found nothing |  |  | 2022 | Tier 3 - Extreme | Distribution Circuit | 3 | 27 | 2022-03-27 | 1657291 | Sus | N | UnknownCause¦Patrolfoundnothing¦¦
22-0040188 | Vegetation | Tree - fell into line | Conductor, Overhead | Normal | 2022 | Tier 2 - Elevated | Distribution Circuit | 3 | 29 | 2022-03-29 | 1659030 | Sus | N | Vegetation¦Treefellintoline¦ConductorOverhead¦Normal
22-0057051 | Unknown Cause | Patrol - found nothing |  |  | 2022 | Tier 2 - Elevated | Distribution Circuit | 5 | 2 | 2022-05-02 | 1686711 | Sus | Y | UnknownCause¦Patrolfoundnothing¦¦
22-0060434 | Unknown Cause | Patrol - found nothing |  |  | 2022 | Tier 3 - Extreme | Distribution Circuit | 5 | 10 | 2022-05-10 | 1693366 | Sus | Y | UnknownCause¦Patrolfoundnothing¦¦
22-0067570 | Equipment Failure/Involved | Overhead | Insulator | Broken | 2022 | Tier 2 - Elevated | Distribution Circuit | 5 | 27 | 2022-05-27 | 1712603 | Sus | Y | EquipmentFailureInvolved¦Overhead¦Insulator¦Broken
22-0073329 | Equipment Failure/Involved | Overhead | Pole-Wood | Deteriorated | 2022 | Tier 2 - Elevated | Distribution Circuit | 6 | 11 | 2022-06-11 | 1729044 | Sus | Y | EquipmentFailureInvolved¦Overhead¦PoleWood¦Deteriorated
22-0074738 | Equipment Failure/Involved | Overhead | Transformer (OH) | Broken | 2022 | Tier 3 - Extreme | Transformer only | 6 | 15 | 2022-06-15 | 1732313 | Sus | Y | EquipmentFailureInvolved¦Overhead¦Transformer(OH)¦Broken
22-0074920 | Animal | Squirrel | Conductor, Overhead | Normal | 2022 | Tier 3 - Extreme | Distribution Circuit | 6 | 16 | 2022-06-16 | 1732798 | Sus | Y | Animal¦Squirrel¦ConductorOverhead¦Normal
22-0086825 | Equipment Failure/Involved | Overhead | Cutout, fuse holder | Broken | 2022 | Tier 3 - Extreme | Transformer only | 7 | 18 | 2022-07-18 | 1759755 | Sus | Y | EquipmentFailureInvolved¦Overhead¦Cutoutfuseholder¦Broken
22-0091742 | Unknown Cause | Patrol - found nothing |  |  | 2022 | Tier 2 - Elevated | Distribution Circuit | 7 | 30 | 2022-07-30 | 1769224 | Sus | Y | UnknownCause¦Patrolfoundnothing¦¦
22-0095312 | Equipment Failure/Involved | Underground | Secondary | Deteriorated | 2022 | Tier 2 - Elevated | Transformer only | 8 | 9 | 2022-08-09 | 1776859 | Sus | Y | EquipmentFailureInvolved¦Underground¦Secondary¦Deteriorated
22-0097947 | Unknown Cause | Patrol - found nothing |  |  | 2022 | Tier 3 - Extreme | Distribution Circuit | 8 | 16 | 2022-08-16 | 1782075 | Sus | Y | UnknownCause¦Patrolfoundnothing¦¦
22-0100225 | 3rd Party | Customer Equipment | Conductor, Overhead | Normal | 2022 | Tier 2 - Elevated | Distribution Circuit | 8 | 21 | 2022-08-21 | 1786667 | Sus | Y | 3rdParty¦CustomerEquipment¦ConductorOverhead¦Normal
22-0105976 | Vegetation | Tree - fell into line | Conductor, Overhead | Broken, wire on ground | 2022 | Tier 2 - Elevated | Distribution Circuit | 9 | 5 | 2022-09-05 | 1800161 | Sus | Y | Vegetation¦Treefellintoline¦ConductorOverhead¦Brokenwireonground
22-0107421 | Animal | Bird found | Transformer (OH) | Normal | 2022 | Tier 2 - Elevated | Distribution Circuit | 9 | 7 | 2022-09-07 | 1804337 | Sus | Y | Animal¦Birdfound¦Transformer(OH)¦Normal
22-0108664 | Equipment Failure/Involved | Overhead | Fuse | Broken | 2022 | Tier 2 - Elevated | Transformer only | 9 | 9 | 2022-09-09 | 1807276 | Sus | Y | EquipmentFailureInvolved¦Overhead¦Fuse¦Broken
22-0108957 | Vegetation | Tree - fell into line | Conductor, Overhead | Broken, wire on ground | 2022 | Tier 3 - Extreme | Distribution Circuit | 9 | 11 | 2022-09-11 | 1808269 | Sus | Y | Vegetation¦Treefellintoline¦ConductorOverhead¦Brokenwireonground
22-0109866 | Vegetation | Tree - fell into line | Conductor, Overhead | Normal | 2022 | Tier 3 - Extreme | Distribution Circuit | 9 | 13 | 2022-09-13 | 1810476 | Sus | Y | Vegetation¦Treefellintoline¦ConductorOverhead¦Normal
22-0117293 | Vegetation | Tree - grew into line | Conductor, Overhead | Normal | 2022 | Tier 2 - Elevated | Transformer only | 10 | 3 | 2022-10-03 | 1826974 | Sus | Y | Vegetation¦Treegrewintoline¦ConductorOverhead¦Normal
22-0123458 | Company Initiated | Personnel, company | Fuse | Normal | 2022 | Tier 2 - Elevated | Distribution Circuit | 10 | 21 | 2022-10-21 | 1841875 | Sus | Y | CompanyInitiated¦Personnelcompany¦Fuse¦Normal
22-0124666 | Animal | Squirrel | Fuse | Normal | 2022 | Tier 2 - Elevated | Distribution Circuit | 10 | 25 | 2022-10-25 | 1845104 | Sus | Y | Animal¦Squirrel¦Fuse¦Normal
22-0126749 | Equipment Failure/Involved | Overhead | Transformer (OH) | Failed/Faulted | 2022 | Tier 2 - Elevated | Transformer only | 11 | 1 | 2022-11-01 | 1850377 | Sus | Y | EquipmentFailureInvolved¦Overhead¦Transformer(OH)¦FailedFaulted
22-0129246 | Vegetation | Tree - grew into line | Anchor or Guy | Bent or Twisted | 2022 | Tier 2 - Elevated | Transformer only | 11 | 8 | 2022-11-08 | 1857565 | Sus | Y | Vegetation¦Treegrewintoline¦AnchororGuy¦BentorTwisted
22-0134499 | Vegetation | Tree - branch fell on line | Conductor, Overhead | Broken, wire on ground | 2022 | Tier 3 - Extreme | Distribution Circuit | 11 | 28 | 2022-11-28 | 1870453 | Sus | Y | Vegetation¦Treebranchfellonline¦ConductorOverhead¦Brokenwireonground
22-0138660 | Unknown Cause | Patrol - not conducted |  |  | 2022 | Tier 2 - Elevated | Transmission line | 12 | 10 | 2022-12-10 | 1883674 | Sus | N | UnknownCause¦Patrolnotconducted¦¦
22-0141159 | Equipment Failure/Involved | Overhead | Transformer | Failed/Faulted | 2022 | Tier 2 - Elevated | Transformer only | 12 | 24 | 2022-12-24 | 1896640 | Sus | N | EquipmentFailureInvolved¦Overhead¦Transformer¦FailedFaulted
22-0141970 | Vegetation | Tree - fell into line | Conductor, Overhead | Broken, wire on ground | 2022 | Tier 2 - Elevated | Distribution Circuit | 12 | 27 | 2022-12-27 | 1900721 | Sus | N | Vegetation¦Treefellintoline¦ConductorOverhead¦Brokenwireonground
22-0142057 | Vegetation | Tree - fell into line | Conductor, Overhead | Broken, wire on ground | 2022 | Tier 3 - Extreme | Distribution Circuit | 12 | 29 | 2022-12-29 | 1901347 | Sus | N | Vegetation¦Treefellintoline¦ConductorOverhead¦Brokenwireonground
22-0142241 | Equipment Failure/Involved | Overhead | Transformer (OH) | Failed/Faulted | 2022 | Tier 3 - Extreme | Distribution Circuit | 12 | 30 | 2022-12-30 | 1902169 | Sus | N | EquipmentFailureInvolved¦Overhead¦Transformer(OH)¦FailedFaulted
22-0142812 | Vegetation | Tree - fell into line | Conductor, Overhead | Normal | 2022 | Tier 2 - Elevated | Distribution Circuit | 12 | 31 | 2022-12-31 | 1903417 | Sus | N | Vegetation¦Treefellintoline¦ConductorOverhead¦Normal
15-0011192 | Vegetation | Tree - branch fell on line | Conductor, Overhead | Malfunctioning | 2015 | Tier 2 - Elevated | Distribution Circuit | 2 | 7 | 2015-02-07 | 1181130 | Sus | N | Vegetation¦Treebranchfellonline¦ConductorOverhead¦Malfunctioning
15-0011675 | Vegetation | Tree - branch fell on line | Cutout, Fused, Distribution | Failed/Faulted | 2015 | Tier 2 - Elevated | Distribution Circuit | 2 | 8 | 2015-02-08 | 1183070 | Sus | N | Vegetation¦Treebranchfellonline¦CutoutFusedDistribution¦FailedFaulted
15-0022835 | 3rd Party | Vehicle | Pole-Wood | Broken, wire on ground | 2015 | Tier 2 - Elevated | Distribution Circuit | 3 | 30 | 2015-03-30 | 1209603 | Sus | N | 3rdParty¦Vehicle¦PoleWood¦Brokenwireonground
15-0025080 | Unknown Cause | Patrol - found nothing |  |  | 2015 | Tier 2 - Elevated | Distribution Circuit | 4 | 7 | 2015-04-07 | 1215281 | Sus | N | UnknownCause¦Patrolfoundnothing¦¦
15-0026078 | Vegetation | Tree - fell into line | Conductor, Overhead | Broken, wire on ground | 2015 | Tier 3 - Extreme | Distribution Circuit | 4 | 12 | 2015-04-12 | 1217866 | Sus | N | Vegetation¦Treefellintoline¦ConductorOverhead¦Brokenwireonground
15-0032561 | Environmental/External | Lightning | Fuse | Failed/Faulted | 2015 | Tier 3 - Extreme | Distribution Circuit | 5 | 7 | 2015-05-07 | 1230708 | Sus | Y | EnvironmentalExternal¦Lightning¦Fuse¦FailedFaulted
15-0032761 | Unknown Cause | Patrol - found nothing |  |  | 2015 | Tier 2 - Elevated | Distribution Circuit | 5 | 7 | 2015-05-07 | 1231219 | Sus | Y | UnknownCause¦Patrolfoundnothing¦¦
15-0034288 | Unknown Cause | Patrol - found nothing |  |  | 2015 | Tier 2 - Elevated | Distribution Circuit | 5 | 14 | 2015-05-14 | 1234802 | Sus | Y | UnknownCause¦Patrolfoundnothing¦¦
15-0040547 | Unknown Cause | Patrol - not conducted |  |  | 2015 | Tier 2 - Elevated | Distribution Circuit | 6 | 11 | 2015-06-11 | 1249152 | Sus | Y | UnknownCause¦Patrolnotconducted¦¦
15-0043965 | Vegetation | Tree - fell into line | Conductor, Overhead | Broken, wire on ground | 2015 | Tier 2 - Elevated | Distribution Circuit | 6 | 29 | 2015-06-29 | 1258495 | Sus | Y | Vegetation¦Treefellintoline¦ConductorOverhead¦Brokenwireonground
15-0045597 | Unknown Cause | Patrol - found nothing |  |  | 2015 | Tier 2 - Elevated | Transformer only | 7 | 5 | 2015-07-05 | 1263300 | Sus | Y | UnknownCause¦Patrolfoundnothing¦¦
15-0047005 | Environmental/External | Lightning | Transformer (OH) | Failed/Faulted | 2015 | Tier 3 - Extreme | Transformer only | 7 | 12 | 2015-07-12 | 1266871 | Sus | Y | EnvironmentalExternal¦Lightning¦Transformer(OH)¦FailedFaulted
15-0047260 | Unknown Cause | Patrol - found nothing |  |  | 2015 | Tier 2 - Elevated | Distribution Circuit | 7 | 14 | 2015-07-14 | 1267602 | Sus | Y | UnknownCause¦Patrolfoundnothing¦¦
15-0048487 | Environmental/External | Lightning | Fuse | Failed/Faulted | 2015 | Tier 2 - Elevated | Distribution Circuit | 7 | 18 | 2015-07-18 | 1271331 | Sus | Y | EnvironmentalExternal¦Lightning¦Fuse¦FailedFaulted
15-0048832 | Environmental/External | Lightning | Transformer | Failed/Faulted | 2015 | Tier 2 - Elevated | Distribution Circuit | 7 | 19 | 2015-07-19 | 1272996 | Sus | Y | EnvironmentalExternal¦Lightning¦Transformer¦FailedFaulted
15-0049271 | Environmental/External | Lightning | Transformer (OH) | Failed/Faulted | 2015 | Tier 2 - Elevated | Distribution Circuit | 7 | 19 | 2015-07-19 | 1274095 | Sus | Y | EnvironmentalExternal¦Lightning¦Transformer(OH)¦FailedFaulted
15-0049390 | Environmental/External | Lightning | Conductor, Overhead | Normal | 2015 | Tier 3 - Extreme | Distribution Circuit | 7 | 20 | 2015-07-20 | 1274317 | Sus | Y | EnvironmentalExternal¦Lightning¦ConductorOverhead¦Normal
15-0049896 | Environmental/External | Lightning | Transformer | Failed/Faulted | 2015 | Tier 2 - Elevated | Transformer only | 7 | 22 | 2015-07-22 | 1275404 | Sus | Y | EnvironmentalExternal¦Lightning¦Transformer¦FailedFaulted
15-0056839 | Animal | Squirrel |  | Failed/Faulted | 2015 | Tier 2 - Elevated | Transformer only | 8 | 23 | 2015-08-23 | 1293386 | Sus | Y | Animal¦Squirrel¦¦FailedFaulted
15-0059091 | Equipment Failure/Involved | Overhead | Other | Broken | 2015 | Tier 2 - Elevated | Transformer only | 9 | 3 | 2015-09-03 | 1299666 | Sus | Y | EquipmentFailureInvolved¦Overhead¦Other¦Broken
15-0059646 | Vegetation | Tree - fell into line | Conductor, Overhead | Broken, wire on ground | 2015 | Tier 2 - Elevated | Distribution Circuit | 9 | 7 | 2015-09-07 | 1301164 | Sus | Y | Vegetation¦Treefellintoline¦ConductorOverhead¦Brokenwireonground
15-0060574 | Vegetation | Tree - cutting, PG&E contractor | Conductor, Overhead | Broken, wire on ground | 2015 | Tier 2 - Elevated | Transmission line | 9 | 10 | 2015-09-10 | 1303570 | Sus | Y | Vegetation¦TreecuttingPG&Econtractor¦ConductorOverhead¦Brokenwireonground
15-0061351 | Vegetation | Tree - branch fell on line | Fuse | Failed/Faulted | 2015 | Tier 3 - Extreme | Distribution Circuit | 9 | 14 | 2015-09-14 | 1305708 | Sus | Y | Vegetation¦Treebranchfellonline¦Fuse¦FailedFaulted
15-0061774 | 3rd Party | Vehicle | Pole-Wood | Normal | 2015 | Tier 2 - Elevated | Distribution Circuit | 9 | 16 | 2015-09-16 | 1307026 | Sus | Y | 3rdParty¦Vehicle¦PoleWood¦Normal
15-0062008 | Environmental/External | Fire, Forest/Grass | Conductor, Overhead | Burned/flashed | 2015 | Tier 3 - Extreme | Distribution Circuit | 9 | 12 | 2015-09-12 | 1307800 | Sus | Y | EnvironmentalExternal¦FireForestGrass¦ConductorOverhead¦Burnedflashed
15-0062201 | Vegetation | Tree - branch fell on line | Conductor, Overhead | Together | 2015 | Tier 3 - Extreme | Distribution Circuit | 9 | 18 | 2015-09-18 | 1308329 | Sus | Y | Vegetation¦Treebranchfellonline¦ConductorOverhead¦Together
15-0066907 | Unknown Cause | Patrol - not conducted |  |  | 2015 | Tier 2 - Elevated | Distribution Circuit | 9 | 30 | 2015-09-30 | 1314358 | Sus | Y | UnknownCause¦Patrolnotconducted¦¦
15-0068452 | 3rd Party | Tree - cutting, 3rd party | Conductor, Overhead | Normal | 2015 | Tier 2 - Elevated | Distribution Circuit | 10 | 6 | 2015-10-06 | 1317949 | Sus | Y | 3rdParty¦Treecutting3rdparty¦ConductorOverhead¦Normal
15-0073703 | Equipment Failure/Involved | Overhead | Transformer | Failed/Faulted | 2015 | Tier 3 - Extreme | Transformer only | 10 | 27 | 2015-10-27 | 1330043 | Sus | Y | EquipmentFailureInvolved¦Overhead¦Transformer¦FailedFaulted
15-0074807 | Vegetation | Tree - branch fell on line | Conductor, Overhead | Broken, wire on ground | 2015 | Tier 3 - Extreme | Distribution Circuit | 11 | 2 | 2015-11-02 | 1333070 | Sus | Y | Vegetation¦Treebranchfellonline¦ConductorOverhead¦Brokenwireonground
15-0079403 | Equipment Failure/Involved | Overhead | Conductor, Overhead | Broken, wire on ground | 2015 | Tier 3 - Extreme | Distribution Circuit | 11 | 19 | 2015-11-19 | 1345622 | Sus | Y | EquipmentFailureInvolved¦Overhead¦ConductorOverhead¦Brokenwireonground
15-0079411 | Equipment Failure/Involved | Overhead | Transformer | Failed/Faulted | 2015 | Tier 2 - Elevated | Distribution Circuit | 11 | 20 | 2015-11-20 | 1345682 | Sus | Y | EquipmentFailureInvolved¦Overhead¦Transformer¦FailedFaulted
15-0079874 | Equipment Failure/Involved | Overhead | Transformer | Failed/Faulted | 2015 | Tier 2 - Elevated | Transformer only | 11 | 21 | 2015-11-21 | 1346432 | Sus | Y | EquipmentFailureInvolved¦Overhead¦Transformer¦FailedFaulted
15-0082250 | Equipment Failure/Involved | Overhead | Transformer (OH) | Deteriorated | 2015 | Tier 2 - Elevated | Distribution Circuit | 12 | 2 | 2015-12-02 | 1351889 | Sus | N | EquipmentFailureInvolved¦Overhead¦Transformer(OH)¦Deteriorated
15-0082712 | Vegetation | Tree - fell into line | Conductor, Overhead | Broken, wire on ground | 2015 | Tier 2 - Elevated | Distribution Circuit | 12 | 4 | 2015-12-04 | 1353628 | Sus | N | Vegetation¦Treefellintoline¦ConductorOverhead¦Brokenwireonground
15-0086425 | Equipment Failure/Involved | Electrical Overload | Transformer | Failed/Faulted | 2015 | Tier 3 - Extreme | Transformer only | 12 | 21 | 2015-12-21 | 1367535 | Sus | N | EquipmentFailureInvolved¦ElectricalOverload¦Transformer¦FailedFaulted
15-0086451 | Vegetation | Tree - fell into line | Conductor, Overhead | Broken, wire on ground | 2015 | Tier 2 - Elevated | Distribution Circuit | 12 | 21 | 2015-12-21 | 1367805 | Sus | N | Vegetation¦Treefellintoline¦ConductorOverhead¦Brokenwireonground
16-0003006 | Equipment Failure/Involved | Overhead | Pole-Wood | Broken | 2016 | Tier 3 - Extreme | Transformer only | 1 | 5 | 2016-01-05 | 1377221 | Sus | N | EquipmentFailureInvolved¦Overhead¦PoleWood¦Broken
16-0003606 | Vegetation | Tree - fell into line | Conductor, Overhead | Broken, wire on ground | 2016 | Tier 3 - Extreme | Distribution Circuit | 1 | 6 | 2016-01-06 | 1378962 | Sus | N | Vegetation¦Treefellintoline¦ConductorOverhead¦Brokenwireonground
16-0005979 | Vegetation | Tree - grew into line | Secondary | On Ground | 2016 | Tier 2 - Elevated | Distribution Circuit | 1 | 17 | 2016-01-17 | 1385774 | Sus | N | Vegetation¦Treegrewintoline¦Secondary¦OnGround
16-0007730 | Unknown Cause | Patrol - found nothing |  |  | 2016 | Tier 3 - Extreme | Distribution Circuit | 1 | 23 | 2016-01-23 | 1390556 | Sus | N | UnknownCause¦Patrolfoundnothing¦¦
16-0009693 | Vegetation | Tree - fell into line | Conductor, Overhead | Bent or Twisted | 2016 | Tier 3 - Extreme | Distribution Circuit | 2 | 1 | 2016-02-01 | 1395987 | Sus | N | Vegetation¦Treefellintoline¦ConductorOverhead¦BentorTwisted
16-0011931 | Vegetation | Tree - branch fell on line | Conductor, Overhead | Normal | 2016 | Tier 3 - Extreme | Distribution Circuit | 2 | 10 | 2016-02-10 | 1401604 | Sus | N | Vegetation¦Treebranchfellonline¦ConductorOverhead¦Normal
16-0017667 | Vegetation | Tree - fell into line | Pole-Wood | Broken, wire on ground | 2016 | Tier 2 - Elevated | Distribution Circuit | 3 | 5 | 2016-03-05 | 1417459 | Sus | N | Vegetation¦Treefellintoline¦PoleWood¦Brokenwireonground
16-0025548 | Equipment Failure/Involved | Overhead | Secondary | Arcing | 2016 | Tier 3 - Extreme | Transformer only | 4 | 1 | 2016-04-01 | 1442671 | Sus | N | EquipmentFailureInvolved¦Overhead¦Secondary¦Arcing
16-0029326 | Equipment Failure/Involved | Overhead | Cutout, fuse holder | Broken | 2016 | Tier 2 - Elevated | Distribution Circuit | 4 | 18 | 2016-04-18 | 1452793 | Sus | N | EquipmentFailureInvolved¦Overhead¦Cutoutfuseholder¦Broken
16-0032134 | Vegetation | Tree - fell into line | Conductor, Overhead | On Ground | 2016 | Tier 2 - Elevated | Distribution Circuit | 4 | 27 | 2016-04-27 | 1460544 | Sus | N | Vegetation¦Treefellintoline¦ConductorOverhead¦OnGround
16-0034386 | Vegetation | Tree - branch fell on line | Conductor, Overhead | Normal | 2016 | Tier 2 - Elevated | Distribution Circuit | 5 | 6 | 2016-05-06 | 1465800 | Sus | Y | Vegetation¦Treebranchfellonline¦ConductorOverhead¦Normal
16-0035456 | Equipment Failure/Involved | Overhead | Transformer (OH) | Failed/Faulted | 2016 | Tier 2 - Elevated | Distribution Circuit | 5 | 11 | 2016-05-11 | 1468374 | Sus | Y | EquipmentFailureInvolved¦Overhead¦Transformer(OH)¦FailedFaulted
16-0042486 | Equipment Failure/Involved | Overhead | Insulator | Broken | 2016 | Tier 2 - Elevated | Distribution Circuit | 6 | 10 | 2016-06-10 | 1486861 | Sus | Y | EquipmentFailureInvolved¦Overhead¦Insulator¦Broken
16-0043732 | Vegetation | Tree - branch fell on line | Conductor, Overhead | Normal | 2016 | Tier 2 - Elevated | Distribution Circuit | 6 | 16 | 2016-06-16 | 1490069 | Sus | Y | Vegetation¦Treebranchfellonline¦ConductorOverhead¦Normal
16-0045165 | Unknown Cause | Patrol - found nothing |  |  | 2016 | Tier 3 - Extreme | Distribution Circuit | 6 | 22 | 2016-06-22 | 1494203 | Sus | Y | UnknownCause¦Patrolfoundnothing¦¦
16-0047236 | Equipment Failure/Involved | Overhead | Transformer (OH) | Failed/Faulted | 2016 | Tier 2 - Elevated | Distribution Circuit | 6 | 30 | 2016-06-30 | 1499195 | Sus | Y | EquipmentFailureInvolved¦Overhead¦Transformer(OH)¦FailedFaulted
16-0048900 | Environmental/External | Fire, Forest/Grass | Crossarm, Wood | Broken | 2016 | Tier 2 - Elevated | Distribution Circuit | 7 | 10 | 2016-07-10 | 1507881 | Sus | Y | EnvironmentalExternal¦FireForestGrass¦CrossarmWood¦Broken
16-0049264 | Unknown Cause | Patrol - found nothing |  |  | 2016 | Tier 2 - Elevated | Distribution Circuit | 7 | 12 | 2016-07-12 | 1508683 | Sus | Y | UnknownCause¦Patrolfoundnothing¦¦
16-0054895 | Vegetation | Tree - branch fell on line | Conductor, Overhead | Normal | 2016 | Tier 3 - Extreme | Distribution Circuit | 8 | 3 | 2016-08-03 | 1521150 | Sus | Y | Vegetation¦Treebranchfellonline¦ConductorOverhead¦Normal
16-0057960 | Vegetation | Tree - fell into line | Fuse | Failed/Faulted | 2016 | Tier 3 - Extreme | Distribution Circuit | 8 | 17 | 2016-08-17 | 1527950 | Sus | Y | Vegetation¦Treefellintoline¦Fuse¦FailedFaulted
16-0061124 | 3rd Party | Vehicle | Fuse | Failed/Faulted | 2016 | Tier 3 - Extreme | Distribution Circuit | 8 | 30 | 2016-08-30 | 1534473 | Sus | Y | 3rdParty¦Vehicle¦Fuse¦FailedFaulted
16-0065447 | 3rd Party | Vehicle | Anchor or Guy | Normal | 2016 | Tier 2 - Elevated | Distribution Circuit | 9 | 18 | 2016-09-18 | 1543630 | Sus | Y | 3rdParty¦Vehicle¦AnchororGuy¦Normal
16-0067012 | Vegetation | Tree - fell into line | Conductor, Overhead | Normal | 2016 | Tier 3 - Extreme | Distribution Circuit | 9 | 23 | 2016-09-23 | 1546660 | Sus | Y | Vegetation¦Treefellintoline¦ConductorOverhead¦Normal
16-0068019 | Vegetation | Tree - bark fell into line | Fuse | Failed/Faulted | 2016 | Tier 2 - Elevated | Distribution Circuit | 9 | 28 | 2016-09-28 | 1549052 | Sus | Y | Vegetation¦Treebarkfellintoline¦Fuse¦FailedFaulted
16-0068959 | 3rd Party | Vehicle | Pole-Wood | Broken, wire on ground | 2016 | Tier 3 - Extreme | Distribution Circuit | 10 | 1 | 2016-10-01 | 1551071 | Sus | Y | 3rdParty¦Vehicle¦PoleWood¦Brokenwireonground
16-0069397 | 3rd Party | Tree - cutting, 3rd party | Secondary | Broken, wire on ground | 2016 | Tier 3 - Extreme | Distribution Circuit | 10 | 3 | 2016-10-03 | 1552229 | Sus | Y | 3rdParty¦Treecutting3rdparty¦Secondary¦Brokenwireonground
16-0070838 | Animal | Squirrel | Conductor, Overhead | Normal | 2016 | Tier 2 - Elevated | Distribution Circuit | 10 | 10 | 2016-10-10 | 1555730 | Sus | Y | Animal¦Squirrel¦ConductorOverhead¦Normal
16-0071252 | Unknown Cause | Patrol - found nothing |  |  | 2016 | Tier 3 - Extreme | Transformer only | 10 | 11 | 2016-10-11 | 1556634 | Sus | Y | UnknownCause¦Patrolfoundnothing¦¦
16-0075888 | 3rd Party | Vehicle | Pole-Wood | Broken, wire on ground | 2016 | Tier 2 - Elevated | Distribution Circuit | 10 | 27 | 2016-10-27 | 1570750 | Sus | Y | 3rdParty¦Vehicle¦PoleWood¦Brokenwireonground
16-0080066 | Animal | Squirrel | Cutout, fuse holder | Broken | 2016 | Tier 2 - Elevated | Transformer only | 11 | 15 | 2016-11-15 | 1581712 | Sus | Y | Animal¦Squirrel¦Cutoutfuseholder¦Broken
16-0082862 | Unknown Cause | Patrol - found nothing |  |  | 2016 | Tier 2 - Elevated | Distribution Circuit | 11 | 29 | 2016-11-29 | 1591101 | Sus | Y | UnknownCause¦Patrolfoundnothing¦¦
16-0085940 | Vegetation | Tree - fell into line | Conductor, Overhead | Normal | 2016 | Tier 3 - Extreme | Distribution Circuit | 12 | 16 | 2016-12-16 | 1604049 | Sus | N | Vegetation¦Treefellintoline¦ConductorOverhead¦Normal
16-0086656 | Vegetation | Tree - fell into line | Conductor, Overhead | Broken, wire on ground | 2016 | Tier 2 - Elevated | Distribution Circuit | 12 | 21 | 2016-12-21 | 1608745 | Sus | N | Vegetation¦Treefellintoline¦ConductorOverhead¦Brokenwireonground
17-0002819 | Vegetation | Tree - fell into line | Conductor, Overhead | Normal | 2017 | Tier 3 - Extreme | Distribution Circuit | 1 | 2 | 2017-01-02 | 1614981 | Sus | N | Vegetation¦Treefellintoline¦ConductorOverhead¦Normal
17-0005138 | Unknown Cause | Patrol - found nothing |  |  | 2017 | Tier 3 - Extreme | Distribution Circuit | 1 | 8 | 2017-01-08 | 1624130 | Sus | N | UnknownCause¦Patrolfoundnothing¦¦
17-0005254 | Vegetation | Tree - branch fell on line | Conductor, Overhead | Broken, wire on ground | 2017 | Tier 3 - Extreme | Distribution Circuit | 1 | 8 | 2017-01-08 | 1626020 | Sus | N | Vegetation¦Treebranchfellonline¦ConductorOverhead¦Brokenwireonground
17-0005725 | Vegetation | Tree - fell into line | Conductor, Overhead | Broken, wire on ground | 2017 | Tier 3 - Extreme | Distribution Circuit | 1 | 8 | 2017-01-08 | 1629175 | Sus | N | Vegetation¦Treefellintoline¦ConductorOverhead¦Brokenwireonground
17-0005904 | Vegetation | Tree - fell into line | Conductor, Overhead | Broken, wire on ground | 2017 | Tier 2 - Elevated | Distribution Circuit | 1 | 9 | 2017-01-09 | 1630215 | Sus | N | Vegetation¦Treefellintoline¦ConductorOverhead¦Brokenwireonground
17-0006711 | Vegetation | Tree - fell into line | Pole-Wood | Broken, wire on ground | 2017 | Tier 2 - Elevated | Distribution Circuit | 1 | 10 | 2017-01-10 | 1633754 | Sus | N | Vegetation¦Treefellintoline¦PoleWood¦Brokenwireonground
17-0007175 | Vegetation | Tree - fell into line | Conductor, Overhead | Broken, wire on ground | 2017 | Tier 3 - Extreme | Distribution Circuit | 1 | 10 | 2017-01-10 | 1637400 | Sus | N | Vegetation¦Treefellintoline¦ConductorOverhead¦Brokenwireonground
17-0007395 | Equipment Failure/Involved | Overhead | Secondary | Burned Open | 2017 | Tier 2 - Elevated | Transformer only | 1 | 10 | 2017-01-10 | 1635883 | Sus | N | EquipmentFailureInvolved¦Overhead¦Secondary¦BurnedOpen
17-0010184 | Vegetation | Tree - fell into line | Conductor, Overhead | Broken, wire on ground | 2017 | Tier 2 - Elevated | Distribution Circuit | 1 | 18 | 2017-01-18 | 1647122 | Sus | N | Vegetation¦Treefellintoline¦ConductorOverhead¦Brokenwireonground
17-0010867 | Vegetation | Tree - fell into line | Conductor, Overhead | Broken, wire on ground | 2017 | Tier 2 - Elevated | Distribution Circuit | 1 | 19 | 2017-01-19 | 1650538 | Sus | N | Vegetation¦Treefellintoline¦ConductorOverhead¦Brokenwireonground
17-0011973 | Unknown Cause | Patrol - found nothing |  |  | 2017 | Tier 2 - Elevated | Distribution Circuit | 1 | 21 | 2017-01-21 | 1656032 | Sus | N | UnknownCause¦Patrolfoundnothing¦¦
17-0012979 | Vegetation | Tree - branch fell on line | Conductor, Overhead | Normal | 2017 | Tier 3 - Extreme | Distribution Circuit | 1 | 21 | 2017-01-21 | 1656557 | Sus | N | Vegetation¦Treebranchfellonline¦ConductorOverhead¦Normal
17-0013788 | Unknown Cause | Patrol - found nothing |  |  | 2017 | Tier 3 - Extreme | Distribution Circuit | 1 | 23 | 2017-01-23 | 1663685 | Sus | N | UnknownCause¦Patrolfoundnothing¦¦
17-0014466 | Equipment Failure/Involved | Overhead | Pole-Wood | Broken, wire on ground | 2017 | Tier 3 - Extreme | Distribution Circuit | 1 | 24 | 2017-01-24 | 1666049 | Sus | N | EquipmentFailureInvolved¦Overhead¦PoleWood¦Brokenwireonground
17-0017574 | Vegetation | Tree - fell into line | Pole-Wood | Broken, wire on ground | 2017 | Tier 2 - Elevated | Distribution Circuit | 2 | 5 | 2017-02-05 | 1675534 | Sus | N | Vegetation¦Treefellintoline¦PoleWood¦Brokenwireonground
17-0018722 | Equipment Failure/Involved | Underground | Conductor, Underground | Broken | 2017 | Tier 2 - Elevated | Distribution Circuit | 2 | 7 | 2017-02-07 | 1679701 | Sus | N | EquipmentFailureInvolved¦Underground¦ConductorUnderground¦Broken
17-0019522 | Vegetation | Tree - fell into line | Pole-Wood | Broken | 2017 | Tier 2 - Elevated | Distribution Circuit | 2 | 9 | 2017-02-09 | 1683610 | Sus | N | Vegetation¦Treefellintoline¦PoleWood¦Broken
17-0021141 | Equipment Failure/Involved | Overhead | Crossarm, Wood | Broken | 2017 | Tier 2 - Elevated | Distribution Circuit | 2 | 14 | 2017-02-14 |  | Sus | N | EquipmentFailureInvolved¦Overhead¦CrossarmWood¦Broken
17-0021369 | Vegetation | Tree - branch fell on line | Conductor, Overhead | Normal | 2017 | Tier 2 - Elevated | Distribution Circuit | 2 | 15 | 2017-02-15 | 1689387 | Sus | N | Vegetation¦Treebranchfellonline¦ConductorOverhead¦Normal
17-0022131 | Equipment Failure/Involved | Overhead | Conductor, Overhead | Together | 2017 | Tier 2 - Elevated | Distribution Circuit | 2 | 17 | 2017-02-17 | 1694251 | Sus | N | EquipmentFailureInvolved¦Overhead¦ConductorOverhead¦Together
17-0022899 | Vegetation | Tree - fell into line | Conductor, Overhead | Together | 2017 | Tier 2 - Elevated | Distribution Circuit | 2 | 18 | 2017-02-18 | 1699047 | Sus | N | Vegetation¦Treefellintoline¦ConductorOverhead¦Together
17-0023216 | Unknown Cause | Patrol - found nothing |  |  | 2017 | Tier 2 - Elevated | Distribution Circuit | 2 | 17 | 2017-02-17 | 1694689 | Sus | N | UnknownCause¦Patrolfoundnothing¦¦
17-0023971 | Vegetation | Tree - fell into line | Pole-Wood | Broken, wire on ground | 2017 | Tier 3 - Extreme | Distribution Circuit | 2 | 20 | 2017-02-20 | 1703886 | Sus | N | Vegetation¦Treefellintoline¦PoleWood¦Brokenwireonground
17-0024103 | Vegetation | Tree - fell into line | Transformer (OH) | Broken | 2017 | Tier 2 - Elevated | Transformer only | 2 | 20 | 2017-02-20 | 1705500 | Sus | N | Vegetation¦Treefellintoline¦Transformer(OH)¦Broken
17-0026737 | Unknown Cause | Patrol - found nothing |  |  | 2017 | Tier 2 - Elevated | Distribution Circuit | 2 | 25 | 2017-02-25 | 1714055 | Sus | N | UnknownCause¦Patrolfoundnothing¦¦
17-0026737 | Unknown Cause | Patrol - found nothing |  |  | 2017 | Tier 2 - Elevated | Distribution Circuit | 2 | 25 | 2017-02-25 | 1714055 | Sus | N | UnknownCause¦Patrolfoundnothing¦¦
17-0028409 | Unknown Cause | Patrol - found nothing |  |  | 2017 | Tier 2 - Elevated | Distribution Circuit | 3 | 4 | 2017-03-04 | 1719635 | Sus | N | UnknownCause¦Patrolfoundnothing¦¦
17-0029872 | Vegetation | Tree - fell into line | Conductor, Overhead | Broken, wire on ground | 2017 | Tier 2 - Elevated | Distribution Circuit | 3 | 10 | 2017-03-10 | 1723707 | Sus | N | Vegetation¦Treefellintoline¦ConductorOverhead¦Brokenwireonground
17-0030169 | Equipment Failure/Involved | Overhead | Conductor, Overhead | Bent or Twisted | 2017 | Tier 2 - Elevated | Distribution Circuit | 3 | 11 | 2017-03-11 | 1725251 | Sus | N | EquipmentFailureInvolved¦Overhead¦ConductorOverhead¦BentorTwisted
17-0031756 | Animal | Bird found | Conductor, Overhead | Normal | 2017 | Tier 2 - Elevated | Distribution Circuit | 3 | 19 | 2017-03-19 | 1730055 | Sus | N | Animal¦Birdfound¦ConductorOverhead¦Normal
17-0032474 | Unknown Cause | Patrol - found nothing |  |  | 2017 | Tier 2 - Elevated | Distribution Circuit | 3 | 21 | 2017-03-21 | 1732091 | Sus | N | UnknownCause¦Patrolfoundnothing¦¦
17-0035578 | Vegetation | Tree - fell into line | Conductor, Overhead | Broken, wire on ground | 2017 | Tier 3 - Extreme | Distribution Circuit | 3 | 31 | 2017-03-31 | 1741248 | Sus | N | Vegetation¦Treefellintoline¦ConductorOverhead¦Brokenwireonground
17-0035578 | Vegetation | Tree - fell into line | Conductor, Overhead | Broken, wire on ground | 2017 | Tier 3 - Extreme | Distribution Circuit | 3 | 31 | 2017-03-31 | 1741248 | Sus | N | Vegetation¦Treefellintoline¦ConductorOverhead¦Brokenwireonground
17-0037258 | Equipment Failure/Involved | Overhead | Conductor, Overhead | Arcing | 2017 | Tier 2 - Elevated | Transformer only | 4 | 6 | 2017-04-06 | 1745948 | Sus | N | EquipmentFailureInvolved¦Overhead¦ConductorOverhead¦Arcing
17-0037541 | Vegetation | Tree - fell into line | Pole-Wood | Broken | 2017 | Tier 3 - Extreme | Distribution Circuit | 4 | 6 | 2017-04-06 | 1748997 | Sus | N | Vegetation¦Treefellintoline¦PoleWood¦Broken
17-0040021 | Animal | Bird found | Conductor, Overhead | Normal | 2017 | Tier 2 - Elevated | Distribution Circuit | 4 | 13 | 2017-04-13 | 1757168 | Sus | N | Animal¦Birdfound¦ConductorOverhead¦Normal
17-0041609 | Vegetation | Tree - branch fell on line | Conductor, Overhead | Normal | 2017 | Tier 2 - Elevated | Distribution Circuit | 4 | 20 | 2017-04-20 | 1761561 | Sus | N | Vegetation¦Treebranchfellonline¦ConductorOverhead¦Normal
17-0044205 | Unknown Cause | Patrol - found nothing |  |  | 2017 | Tier 2 - Elevated | Distribution Circuit | 5 | 1 | 2017-05-01 | 1771553 | Sus | Y | UnknownCause¦Patrolfoundnothing¦¦
17-0046640 | Vegetation | Tree - fell into line | Conductor, Overhead | Normal | 2017 | Tier 2 - Elevated | Distribution Circuit | 5 | 9 | 2017-05-09 | 1778882 | Sus | Y | Vegetation¦Treefellintoline¦ConductorOverhead¦Normal
17-0052553 | Equipment Failure/Involved | Overhead | Fuse | Broken | 2017 | Tier 2 - Elevated | Distribution Circuit | 6 | 3 | 2017-06-03 | 1796215 | Sus | Y | EquipmentFailureInvolved¦Overhead¦Fuse¦Broken
17-0052621 | Unknown Cause | Patrol - found nothing |  |  | 2017 | Tier 2 - Elevated | Distribution Circuit | 6 | 4 | 2017-06-04 | 1796658 | Sus | Y | UnknownCause¦Patrolfoundnothing¦¦
17-0056744 | Unknown Cause | Patrol - found nothing |  |  | 2017 | Tier 2 - Elevated | Distribution Circuit | 6 | 19 | 2017-06-19 | 1811449 | Sus | Y | UnknownCause¦Patrolfoundnothing¦¦
17-0056916 | Equipment Failure/Involved | Overhead | Transformer | Failed/Faulted | 2017 | Tier 2 - Elevated | Transformer only | 6 | 20 | 2017-06-20 | 1812093 | Sus | Y | EquipmentFailureInvolved¦Overhead¦Transformer¦FailedFaulted
17-0057952 | Equipment Failure/Involved | Overhead | Transformer | Failed/Faulted | 2017 | Tier 2 - Elevated | Transformer only | 6 | 22 | 2017-06-22 | 1815606 | Sus | Y | EquipmentFailureInvolved¦Overhead¦Transformer¦FailedFaulted
17-0059697 | Vegetation | Tree - fell into line | Conductor, Overhead | Normal | 2017 | Tier 3 - Extreme | Distribution Circuit | 6 | 30 | 2017-06-30 | 1821281 | Sus | Y | Vegetation¦Treefellintoline¦ConductorOverhead¦Normal
17-0060245 | Unknown Cause | Patrol - found nothing |  |  | 2017 | Tier 3 - Extreme | Distribution Circuit | 7 | 3 | 2017-07-03 | 1822743 | Sus | Y | UnknownCause¦Patrolfoundnothing¦¦
17-0067511 | Vegetation | Tree - fell into line | Conductor, Overhead | Broken, wire on object | 2017 | Tier 3 - Extreme | Distribution Circuit | 8 | 2 | 2017-08-02 | 1845016 | Sus | Y | Vegetation¦Treefellintoline¦ConductorOverhead¦Brokenwireonobject
17-0069488 | Equipment Failure/Involved | Overhead | Fuse | Failed/Faulted | 2017 | Tier 2 - Elevated | Transformer only | 8 | 10 | 2017-08-10 | 1849972 | Sus | Y | EquipmentFailureInvolved¦Overhead¦Fuse¦FailedFaulted
17-0074328 | Vegetation | Tree - fell into line | Conductor, Overhead | Normal | 2017 | Tier 2 - Elevated | Distribution Circuit | 8 | 30 | 2017-08-30 | 1863704 | Sus | Y | Vegetation¦Treefellintoline¦ConductorOverhead¦Normal
17-0078031 | Environmental/External | Lightning | Transformer | Failed/Faulted | 2017 | Tier 3 - Extreme | Transformer only | 9 | 11 | 2017-09-11 | 1876806 | Sus | Y | EnvironmentalExternal¦Lightning¦Transformer¦FailedFaulted
17-0085363 | Unknown Cause | Patrol - found nothing |  |  | 2017 | Tier 3 - Extreme | Distribution Circuit | 10 | 9 | 2017-10-09 | 1894676 | Sus | Y | UnknownCause¦Patrolfoundnothing¦¦
17-0088118 | Environmental/External | Fire, Forest/Grass | Transformer (OH) | Burned/flashed | 2017 | Tier 3 - Extreme | Transformer only | 10 | 8 | 2017-10-08 | 1902862 | Sus | Y | EnvironmentalExternal¦FireForestGrass¦Transformer(OH)¦Burnedflashed
17-0089079 | Environmental/External | Fire, Forest/Grass | Secondary | Burned/flashed | 2017 | Tier 3 - Extreme | Distribution Circuit | 10 | 8 | 2017-10-08 | 1905924 | Sus | Y | EnvironmentalExternal¦FireForestGrass¦Secondary¦Burnedflashed
17-0089413 | Environmental/External | Fire, Forest/Grass | Pole-Wood | Burned/flashed | 2017 | Tier 3 - Extreme | Distribution Circuit | 10 | 8 | 2017-10-08 | 1907007 | Sus | Y | EnvironmentalExternal¦FireForestGrass¦PoleWood¦Burnedflashed
17-0092074 | Equipment Failure/Involved | Overhead | Insulator | Broken | 2017 | Tier 2 - Elevated | Distribution Circuit | 11 | 2 | 2017-11-02 | 1914373 | Sus | Y | EquipmentFailureInvolved¦Overhead¦Insulator¦Broken
17-0092509 | Animal | Bird found | Fuse | Failed/Faulted | 2017 | Tier 3 - Extreme | Distribution Circuit | 11 | 3 | 2017-11-03 | 1915224 | Sus | Y | Animal¦Birdfound¦Fuse¦FailedFaulted
17-0092670 | Equipment Failure/Involved | Overhead |  | Broken | 2017 | Tier 2 - Elevated | Transformer only | 11 | 4 | 2017-11-04 | 1916095 | Sus | Y | EquipmentFailureInvolved¦Overhead¦¦Broken
17-0094022 | Vegetation | Tree - fell into line | Transformer | Failed/Faulted | 2017 | Tier 3 - Extreme | Transformer only | 11 | 9 | 2017-11-09 | 1919622 | Sus | Y | Vegetation¦Treefellintoline¦Transformer¦FailedFaulted
17-0094211 | Vegetation | Tree - branch fell on line | Transformer (OH) | Normal | 2017 | Tier 3 - Extreme | Distribution Circuit | 11 | 10 | 2017-11-10 | 1919980 | Sus | Y | Vegetation¦Treebranchfellonline¦Transformer(OH)¦Normal
17-0094416 | Animal | Squirrel | Fuse | Failed/Faulted | 2017 | Tier 3 - Extreme | Distribution Circuit | 11 | 11 | 2017-11-11 | 1920572 | Sus | Y | Animal¦Squirrel¦Fuse¦FailedFaulted
17-0095324 | Vegetation | Tree - branch fell on line | Conductor, Overhead | Normal | 2017 | Tier 2 - Elevated | Distribution Circuit | 11 | 15 | 2017-11-15 | 1923196 | Sus | Y | Vegetation¦Treebranchfellonline¦ConductorOverhead¦Normal
17-0101474 | Unknown Cause | Patrol - found nothing |  |  | 2017 | Tier 2 - Elevated | Distribution Circuit | 12 | 13 | 2017-12-13 | 1942078 | Sus | N | UnknownCause¦Patrolfoundnothing¦¦
17-0101785 | Unknown Cause | Patrol - found nothing |  |  | 2017 | Tier 2 - Elevated | Distribution Circuit | 12 | 15 | 2017-12-15 | 1943481 | Sus | N | UnknownCause¦Patrolfoundnothing¦¦
17-0103663 | Animal | Squirrel | Fuse | Failed/Faulted | 2017 | Tier 2 - Elevated | Distribution Circuit | 12 | 30 | 2017-12-30 | 1953323 | Sus | N | Animal¦Squirrel¦Fuse¦FailedFaulted
18-0004577 | 3rd Party | Vehicle | Pole-Wood | Broken | 2018 | Tier 2 - Elevated | Distribution Circuit | 1 | 9 | 2018-01-09 | 4720 | Sus | N | 3rdParty¦Vehicle¦PoleWood¦Broken
18-0014533 | Environmental/External | Fire, Forest/Grass | Crossarm, Wood | Burned/flashed | 2018 | Tier 3 - Extreme | Distribution Circuit | 2 | 15 | 2018-02-15 | 25192 | Sus | N | EnvironmentalExternal¦FireForestGrass¦CrossarmWood¦Burnedflashed
18-0018764 | Unknown Cause | Patrol - found nothing |  |  | 2018 | Tier 3 - Extreme | Distribution Circuit | 3 | 1 | 2018-03-01 | 35413 | Sus | N | UnknownCause¦Patrolfoundnothing¦¦
18-0018823 | Unknown Cause | Patrol - found nothing |  |  | 2018 | Tier 2 - Elevated | Distribution Circuit | 3 | 1 | 2018-03-01 | 35503 | Sus | N | UnknownCause¦Patrolfoundnothing¦¦
18-0018915 | Vegetation | Tree - fell into line | Conductor, Overhead | Broken, wire on ground | 2018 | Tier 2 - Elevated | Distribution Circuit | 3 | 1 | 2018-03-01 | 35744 | Sus | N | Vegetation¦Treefellintoline¦ConductorOverhead¦Brokenwireonground
18-0018934 | Vegetation | Tree - fell into line | Secondary | Broken | 2018 | Tier 2 - Elevated | Distribution Circuit | 3 | 1 | 2018-03-01 | 35753 | Sus | N | Vegetation¦Treefellintoline¦Secondary¦Broken
18-0023776 | Unknown Cause | Patrol - found nothing |  |  | 2018 | Tier 3 - Extreme | Distribution Circuit | 3 | 17 | 2018-03-17 | 46590 | Sus | N | UnknownCause¦Patrolfoundnothing¦¦
18-0026149 | Equipment Failure/Involved | Overhead | Connector or Splice (OH) | Arcing | 2018 | Tier 2 - Elevated | Transformer only | 3 | 23 | 2018-03-23 | 52162 | Sus | N | EquipmentFailureInvolved¦Overhead¦ConnectororSplice(OH)¦Arcing
18-0026334 | 3rd Party | Metallic Balloon | Conductor, Overhead | Normal | 2018 | Tier 3 - Extreme | Distribution Circuit | 3 | 24 | 2018-03-24 | 52779 | Sus | N | 3rdParty¦MetallicBalloon¦ConductorOverhead¦Normal
18-0032211 | Vegetation | Tree - fell into line | Transformer | Broken, wire on ground | 2018 | Tier 2 - Elevated | Transformer only | 4 | 14 | 2018-04-14 | 66704 | Sus | N | Vegetation¦Treefellintoline¦Transformer¦Brokenwireonground
18-0033215 | Vegetation | Tree - branch fell on line | Pole-Wood | Broken | 2018 | Tier 3 - Extreme | Distribution Circuit | 4 | 17 | 2018-04-17 | 69093 | Sus | N | Vegetation¦Treebranchfellonline¦PoleWood¦Broken
18-0036481 | 3rd Party | Gun Shot | Conductor, Overhead | Broken, wire on ground | 2018 | Tier 2 - Elevated | Distribution Circuit | 4 | 28 | 2018-04-28 | 75944 | Sus | N | 3rdParty¦GunShot¦ConductorOverhead¦Brokenwireonground
18-0037039 | Equipment Failure/Involved | Overhead | Pole-Wood | Broken | 2018 | Tier 3 - Extreme | Distribution Circuit | 4 | 30 | 2018-04-30 | 77068 | Sus | N | EquipmentFailureInvolved¦Overhead¦PoleWood¦Broken
18-0037895 | Unknown Cause | Patrol - found nothing |  |  | 2018 | Tier 2 - Elevated | Distribution Circuit | 5 | 3 | 2018-05-03 | 78593 | Sus | Y | UnknownCause¦Patrolfoundnothing¦¦
18-0039978 | Equipment Failure/Involved | Overhead | Pole-Wood | Deteriorated | 2018 | Tier 3 - Extreme | Distribution Circuit | 5 | 10 | 2018-05-10 | 83349 | Sus | Y | EquipmentFailureInvolved¦Overhead¦PoleWood¦Deteriorated
18-0044844 | Animal | Squirrel | Fuse | Failed/Faulted | 2018 | Tier 2 - Elevated | Distribution Circuit | 5 | 28 | 2018-05-28 | 95018 | Sus | Y | Animal¦Squirrel¦Fuse¦FailedFaulted
18-0046507 | Unknown Cause | Patrol - not conducted |  |  | 2018 | Tier 2 - Elevated | Distribution Circuit | 6 | 1 | 2018-06-01 | 99094 | Sus | Y | UnknownCause¦Patrolnotconducted¦¦
18-0046770 | Animal | Bird found | Conductor, Overhead | Normal | 2018 | Tier 2 - Elevated | Distribution Circuit | 6 | 3 | 2018-06-03 | 100197 | Sus | Y | Animal¦Birdfound¦ConductorOverhead¦Normal
18-0054881 | Vegetation | Tree - branch fell on line | Crossarm, Wood | Broken | 2018 | Tier 3 - Extreme | Transformer only | 6 | 27 | 2018-06-27 | 119067 | Sus | Y | Vegetation¦Treebranchfellonline¦CrossarmWood¦Broken
18-0059630 | Unknown Cause | Patrol - found nothing |  |  | 2018 | Tier 3 - Extreme | Distribution Circuit | 7 | 13 | 2018-07-13 | 130967 | Sus | Y | UnknownCause¦Patrolfoundnothing¦¦
18-0061903 | Company Initiated | Improper Construction | Conductor, Overhead | Normal | 2018 | Tier 2 - Elevated | Distribution Circuit | 7 | 20 | 2018-07-20 | 136369 | Sus | Y | CompanyInitiated¦ImproperConstruction¦ConductorOverhead¦Normal
18-0064235 | Vegetation | Tree - branch fell on line | Conductor, Overhead | Broken, wire on ground | 2018 | Tier 2 - Elevated | Distribution Circuit | 7 | 26 | 2018-07-26 | 141359 | Sus | Y | Vegetation¦Treebranchfellonline¦ConductorOverhead¦Brokenwireonground
18-0064286 | Animal | Squirrel | Jumper | Burned Open | 2018 | Tier 3 - Extreme | Distribution Circuit | 7 | 27 | 2018-07-27 | 141516 | Sus | Y | Animal¦Squirrel¦Jumper¦BurnedOpen
18-0064655 | Equipment Failure/Involved | Underground | Conductor, Underground | Burned/flashed | 2018 | Tier 2 - Elevated | Distribution Circuit | 7 | 28 | 2018-07-28 | 143468 | Sus | Y | EquipmentFailureInvolved¦Underground¦ConductorUnderground¦Burnedflashed
18-0066800 | Environmental/External | Fire, Forest/Grass | Conductor, Overhead | Burned/flashed | 2018 | Tier 3 - Extreme | Distribution Circuit | 8 | 4 | 2018-08-04 | 149086 | Sus | Y | EnvironmentalExternal¦FireForestGrass¦ConductorOverhead¦Burnedflashed
18-0070092 | Equipment Failure/Involved | Overhead | Crossarm, Wood | Broken | 2018 | Tier 2 - Elevated | Distribution Circuit | 8 | 15 | 2018-08-15 | 155748 | Sus | Y | EquipmentFailureInvolved¦Overhead¦CrossarmWood¦Broken
18-0070330 | Equipment Failure/Involved | Overhead | Transformer | Broken | 2018 | Tier 2 - Elevated | Transformer only | 8 | 15 | 2018-08-15 | 155948 | Sus | Y | EquipmentFailureInvolved¦Overhead¦Transformer¦Broken
18-0073024 | 3rd Party | Metallic Balloon | Conductor, Overhead | Normal | 2018 | Tier 2 - Elevated | Distribution Circuit | 8 | 24 | 2018-08-24 | 161280 | Sus | Y | 3rdParty¦MetallicBalloon¦ConductorOverhead¦Normal
18-0100792 | Environmental/External | Fire, Forest/Grass | Pole-Wood | Burned/flashed | 2018 | Tier 3 - Extreme | Distribution Circuit | 11 | 8 | 2018-11-08 | 217777 | Sus | Y | EnvironmentalExternal¦FireForestGrass¦PoleWood¦Burnedflashed
18-0101037 | Vegetation | Tree - branch fell on line | Conductor, Overhead | Normal | 2018 | Tier 3 - Extreme | Distribution Circuit | 11 | 19 | 2018-11-19 | 218278 | Sus | Y | Vegetation¦Treebranchfellonline¦ConductorOverhead¦Normal
18-0101118 | Environmental/External | Fire, Forest/Grass | Pole-Wood | Burned/flashed | 2018 | Tier 3 - Extreme | Distribution Circuit | 11 | 8 | 2018-11-08 | 218374 | Sus | Y | EnvironmentalExternal¦FireForestGrass¦PoleWood¦Burnedflashed
18-0101333 | Environmental/External | Fire, Forest/Grass | Pole-Wood | Burned/flashed | 2018 | Tier 3 - Extreme | Distribution Circuit | 11 | 8 | 2018-11-08 | 218769 | Sus | Y | EnvironmentalExternal¦FireForestGrass¦PoleWood¦Burnedflashed
18-0101401 | Environmental/External | Fire, Forest/Grass | Pole-Wood | Burned/flashed | 2018 | Tier 3 - Extreme | Distribution Circuit | 11 | 8 | 2018-11-08 | 218956 | Sus | Y | EnvironmentalExternal¦FireForestGrass¦PoleWood¦Burnedflashed
18-0107244 | Unknown Cause | Patrol - found nothing |  |  | 2018 | Tier 2 - Elevated | Distribution Circuit | 12 | 5 | 2018-12-05 | 234111 | Sus | N | UnknownCause¦Patrolfoundnothing¦¦
18-0109321 | Vegetation | Tree - fell into line | Transformer | Broken, wire on ground | 2018 | Tier 3 - Extreme | Transformer only | 12 | 14 | 2018-12-14 | 240768 | Sus | N | Vegetation¦Treefellintoline¦Transformer¦Brokenwireonground
18-0110379 | Unknown Cause | Patrol - found nothing |  |  | 2018 | Tier 2 - Elevated | Distribution Circuit | 12 | 23 | 2018-12-23 | 245798 | Sus | N | UnknownCause¦Patrolfoundnothing¦¦
19-0005836 | Equipment Failure/Involved | Overhead | Transformer | Burned Open | 2019 | Tier 3 - Extreme | Transformer only | 1 | 7 | 2019-01-07 | 259129 | Sus | N | EquipmentFailureInvolved¦Overhead¦Transformer¦BurnedOpen
19-0009465 | Animal | Bird found | Fuse | Failed/Faulted | 2019 | Tier 2 - Elevated | Distribution Circuit | 1 | 16 | 2019-01-16 | 266566 | Sus | N | Animal¦Birdfound¦Fuse¦FailedFaulted
19-0010427 | Vegetation | Tree - fell into line | Conductor, Overhead | Normal | 2019 | Tier 3 - Extreme | Distribution Circuit | 1 | 16 | 2019-01-16 | 270543 | Sus | N | Vegetation¦Treefellintoline¦ConductorOverhead¦Normal
19-0011334 | Equipment Failure/Involved | Overhead | Transformer |  | 2019 | Tier 3 - Extreme | Transformer only | 1 | 17 | 2019-01-17 | 273233 | Sus | N | EquipmentFailureInvolved¦Overhead¦Transformer¦
19-0014554 | Vegetation | Tree - branch fell on line | Fuse | Failed/Faulted | 2019 | Tier 3 - Extreme | Distribution Circuit | 1 | 25 | 2019-01-25 | 281293 | Sus | N | Vegetation¦Treebranchfellonline¦Fuse¦FailedFaulted
19-0017395 | Unknown Cause | Patrol - found nothing |  |  | 2019 | Tier 2 - Elevated | Distribution Circuit | 2 | 3 | 2019-02-03 | 288322 | Sus | N | UnknownCause¦Patrolfoundnothing¦¦
19-0018581 | Environmental/External | Ice or snow | Conductor, Overhead | Broken, wire on ground | 2019 | Tier 2 - Elevated | Distribution Circuit | 2 | 5 | 2019-02-05 | 292784 | Sus | N | EnvironmentalExternal¦Iceorsnow¦ConductorOverhead¦Brokenwireonground
19-0019078 | Vegetation | Tree - fell into line | Pole-Wood | Broken, wire on ground | 2019 | Tier 3 - Extreme | Distribution Circuit | 2 | 4 | 2019-02-04 | 294150 | Sus | N | Vegetation¦Treefellintoline¦PoleWood¦Brokenwireonground
19-0020393 | Unknown Cause | Patrol - found nothing |  |  | 2019 | Tier 3 - Extreme | Distribution Circuit | 2 | 9 | 2019-02-09 | 297266 | Sus | N | UnknownCause¦Patrolfoundnothing¦¦
19-0020414 | Vegetation | Tree - branch fell on line | Conductor, Overhead | Normal | 2019 | Tier 3 - Extreme | Distribution Circuit | 2 | 9 | 2019-02-09 | 297309 | Sus | N | Vegetation¦Treebranchfellonline¦ConductorOverhead¦Normal
19-0020793 | Unknown Cause | Patrol - found nothing |  |  | 2019 | Tier 2 - Elevated | Distribution Circuit | 2 | 10 | 2019-02-10 | 298967 | Sus | N | UnknownCause¦Patrolfoundnothing¦¦
19-0021688 | Vegetation | Tree - fell into line | Conductor, Overhead | Broken, wire on ground | 2019 | Tier 2 - Elevated | Distribution Circuit | 2 | 12 | 2019-02-12 | 301646 | Sus | N | Vegetation¦Treefellintoline¦ConductorOverhead¦Brokenwireonground
19-0024585 | Unknown Cause | Patrol - found nothing |  |  | 2019 | Tier 3 - Extreme | Distribution Circuit | 2 | 16 | 2019-02-16 | 314530 | Sus | N | UnknownCause¦Patrolfoundnothing¦¦
19-0025057 | Vegetation | Tree - fell into line | Crossarm, Wood | Broken, wire on ground | 2019 | Tier 2 - Elevated | Distribution Circuit | 2 | 17 | 2019-02-17 | 315453 | Sus | N | Vegetation¦Treefellintoline¦CrossarmWood¦Brokenwireonground
19-0025652 | Equipment Failure/Involved | Overhead | Transformer | Failed/Faulted | 2019 | Tier 2 - Elevated | Transformer only | 2 | 18 | 2019-02-18 | 317449 | Sus | N | EquipmentFailureInvolved¦Overhead¦Transformer¦FailedFaulted
19-0025678 | Vegetation | Tree - fell into line | Pole-Wood | Broken | 2019 | Tier 2 - Elevated | Distribution Circuit | 2 | 13 | 2019-02-13 | 317942 | Sus | N | Vegetation¦Treefellintoline¦PoleWood¦Broken
19-0026100 | Vegetation | Tree - cutting, PG&E contractor | Conductor, Overhead | Normal | 2019 | Tier 2 - Elevated | Distribution Circuit | 2 | 19 | 2019-02-19 | 318481 | Sus | N | Vegetation¦TreecuttingPG&Econtractor¦ConductorOverhead¦Normal
19-0028064 | Unknown Cause | Patrol - not conducted |  |  | 2019 | Tier 2 - Elevated | Transmission line | 2 | 26 | 2019-02-26 | 323803 | Sus | N | UnknownCause¦Patrolnotconducted¦¦
19-0030117 | Vegetation | Tree - fell into line | Conductor, Overhead | Broken, wire on ground | 2019 | Tier 2 - Elevated | Distribution Circuit | 3 | 2 | 2019-03-02 | 329678 | Sus | N | Vegetation¦Treefellintoline¦ConductorOverhead¦Brokenwireonground
19-0030508 | Equipment Failure/Involved | Overhead | Transformer | Failed/Faulted | 2019 | Tier 3 - Extreme | Transformer only | 3 | 4 | 2019-03-04 | 330774 | Sus | N | EquipmentFailureInvolved¦Overhead¦Transformer¦FailedFaulted
19-0033999 | Equipment Failure/Involved | Electrical Overload |  | Failed/Faulted | 2019 | Tier 2 - Elevated | Transformer only | 3 | 14 | 2019-03-14 | 339577 | Sus | N | EquipmentFailureInvolved¦ElectricalOverload¦¦FailedFaulted
19-0034042 | Unknown Cause | Patrol - found nothing |  |  | 2019 | Tier 2 - Elevated | Distribution Circuit | 3 | 15 | 2019-03-15 | 339811 | Sus | N | UnknownCause¦Patrolfoundnothing¦¦
19-0034179 | Equipment Failure/Involved | Overhead | Transformer | Failed/Faulted | 2019 | Tier 3 - Extreme | Transformer only | 3 | 15 | 2019-03-15 | 340194 | Sus | N | EquipmentFailureInvolved¦Overhead¦Transformer¦FailedFaulted
19-0039293 | Unknown Cause | Patrol - found nothing |  |  | 2019 | Tier 2 - Elevated | Distribution Circuit | 4 | 2 | 2019-04-02 | 352735 | Sus | N | UnknownCause¦Patrolfoundnothing¦¦
19-0043138 | Unknown Cause | Patrol - found nothing |  |  | 2019 | Tier 3 - Extreme | Distribution Circuit | 4 | 17 | 2019-04-17 | 362210 | Sus | N | UnknownCause¦Patrolfoundnothing¦¦
19-0055557 | Equipment Failure/Involved | Overhead | Transformer | Failed/Faulted | 2019 | Tier 2 - Elevated | Transformer only | 5 | 22 | 2019-05-22 | 388203 | Sus | Y | EquipmentFailureInvolved¦Overhead¦Transformer¦FailedFaulted
19-0059863 | Unknown Cause | Patrol - not conducted |  |  | 2019 | Tier 2 - Elevated | Distribution Circuit | 5 | 29 | 2019-05-29 | 393049 | Sus | Y | UnknownCause¦Patrolnotconducted¦¦
19-0060305 | Equipment Failure/Involved | Overhead | Transformer (OH) | Failed/Faulted | 2019 | Tier 2 - Elevated | Distribution Circuit | 5 | 30 | 2019-05-30 | 393852 | Sus | Y | EquipmentFailureInvolved¦Overhead¦Transformer(OH)¦FailedFaulted
19-0073584 | Equipment Failure/Involved | Overhead | Secondary | Broken | 2019 | Tier 3 - Extreme | Transformer only | 7 | 1 | 2019-07-01 | 438569 | Sus | Y | EquipmentFailureInvolved¦Overhead¦Secondary¦Broken
19-0075324 | Company Initiated | Construction Activity/equip, company | Crossarm, Wood | Broken | 2019 | Tier 3 - Extreme | Transformer only | 7 | 8 | 2019-07-08 | 442917 | Sus | Y | CompanyInitiated¦ConstructionActivityequipcompany¦CrossarmWood¦Broken
19-0078150 | Vegetation | Tree - fell into line | Conductor, Overhead | Broken, wire on ground | 2019 | Tier 3 - Extreme | Distribution Circuit | 7 | 17 | 2019-07-17 | 454969 | Sus | Y | Vegetation¦Treefellintoline¦ConductorOverhead¦Brokenwireonground
19-0079377 | Unknown Cause | Patrol - found nothing |  |  | 2019 | Tier 2 - Elevated | Distribution Circuit | 7 | 19 | 2019-07-19 | 462434 | Sus | Y | UnknownCause¦Patrolfoundnothing¦¦
19-0080043 | Equipment Failure/Involved | Electrical Overload | Transformer | Failed/Faulted | 2019 | Tier 3 - Extreme | Transformer only | 7 | 23 | 2019-07-23 | 468615 | Sus | Y | EquipmentFailureInvolved¦ElectricalOverload¦Transformer¦FailedFaulted
19-0083707 | Unknown Cause | Patrol - found nothing |  |  | 2019 | Tier 2 - Elevated | Distribution Circuit | 8 | 2 | 2019-08-02 | 477673 | Sus | Y | UnknownCause¦Patrolfoundnothing¦¦
19-0085756 | Animal | Bird found | Fuse | Failed/Faulted | 2019 | Tier 2 - Elevated | Distribution Circuit | 8 | 8 | 2019-08-08 | 493315 | Sus | Y | Animal¦Birdfound¦Fuse¦FailedFaulted
19-0098560 | Equipment Failure/Involved | Overhead | Connector or Splice (OH) | Broken, wire on ground | 2019 | Tier 2 - Elevated | Distribution Circuit | 9 | 13 | 2019-09-13 | 576660 | Sus | Y | EquipmentFailureInvolved¦Overhead¦ConnectororSplice(OH)¦Brokenwireonground
19-0103516 | Equipment Failure/Involved | Overhead | Transformer (OH) | Broken | 2019 | Tier 2 - Elevated | Transformer only | 9 | 25 | 2019-09-25 | 613379 | Sus | Y | EquipmentFailureInvolved¦Overhead¦Transformer(OH)¦Broken
19-0104781 | Unknown Cause | Patrol - found nothing |  |  | 2019 | Tier 2 - Elevated | Distribution Circuit | 9 | 27 | 2019-09-27 | 622223 | Sus | Y | UnknownCause¦Patrolfoundnothing¦¦
19-0129278 | Vegetation | Tree - branch fell on line | Conductor, Overhead | Normal | 2019 | Tier 2 - Elevated | Distribution Circuit | 11 | 26 | 2019-11-26 | 716537 | Sus | Y | Vegetation¦Treebranchfellonline¦ConductorOverhead¦Normal
19-0129930 | Vegetation | Tree - fell into line | Conductor, Overhead | Together | 2019 | Tier 2 - Elevated | Distribution Circuit | 11 | 26 | 2019-11-26 | 718339 | Sus | Y | Vegetation¦Treefellintoline¦ConductorOverhead¦Together
19-0131802 | Equipment Failure/Involved | Overhead | Crossarm, Wood | Broken, wire on ground | 2019 | Tier 2 - Elevated | Distribution Circuit | 12 | 1 | 2019-12-01 | 725496 | Sus | N | EquipmentFailureInvolved¦Overhead¦CrossarmWood¦Brokenwireonground
19-0134604 | Vegetation | Tree - branch fell on line | Conductor, Overhead | Normal | 2019 | Tier 3 - Extreme | Distribution Circuit | 12 | 6 | 2019-12-06 | 731794 | Sus | N | Vegetation¦Treebranchfellonline¦ConductorOverhead¦Normal
19-0136138 | Vegetation | Tree - cutting, PG&E contractor | Conductor, Overhead | Normal | 2019 | Tier 3 - Extreme | Distribution Circuit | 12 | 12 | 2019-12-12 | 737407 | Sus | N | Vegetation¦TreecuttingPG&Econtractor¦ConductorOverhead¦Normal
19-0137435 | Vegetation | Tree - fell into line | Conductor, Overhead | Normal | 2019 | Tier 3 - Extreme | Distribution Circuit | 12 | 21 | 2019-12-21 | 747842 | Sus | N | Vegetation¦Treefellintoline¦ConductorOverhead¦Normal
19-0137512 | Unknown Cause | Patrol - found nothing |  |  | 2019 | Tier 2 - Elevated | Distribution Circuit | 12 | 22 | 2019-12-22 | 748044 | Sus | N | UnknownCause¦Patrolfoundnothing¦¦
19-0137532 | Vegetation | Tree - fell into line | Pole-Wood | Broken, wire on ground | 2019 | Tier 2 - Elevated | Distribution Circuit | 12 | 22 | 2019-12-22 | 748255 | Sus | N | Vegetation¦Treefellintoline¦PoleWood¦Brokenwireonground
19-0137928 | Vegetation | Tree - branch fell on line | Secondary | Broken | 2019 | Tier 2 - Elevated | Distribution Circuit | 12 | 26 | 2019-12-26 | 750251 | Sus | N | Vegetation¦Treebranchfellonline¦Secondary¦Broken
20-0004636 | Unknown Cause | Patrol - found nothing |  |  | 2020 | Tier 2 - Elevated | Distribution Circuit | 1 | 2 | 2020-01-02 | 754004 | Sus | N | UnknownCause¦Patrolfoundnothing¦¦
20-0006473 | Equipment Failure/Involved | Overhead | Insulator | Broken | 2020 | Tier 2 - Elevated | Distribution Circuit | 1 | 8 | 2020-01-08 | 757290 | Sus | N | EquipmentFailureInvolved¦Overhead¦Insulator¦Broken
20-0008350 | Unknown Cause | Patrol - not conducted |  |  | 2020 | Tier 2 - Elevated | Distribution Circuit | 1 | 13 | 2020-01-13 | 760497 | Sus | N | UnknownCause¦Patrolnotconducted¦¦
20-0009500 | Vegetation | Tree - fell into line | Conductor, Overhead | Together | 2020 | Tier 2 - Elevated | Distribution Circuit | 1 | 16 | 2020-01-16 | 761967 | Sus | N | Vegetation¦Treefellintoline¦ConductorOverhead¦Together
20-0009715 | Equipment Failure/Involved | Overhead | Insulator | Broken | 2020 | Tier 2 - Elevated | Distribution Circuit | 1 | 16 | 2020-01-16 | 762597 | Sus | N | EquipmentFailureInvolved¦Overhead¦Insulator¦Broken
20-0012377 | Vegetation | Tree - fell into line | Conductor, Overhead | Broken, wire on ground | 2020 | Tier 2 - Elevated | Distribution Circuit | 1 | 22 | 2020-01-22 | 767800 | Sus | N | Vegetation¦Treefellintoline¦ConductorOverhead¦Brokenwireonground
20-0012834 | Equipment Failure/Involved | Overhead | Transformer | Failed/Faulted | 2020 | Tier 3 - Extreme | Transformer only | 1 | 23 | 2020-01-23 | 768690 | Sus | N | EquipmentFailureInvolved¦Overhead¦Transformer¦FailedFaulted
20-0016009 | Unknown Cause | Patrol - found nothing |  |  | 2020 | Tier 3 - Extreme | Distribution Circuit | 1 | 31 | 2020-01-31 | 774568 | Sus | N | UnknownCause¦Patrolfoundnothing¦¦
20-0016239 | 3rd Party | Vehicle | Pole-Wood | Broken | 2020 | Tier 2 - Elevated | Distribution Circuit | 2 | 1 | 2020-02-01 | 775213 | Sus | N | 3rdParty¦Vehicle¦PoleWood¦Broken
20-0019092 | Vegetation | Tree - fell into line | Crossarm, Wood | Broken, wire on ground | 2020 | Tier 3 - Extreme | Distribution Circuit | 2 | 9 | 2020-02-09 | 781825 | Sus | N | Vegetation¦Treefellintoline¦CrossarmWood¦Brokenwireonground
20-0019181 | Vegetation | Tree - branch fell on line | Pole-Wood | Broken | 2020 | Tier 2 - Elevated | Distribution Circuit | 2 | 9 | 2020-02-09 | 782752 | Sus | N | Vegetation¦Treebranchfellonline¦PoleWood¦Broken
20-0019675 | Unknown Cause | Patrol - found nothing |  |  | 2020 | Tier 2 - Elevated | Distribution Circuit | 2 | 9 | 2020-02-09 | 786154 | Sus | N | UnknownCause¦Patrolfoundnothing¦¦
20-0024428 | Vegetation | Tree - fell into line | Conductor, Overhead | Normal | 2020 | Tier 2 - Elevated | Distribution Circuit | 2 | 20 | 2020-02-20 | 797394 | Sus | N | Vegetation¦Treefellintoline¦ConductorOverhead¦Normal
20-0026299 | Unknown Cause | Patrol - found nothing |  |  | 2020 | Tier 2 - Elevated | Distribution Circuit | 2 | 26 | 2020-02-26 | 813855 | Sus | N | UnknownCause¦Patrolfoundnothing¦¦
20-0027311 | Equipment Failure/Involved | Overhead | Conductor, Overhead | Together | 2020 | Tier 2 - Elevated | Distribution Circuit | 2 | 29 | 2020-02-29 | 820093 | Sus | N | EquipmentFailureInvolved¦Overhead¦ConductorOverhead¦Together
20-0032254 | Vegetation | Tree - fell into line | Conductor, Overhead | Normal | 2020 | Tier 3 - Extreme | Distribution Circuit | 3 | 15 | 2020-03-15 | 852105 | Sus | N | Vegetation¦Treefellintoline¦ConductorOverhead¦Normal
20-0033323 | Vegetation | Tree - fell into line | Crossarm, Wood | Broken | 2020 | Tier 3 - Extreme | Distribution Circuit | 3 | 17 | 2020-03-17 | 856298 | Sus | N | Vegetation¦Treefellintoline¦CrossarmWood¦Broken
20-0033433 | Unknown Cause | Patrol - found nothing |  |  | 2020 | Tier 3 - Extreme | Distribution Circuit | 3 | 17 | 2020-03-17 | 856732 | Sus | N | UnknownCause¦Patrolfoundnothing¦¦
20-0034901 | Environmental/External | Ice or snow | Conductor, Overhead | Broken, wire on ground | 2020 | Tier 2 - Elevated | Distribution Circuit | 3 | 18 | 2020-03-18 | 858240 | Sus | N | EnvironmentalExternal¦Iceorsnow¦ConductorOverhead¦Brokenwireonground
20-0035935 | Equipment Failure/Involved | Overhead | Regulator | Broken | 2020 | Tier 2 - Elevated | Distribution Circuit | 4 | 7 | 2020-04-07 | 888335 | Sus | N | EquipmentFailureInvolved¦Overhead¦Regulator¦Broken
20-0036150 | Unknown Cause | Patrol - found nothing |  |  | 2020 | Tier 2 - Elevated | Distribution Circuit | 3 | 25 | 2020-03-25 | 865513 | Sus | N | UnknownCause¦Patrolfoundnothing¦¦
20-0038324 | Vegetation | Tree - fell into line | Transformer | Leaking | 2020 | Tier 3 - Extreme | Transformer only | 4 | 3 | 2020-04-03 | 881735 | Sus | N | Vegetation¦Treefellintoline¦Transformer¦Leaking
20-0053318 | Unknown Cause | Patrol - found nothing |  |  | 2020 | Tier 3 - Extreme | Distribution Circuit | 5 | 22 | 2020-05-22 | 919595 | Sus | Y | UnknownCause¦Patrolfoundnothing¦¦
20-0054111 | Unknown Cause | Patrol - found nothing |  |  | 2020 | Tier 3 - Extreme | Distribution Circuit | 5 | 26 | 2020-05-26 | 921702 | Sus | Y | UnknownCause¦Patrolfoundnothing¦¦
20-0059222 | 3rd Party | Vehicle | Conductor, Overhead | Normal | 2020 | Tier 2 - Elevated | Distribution Circuit | 6 | 9 | 2020-06-09 | 935092 | Sus | Y | 3rdParty¦Vehicle¦ConductorOverhead¦Normal
20-0067900 | Equipment Failure/Involved | Overhead | Conductor, Overhead | Broken | 2020 | Tier 2 - Elevated | Distribution Circuit | 7 | 2 | 2020-07-02 | 956917 | Sus | Y | EquipmentFailureInvolved¦Overhead¦ConductorOverhead¦Broken
20-0069826 | Unknown Cause | Patrol - found nothing |  |  | 2020 | Tier 3 - Extreme | Distribution Circuit | 7 | 9 | 2020-07-09 | 960532 | Sus | Y | UnknownCause¦Patrolfoundnothing¦¦
20-0070274 | Unknown Cause | Patrol - found nothing |  |  | 2020 | Tier 2 - Elevated | Distribution Circuit | 7 | 9 | 2020-07-09 | 961161 | Sus | Y | UnknownCause¦Patrolfoundnothing¦¦
20-0072173 | Unknown Cause | Patrol - found nothing |  |  | 2020 | Tier 3 - Extreme | Distribution Circuit | 7 | 15 | 2020-07-15 | 965231 | Sus | Y | UnknownCause¦Patrolfoundnothing¦¦
20-0073404 | Unknown Cause | Patrol - found nothing |  |  | 2020 | Tier 3 - Extreme | Distribution Circuit | 7 | 19 | 2020-07-19 | 967625 | Sus | Y | UnknownCause¦Patrolfoundnothing¦¦
20-0078812 | Equipment Failure/Involved | Overhead | Connector or Splice (OH) | Broken, wire on ground | 2020 | Tier 2 - Elevated | Distribution Circuit | 8 | 2 | 2020-08-02 | 976986 | Sus | Y | EquipmentFailureInvolved¦Overhead¦ConnectororSplice(OH)¦Brokenwireonground
20-0081111 | Equipment Failure/Involved | Overhead | Transformer | Failed/Faulted | 2020 | Tier 3 - Extreme | Transformer only | 8 | 7 | 2020-08-07 | 984080 | Sus | Y | EquipmentFailureInvolved¦Overhead¦Transformer¦FailedFaulted
20-0081232 | Unknown Cause | Patrol - found nothing |  |  | 2020 | Tier 3 - Extreme | Distribution Circuit | 8 | 8 | 2020-08-08 | 985433 | Sus | Y | UnknownCause¦Patrolfoundnothing¦¦
20-0084889 | Unknown Cause | Patrol - found nothing |  |  | 2020 | Tier 3 - Extreme | Distribution Circuit | 8 | 16 | 2020-08-16 | 1011380 | Sus | Y | UnknownCause¦Patrolfoundnothing¦¦
20-0086750 | Environmental/External | Lightning | Transformer (OH) | Burned/flashed | 2020 | Tier 2 - Elevated | Distribution Circuit | 8 | 18 | 2020-08-18 | 1019419 | Sus | Y | EnvironmentalExternal¦Lightning¦Transformer(OH)¦Burnedflashed
20-0088182 | Environmental/External | Fire, Forest/Grass | Conductor, Overhead | Normal | 2020 | Tier 2 - Elevated | Distribution Circuit | 8 | 20 | 2020-08-20 | 1025753 | Sus | Y | EnvironmentalExternal¦FireForestGrass¦ConductorOverhead¦Normal
20-0089979 | Unknown Cause | Patrol - found nothing |  |  | 2020 | Tier 2 - Elevated | Distribution Circuit | 8 | 25 | 2020-08-25 | 1030679 | Sus | Y | UnknownCause¦Patrolfoundnothing¦¦
20-0090460 | Environmental/External | Fire, Forest/Grass | Conductor, Overhead | Normal | 2020 | Tier 3 - Extreme | Distribution Circuit | 8 | 19 | 2020-08-19 | 1033352 | Sus | Y | EnvironmentalExternal¦FireForestGrass¦ConductorOverhead¦Normal
20-0090497 | Environmental/External | Fire, Forest/Grass | Pole-Wood | Burned/flashed | 2020 | Tier 3 - Extreme | Distribution Circuit | 8 | 19 | 2020-08-19 | 1033406 | Sus | Y | EnvironmentalExternal¦FireForestGrass¦PoleWood¦Burnedflashed
20-0096918 | Unknown Cause | Patrol - found nothing |  |  | 2020 | Tier 2 - Elevated | Distribution Circuit | 9 | 13 | 2020-09-13 | 1067194 | Sus | Y | UnknownCause¦Patrolfoundnothing¦¦
20-0105478 | Environmental/External | Fire, Forest/Grass | Conductor, Overhead | Burned/flashed | 2020 | Tier 2 - Elevated | Distribution Circuit | 9 | 28 | 2020-09-28 | 1111703 | Sus | Y | EnvironmentalExternal¦FireForestGrass¦ConductorOverhead¦Burnedflashed
20-0105489 | Unknown Cause | Patrol - not conducted |  |  | 2020 | Tier 3 - Extreme | Distribution Circuit | 10 | 5 | 2020-10-05 | 1111736 | Sus | Y | UnknownCause¦Patrolnotconducted¦¦
20-0108401 | Wildfire Mitigation | Public Safety Power Shut-off | Conductor, Overhead | Normal | 2020 | Tier 2 - Elevated | Distribution Circuit | 10 | 14 | 2020-10-14 | 1118168 | Sus | Y | WildfireMitigation¦PublicSafetyPowerShutoff¦ConductorOverhead¦Normal
20-0108557 | Wildfire Mitigation | Public Safety Power Shut-off | Conductor, Overhead | Normal | 2020 | Tier 3 - Extreme | Distribution Circuit | 10 | 14 | 2020-10-14 | 1117968 | Sus | Y | WildfireMitigation¦PublicSafetyPowerShutoff¦ConductorOverhead¦Normal
20-0111770 | Equipment Failure/Involved | Overhead | Connector or Splice (OH) | Broken | 2020 | Tier 3 - Extreme | Transformer only | 10 | 22 | 2020-10-22 | 1123524 | Sus | Y | EquipmentFailureInvolved¦Overhead¦ConnectororSplice(OH)¦Broken
20-0115273 | Equipment Failure/Involved | Fire, pole | Insulator | Broken | 2020 | Tier 2 - Elevated | Distribution Circuit | 10 | 30 | 2020-10-30 | 1132167 | Sus | Y | EquipmentFailureInvolved¦Firepole¦Insulator¦Broken
20-0118192 | Equipment Failure/Involved | Overhead | Pole-Wood | Deteriorated | 2020 | Tier 3 - Extreme | Distribution Circuit | 11 | 7 | 2020-11-07 | 1138450 | Sus | Y | EquipmentFailureInvolved¦Overhead¦PoleWood¦Deteriorated
20-0118403 | Vegetation | Tree - branch fell on line | Conductor, Overhead | Normal | 2020 | Tier 3 - Extreme | Distribution Circuit | 11 | 8 | 2020-11-08 | 1139158 | Sus | Y | Vegetation¦Treebranchfellonline¦ConductorOverhead¦Normal
20-0121101 | Equipment Failure/Involved | Overhead | Fuse | Normal | 2020 | Tier 2 - Elevated | Distribution Circuit | 11 | 15 | 2020-11-15 | 1145704 | Sus | Y | EquipmentFailureInvolved¦Overhead¦Fuse¦Normal
20-0127123 | Company Initiated | Construction Activity/equip, company | Transformer (OH) | Failed/Faulted | 2020 | Tier 2 - Elevated | Transformer only | 12 | 3 | 2020-12-03 | 1159814 | Sus | N | CompanyInitiated¦ConstructionActivityequipcompany¦Transformer(OH)¦FailedFaulted
20-0128415 | Vegetation | Tree - fell into line | Conductor, Overhead | Broken, wire on ground | 2020 | Tier 3 - Extreme | Distribution Circuit | 12 | 7 | 2020-12-07 | 1167366 | Sus | N | Vegetation¦Treefellintoline¦ConductorOverhead¦Brokenwireonground
20-0129935 | Unknown Cause | Patrol - found nothing |  |  | 2020 | Tier 2 - Elevated | Distribution Circuit | 12 | 12 | 2020-12-12 | 1180815 | Sus | N | UnknownCause¦Patrolfoundnothing¦¦
20-0131082 | Vegetation | Tree - fell into line | Transformer | Broken, wire on ground | 2020 | Tier 2 - Elevated | Transformer only | 12 | 18 | 2020-12-18 | 1193567 | Sus | N | Vegetation¦Treefellintoline¦Transformer¦Brokenwireonground
20-0132063 | Equipment Failure/Involved | Overhead | Transformer (OH) | Failed/Faulted | 2020 | Tier 2 - Elevated | Transformer only | 12 | 28 | 2020-12-28 | 1200060 | Sus | N | EquipmentFailureInvolved¦Overhead¦Transformer(OH)¦FailedFaulted
21-0010110 | Equipment Failure/Involved | Overhead | Conductor, Overhead | Broken, wire on ground | 2021 | Tier 3 - Extreme | Distribution Circuit | 1 | 19 | 2021-01-19 | 1213869 | Sus | N | EquipmentFailureInvolved¦Overhead¦ConductorOverhead¦Brokenwireonground
21-0010235 | Vegetation | Tree - branch fell on line | Conductor, Overhead | Normal | 2021 | Tier 3 - Extreme | Distribution Circuit | 1 | 19 | 2021-01-19 | 1215026 | Sus | N | Vegetation¦Treebranchfellonline¦ConductorOverhead¦Normal
21-0011023 | Equipment Failure/Involved | Overhead | Conductor, Overhead | Normal | 2021 | Tier 2 - Elevated | Distribution Circuit | 1 | 19 | 2021-01-19 | 1215516 | Sus | N | EquipmentFailureInvolved¦Overhead¦ConductorOverhead¦Normal
21-0015548 | Equipment Failure/Involved | Overhead | Pole-Wood | Broken, wire on ground | 2021 | Tier 2 - Elevated | Distribution Circuit | 1 | 27 | 2021-01-27 | 1231709 | Sus | N | EquipmentFailureInvolved¦Overhead¦PoleWood¦Brokenwireonground
21-0015754 | Unknown Cause | Patrol - found nothing |  |  | 2021 | Tier 2 - Elevated | Transmission line | 1 | 27 | 2021-01-27 | 1233582 | Sus | N | UnknownCause¦Patrolfoundnothing¦¦
21-0017302 | Unknown Cause | Patrol - not conducted |  |  | 2021 | Tier 3 - Extreme | Distribution Circuit | 1 | 28 | 2021-01-28 | 1238552 | Sus | N | UnknownCause¦Patrolnotconducted¦¦
21-0018360 | Vegetation | Tree - fell into line | Conductor, Overhead | Normal | 2021 | Tier 3 - Extreme | Distribution Circuit | 1 | 29 | 2021-01-29 | 1240853 | Sus | N | Vegetation¦Treefellintoline¦ConductorOverhead¦Normal
21-0020955 | Equipment Failure/Involved | Overhead | Transformer (OH) | Broken | 2021 | Tier 2 - Elevated | Distribution Circuit | 2 | 2 | 2021-02-02 | 1246113 | Sus | N | EquipmentFailureInvolved¦Overhead¦Transformer(OH)¦Broken
21-0024251 | Vegetation | Tree - branch fell on line | Fuse | Normal | 2021 | Tier 2 - Elevated | Transformer only | 2 | 10 | 2021-02-10 | 1252536 | Sus | N | Vegetation¦Treebranchfellonline¦Fuse¦Normal
21-0026525 | 3rd Party | Vehicle | Anchor or Guy | Broken | 2021 | Tier 2 - Elevated | Distribution Circuit | 2 | 17 | 2021-02-17 | 1256556 | Sus | N | 3rdParty¦Vehicle¦AnchororGuy¦Broken
21-0029337 | Vegetation | Tree - fell into line | Conductor, Overhead | Broken, wire on ground | 2021 | Tier 2 - Elevated | Distribution Circuit | 2 | 24 | 2021-02-24 | 1261634 | Sus | N | Vegetation¦Treefellintoline¦ConductorOverhead¦Brokenwireonground
21-0032722 | Vegetation | Tree - fell into line | Conductor, Overhead | Normal | 2021 | Tier 3 - Extreme | Distribution Circuit | 3 | 5 | 2021-03-05 | 1270070 | Sus | N | Vegetation¦Treefellintoline¦ConductorOverhead¦Normal
21-0034322 | Vegetation | Tree - fell into line | Crossarm, Wood | Broken | 2021 | Tier 3 - Extreme | Distribution Circuit | 3 | 10 | 2021-03-10 | 1276655 | Sus | N | Vegetation¦Treefellintoline¦CrossarmWood¦Broken
21-0037342 | Unknown Cause | Patrol - found nothing |  |  | 2021 | Tier 2 - Elevated | Distribution Circuit | 3 | 16 | 2021-03-16 | 1285505 | Sus | N | UnknownCause¦Patrolfoundnothing¦¦
21-0038343 | Unknown Cause | Patrol - found nothing |  |  | 2021 | Tier 2 - Elevated | Distribution Circuit | 3 | 18 | 2021-03-18 | 1288303 | Sus | N | UnknownCause¦Patrolfoundnothing¦¦
21-0044353 | Equipment Failure/Involved | Overhead | Cutout, fuse holder | Broken | 2021 | Tier 2 - Elevated | Distribution Circuit | 4 | 2 | 2021-04-02 | 1306050 | Sus | N | EquipmentFailureInvolved¦Overhead¦Cutoutfuseholder¦Broken
21-0048153 | Unknown Cause | Patrol - found nothing |  |  | 2021 | Tier 3 - Extreme | Distribution Circuit | 4 | 13 | 2021-04-13 | 1315496 | Sus | N | UnknownCause¦Patrolfoundnothing¦¦
21-0058199 | 3rd Party | Vehicle | Anchor or Guy | Broken | 2021 | Tier 2 - Elevated | Distribution Circuit | 5 | 7 | 2021-05-07 | 1342933 | Sus | Y | 3rdParty¦Vehicle¦AnchororGuy¦Broken
21-0060054 | Unknown Cause | Patrol - not conducted |  |  | 2021 | Tier 2 - Elevated | Distribution Circuit | 5 | 12 | 2021-05-12 | 1346512 | Sus | Y | UnknownCause¦Patrolnotconducted¦¦
21-0066309 | Equipment Failure/Involved | Overhead | Transformer (OH) | Failed/Faulted | 2021 | Tier 2 - Elevated | Transformer only | 5 | 26 | 2021-05-26 | 1359088 | Sus | Y | EquipmentFailureInvolved¦Overhead¦Transformer(OH)¦FailedFaulted
21-0067389 | 3rd Party | Customer Equipment | Customer Equipment | Normal | 2021 | Tier 3 - Extreme | Distribution Circuit | 5 | 28 | 2021-05-28 | 1360524 | Sus | Y | 3rdParty¦CustomerEquipment¦CustomerEquipment¦Normal
21-0069186 | Vegetation | Tree - fell into line | Conductor, Overhead | Broken, wire on ground | 2021 | Tier 2 - Elevated | Distribution Circuit | 6 | 2 | 2021-06-02 | 1364373 | Sus | Y | Vegetation¦Treefellintoline¦ConductorOverhead¦Brokenwireonground
21-0072697 | Vegetation | Tree - grew into line | Conductor, Overhead | Normal | 2021 | Tier 3 - Extreme | Distribution Circuit | 6 | 10 | 2021-06-10 | 1370257 | Sus | Y | Vegetation¦Treegrewintoline¦ConductorOverhead¦Normal
21-0076460 | Unknown Cause | Patrol - found nothing |  |  | 2021 | Tier 2 - Elevated | Distribution Circuit | 6 | 18 | 2021-06-18 | 1378491 | Sus | Y | UnknownCause¦Patrolfoundnothing¦¦
21-0078423 | Environmental/External | Fire, Forest/Grass | Pole-Wood | Burned/flashed | 2021 | Tier 2 - Elevated | Distribution Circuit | 6 | 23 | 2021-06-23 | 1383383 | Sus | Y | EnvironmentalExternal¦FireForestGrass¦PoleWood¦Burnedflashed
21-0085904 | Equipment Failure/Involved | Overhead | Transformer (OH) | Failed/Faulted | 2021 | Tier 2 - Elevated | Transformer only | 7 | 7 | 2021-07-07 | 1393711 | Sus | Y | EquipmentFailureInvolved¦Overhead¦Transformer(OH)¦FailedFaulted
21-0087451 | Equipment Failure/Involved | Overhead | Transformer (OH) | Failed/Faulted | 2021 | Tier 2 - Elevated | Transformer only | 7 | 10 | 2021-07-10 | 1397062 | Sus | Y | EquipmentFailureInvolved¦Overhead¦Transformer(OH)¦FailedFaulted
21-0087982 | Vegetation | Tree - fell into line | Pole-Wood | Normal | 2021 | Tier 3 - Extreme | Transformer only | 7 | 12 | 2021-07-12 | 1400663 | Sus | Y | Vegetation¦Treefellintoline¦PoleWood¦Normal
21-0091413 | Unknown Cause | Patrol - found nothing |  |  | 2021 | Tier 3 - Extreme | Transformer only | 7 | 18 | 2021-07-18 | 1407432 | Sus | Y | UnknownCause¦Patrolfoundnothing¦¦
21-0093480 | Vegetation | Tree - branch fell on line | Secondary | Normal | 2021 | Tier 3 - Extreme | Transformer only | 7 | 22 | 2021-07-22 | 1410961 | Sus | Y | Vegetation¦Treebranchfellonline¦Secondary¦Normal
21-0095768 | Equipment Failure/Involved | Overhead | Transformer (OH) | Failed/Faulted | 2021 | Tier 3 - Extreme | Transformer only | 7 | 27 | 2021-07-27 | 1416559 | Sus | Y | EquipmentFailureInvolved¦Overhead¦Transformer(OH)¦FailedFaulted
21-0104228 | Company Initiated | Dig in, company | Conductor, Underground | Broken | 2021 | Tier 2 - Elevated | Transformer only | 8 | 13 | 2021-08-13 | 1441977 | Sus | Y | CompanyInitiated¦Digincompany¦ConductorUnderground¦Broken
21-0110539 | Equipment Failure/Involved | Overhead | Transformer (OH) | Failed/Faulted | 2021 | Tier 2 - Elevated | Transformer only | 8 | 28 | 2021-08-28 | 1456151 | Sus | Y | EquipmentFailureInvolved¦Overhead¦Transformer(OH)¦FailedFaulted
21-0112394 | Equipment Failure/Involved | Overhead | Transformer (OH) | Failed/Faulted | 2021 | Tier 3 - Extreme | Transformer only | 9 | 1 | 2021-09-01 | 1460266 | Sus | Y | EquipmentFailureInvolved¦Overhead¦Transformer(OH)¦FailedFaulted
21-0113688 | Vegetation | Tree - fell into line | Crossarm, Wood | Broken | 2021 | Tier 3 - Extreme | Distribution Circuit | 9 | 4 | 2021-09-04 | 1462175 | Sus | Y | Vegetation¦Treefellintoline¦CrossarmWood¦Broken
21-0117338 | Equipment Failure/Involved | Overhead | Transformer (OH) | Burned/flashed | 2021 | Tier 2 - Elevated | Distribution Circuit | 9 | 14 | 2021-09-14 | 1471492 | Sus | Y | EquipmentFailureInvolved¦Overhead¦Transformer(OH)¦Burnedflashed
21-0120965 | Unknown Cause | Patrol - found nothing |  |  | 2021 | Tier 2 - Elevated | Distribution Circuit | 9 | 22 | 2021-09-22 | 1478014 | Sus | Y | UnknownCause¦Patrolfoundnothing¦¦
21-0122510 | Unknown Cause | Patrol - found nothing |  |  | 2021 | Tier 2 - Elevated | Distribution Circuit | 9 | 26 | 2021-09-26 | 1480947 | Sus | Y | UnknownCause¦Patrolfoundnothing¦¦
21-0128383 | Wildfire Mitigation | Public Safety Power Shut-off |  |  | 2021 | Tier 2 - Elevated | Distribution Circuit | 10 | 11 | 2021-10-11 | 1492161 | Sus | Y | WildfireMitigation¦PublicSafetyPowerShutoff¦¦
21-0129391 | Unknown Cause | Patrol - found nothing |  |  | 2021 | Tier 2 - Elevated | Distribution Circuit | 10 | 11 | 2021-10-11 | 1493691 | Sus | Y | UnknownCause¦Patrolfoundnothing¦¦
21-0134175 | Equipment Failure/Involved | Overhead | Insulator | Failed/Faulted | 2021 | Tier 3 - Extreme | Distribution Circuit | 10 | 21 | 2021-10-21 | 1503943 | Sus | Y | EquipmentFailureInvolved¦Overhead¦Insulator¦FailedFaulted
21-0134187 | Unknown Cause | Patrol - found nothing |  |  | 2021 | Tier 3 - Extreme | Distribution Circuit | 10 | 21 | 2021-10-21 | 1503975 | Sus | Y | UnknownCause¦Patrolfoundnothing¦¦
21-0136314 | Vegetation | Tree - fell into line | Transformer | Broken, wire on ground | 2021 | Tier 3 - Extreme | Transformer only | 10 | 24 | 2021-10-24 | 1511507 | Sus | Y | Vegetation¦Treefellintoline¦Transformer¦Brokenwireonground
21-0137620 | Vegetation | Tree - fell into line | Conductor, Overhead | Broken, wire on ground | 2021 | Tier 2 - Elevated | Distribution Circuit | 10 | 24 | 2021-10-24 | 1519935 | Sus | Y | Vegetation¦Treefellintoline¦ConductorOverhead¦Brokenwireonground
21-0137786 | Unknown Cause | Patrol - found nothing |  |  | 2021 | Tier 3 - Extreme | Distribution Circuit | 10 | 25 | 2021-10-25 | 1518400 | Sus | Y | UnknownCause¦Patrolfoundnothing¦¦
21-0138139 | Vegetation | Tree - fell into line | Conductor, Overhead | Normal | 2021 | Tier 2 - Elevated | Distribution Circuit | 10 | 26 | 2021-10-26 | 1521565 | Sus | Y | Vegetation¦Treefellintoline¦ConductorOverhead¦Normal
21-0141250 | Unknown Cause | Patrol - found nothing |  |  | 2021 | Tier 3 - Extreme | Distribution Circuit | 11 | 2 | 2021-11-02 | 1531394 | Sus | Y | UnknownCause¦Patrolfoundnothing¦¦
21-0141480 | Vegetation | Tree - fell into line | Conductor, Overhead | Broken, wire on ground | 2021 | Tier 2 - Elevated | Distribution Circuit | 11 | 2 | 2021-11-02 | 1532568 | Sus | Y | Vegetation¦Treefellintoline¦ConductorOverhead¦Brokenwireonground
21-0152897 | Equipment Failure/Involved | Overhead | Pole-Wood | Broken | 2021 | Tier 3 - Extreme | Distribution Circuit | 11 | 30 | 2021-11-30 | 1556217 | Sus | Y | EquipmentFailureInvolved¦Overhead¦PoleWood¦Broken
21-0155871 | Vegetation | Tree - fell into line | Transformer (OH) | Broken, wire on ground | 2021 | Tier 2 - Elevated | Distribution Circuit | 12 | 7 | 2021-12-07 | 1561601 | Sus | N | Vegetation¦Treefellintoline¦Transformer(OH)¦Brokenwireonground
21-0156295 | Equipment Failure/Involved | Overhead | Pole-Wood | Broken | 2021 | Tier 2 - Elevated | Distribution Circuit | 12 | 9 | 2021-12-09 | 1562953 | Sus | N | EquipmentFailureInvolved¦Overhead¦PoleWood¦Broken
21-0157627 | Vegetation | Tree - fell into line | Pole-Wood | Broken, wire on ground | 2021 | Tier 2 - Elevated | Distribution Circuit | 12 | 13 | 2021-12-13 | 1568754 | Sus | N | Vegetation¦Treefellintoline¦PoleWood¦Brokenwireonground
21-0158512 | Vegetation | Tree - fell into line | Conductor, Overhead | Broken, wire on ground | 2021 | Tier 2 - Elevated | Distribution Circuit | 12 | 15 | 2021-12-15 | 1572900 | Sus | N | Vegetation¦Treefellintoline¦ConductorOverhead¦Brokenwireonground
21-0161785 | 3rd Party | Vandalism | Transformer | Contaminated | 2021 | Tier 2 - Elevated | Transformer only | 12 | 30 | 2021-12-30 | 1589636 | Sus | N | 3rdParty¦Vandalism¦Transformer¦Contaminated
21-0161867 | Environmental/External | Ice or snow | Pole-Wood | Broken, wire on ground | 2021 | Tier 3 - Extreme | Distribution Circuit | 12 | 25 | 2021-12-25 | 1590003 | Sus | N | EnvironmentalExternal¦Iceorsnow¦PoleWood¦Brokenwireonground
22-0005686 | Vegetation | Tree - fell into line | Conductor, Overhead | Broken, wire on ground | 2021 | Tier 2 - Elevated | Distribution Circuit | 12 | 27 | 2021-12-27 | 1593992 | Sus | N | Vegetation¦Treefellintoline¦ConductorOverhead¦Brokenwireonground
22-0006557 | Equipment Failure/Involved | Overhead | Transformer (OH) | Failed/Faulted | 2022 | Tier 2 - Elevated | Transformer only | 1 | 5 | 2022-01-05 | 1595972 | Sus | N | EquipmentFailureInvolved¦Overhead¦Transformer(OH)¦FailedFaulted
22-0007664 | Environmental/External | Ice or snow | Pole-Wood | Broken, wire on ground | 2021 | Tier 2 - Elevated | Distribution Circuit | 12 | 27 | 2021-12-27 | 1598362 | Sus | N | EnvironmentalExternal¦Iceorsnow¦PoleWood¦Brokenwireonground
22-0013667 | Unknown Cause | Patrol - found nothing |  |  | 2022 | Tier 2 - Elevated | Transformer only | 1 | 24 | 2022-01-24 | 1610998 | Sus | N | UnknownCause¦Patrolfoundnothing¦¦
22-0015107 | Equipment Failure/Involved | Overhead | Pole-Wood | Deteriorated | 2022 | Tier 2 - Elevated | Distribution Circuit | 1 | 27 | 2022-01-27 | 1614108 | Sus | N | EquipmentFailureInvolved¦Overhead¦PoleWood¦Deteriorated
22-0023823 | Vegetation | Tree - grew into line | Conductor, Overhead | Normal | 2022 | Tier 2 - Elevated | Distribution Circuit | 2 | 17 | 2022-02-17 | 1631526 | Sus | N | Vegetation¦Treegrewintoline¦ConductorOverhead¦Normal
22-0040988 | Animal | Bird found | Conductor, Overhead | Normal | 2022 | Tier 2 - Elevated | Distribution Circuit | 3 | 31 | 2022-03-31 | 1660153 | Sus | N | Animal¦Birdfound¦ConductorOverhead¦Normal
22-0044333 | Unknown Cause | Patrol - found nothing |  |  | 2022 | Tier 2 - Elevated | Distribution Circuit | 4 | 8 | 2022-04-08 | 1665669 | Sus | N | UnknownCause¦Patrolfoundnothing¦¦
22-0045970 | Unknown Cause | Patrol - found nothing |  |  | 2022 | Tier 3 - Extreme | Distribution Circuit | 4 | 11 | 2022-04-11 | 1669476 | Sus | N | UnknownCause¦Patrolfoundnothing¦¦
22-0045983 | Vegetation | Tree - fell into line | Conductor, Overhead | Broken, wire on ground | 2022 | Tier 2 - Elevated | Distribution Circuit | 4 | 11 | 2022-04-11 | 1669948 | Sus | N | Vegetation¦Treefellintoline¦ConductorOverhead¦Brokenwireonground
22-0047737 | Vegetation | Tree - branch fell on line | Conductor, Overhead | Normal | 2022 | Tier 3 - Extreme | Distribution Circuit | 4 | 13 | 2022-04-13 | 1672051 | Sus | N | Vegetation¦Treebranchfellonline¦ConductorOverhead¦Normal
22-0059335 | Animal | Bird found | Conductor, Overhead | Normal | 2022 | Tier 2 - Elevated | Distribution Circuit | 5 | 7 | 2022-05-07 | 1690761 | Sus | Y | Animal¦Birdfound¦ConductorOverhead¦Normal
22-0059427 | Equipment Failure/Involved | Electrical Overload | Transformer | Burned/flashed | 2022 | Tier 2 - Elevated | Transformer only | 5 | 8 | 2022-05-08 | 1691095 | Sus | Y | EquipmentFailureInvolved¦ElectricalOverload¦Transformer¦Burnedflashed
22-0061131 | Unknown Cause | Patrol - found nothing |  |  | 2022 | Tier 2 - Elevated | Distribution Circuit | 5 | 12 | 2022-05-12 | 1694368 | Sus | Y | UnknownCause¦Patrolfoundnothing¦¦
22-0067822 | Equipment Failure/Involved | Overhead | Pole-Wood | Broken | 2022 | Tier 2 - Elevated | Distribution Circuit | 5 | 28 | 2022-05-28 | 1713202 | Sus | Y | EquipmentFailureInvolved¦Overhead¦PoleWood¦Broken
22-0068103 | Vegetation | Tree - grew into line | Conductor, Overhead | Normal | 2022 | Tier 2 - Elevated | Distribution Circuit | 5 | 30 | 2022-05-30 | 1714206 | Sus | Y | Vegetation¦Treegrewintoline¦ConductorOverhead¦Normal
22-0076705 | Vegetation | Tree - fell into line | Conductor, Overhead | Broken, wire on ground | 2022 | Tier 3 - Extreme | Distribution Circuit | 6 | 21 | 2022-06-21 | 1737379 | Sus | Y | Vegetation¦Treefellintoline¦ConductorOverhead¦Brokenwireonground
22-0085848 | Animal | Squirrel | Conductor, Overhead | Normal | 2022 | Tier 2 - Elevated | Distribution Circuit | 7 | 15 | 2022-07-15 | 1757124 | Sus | Y | Animal¦Squirrel¦ConductorOverhead¦Normal
22-0088417 | Equipment Failure/Involved | Overhead | Pole-Wood | Broken | 2022 | Tier 3 - Extreme | Distribution Circuit | 7 | 21 | 2022-07-21 | 1762721 | Sus | Y | EquipmentFailureInvolved¦Overhead¦PoleWood¦Broken
22-0091662 | Unknown Cause | Patrol - found nothing |  |  | 2022 | Tier 2 - Elevated | Distribution Circuit | 7 | 30 | 2022-07-30 | 1769016 | Sus | Y | UnknownCause¦Patrolfoundnothing¦¦
22-0091676 | 3rd Party | Other | Conductor, Overhead | Normal | 2022 | Tier 2 - Elevated | Distribution Circuit | 7 | 30 | 2022-07-30 | 1769075 | Sus | Y | 3rdParty¦Other¦ConductorOverhead¦Normal
22-0093372 | Equipment Failure/Involved | Overhead | Transformer (OH) | Failed/Faulted | 2022 | Tier 2 - Elevated | Transformer only | 8 | 3 | 2022-08-03 | 1772374 | Sus | Y | EquipmentFailureInvolved¦Overhead¦Transformer(OH)¦FailedFaulted
22-0094521 | Equipment Failure/Involved | Overhead | Transformer (OH) | Failed/Faulted | 2022 | Tier 3 - Extreme | Transformer only | 8 | 5 | 2022-08-05 | 1774548 | Sus | Y | EquipmentFailureInvolved¦Overhead¦Transformer(OH)¦FailedFaulted
22-0095655 | Animal | Squirrel | Fuse | Burned Open | 2022 | Tier 2 - Elevated | Distribution Circuit | 8 | 10 | 2022-08-10 | 1777461 | Sus | Y | Animal¦Squirrel¦Fuse¦BurnedOpen
22-0100227 | Vegetation | Tree - branch fell on line | Secondary | Broken, wire on ground | 2022 | Tier 2 - Elevated | Transformer only | 8 | 21 | 2022-08-21 | 1786669 | Sus | Y | Vegetation¦Treebranchfellonline¦Secondary¦Brokenwireonground
22-0105879 | 3rd Party | Customer Equipment | Metering Equipment | Burned/flashed | 2022 | Tier 3 - Extreme | Distribution Circuit | 9 | 5 | 2022-09-05 | 1799615 | Sus | Y | 3rdParty¦CustomerEquipment¦MeteringEquipment¦Burnedflashed
22-0108674 | Animal | Bird found | Transformer (OH) | Normal | 2022 | Tier 2 - Elevated | Distribution Circuit | 9 | 9 | 2022-09-09 | 1807341 | Sus | Y | Animal¦Birdfound¦Transformer(OH)¦Normal
22-0111908 | Unknown Cause | Patrol - found nothing |  |  | 2022 | Tier 3 - Extreme | Distribution Circuit | 9 | 18 | 2022-09-18 | 1815488 | Sus | Y | UnknownCause¦Patrolfoundnothing¦¦
22-0112845 | Equipment Failure/Involved | Underground | Transformer (UG) | Burned/flashed | 2022 | Tier 2 - Elevated | Distribution Circuit | 9 | 20 | 2022-09-20 | 1817768 | Sus | Y | EquipmentFailureInvolved¦Underground¦Transformer(UG)¦Burnedflashed
22-0119672 | 3rd Party | Vehicle | Pole-Wood | Broken | 2022 | Tier 2 - Elevated | Distribution Circuit | 10 | 10 | 2022-10-10 | 1833928 | Sus | Y | 3rdParty¦Vehicle¦PoleWood¦Broken
22-0123781 | Equipment Failure/Involved | Overhead | Pole-Wood | Deteriorated | 2022 | Tier 3 - Extreme | Distribution Circuit | 10 | 22 | 2022-10-22 |  | Sus | Y | EquipmentFailureInvolved¦Overhead¦PoleWood¦Deteriorated
22-0123990 | Unknown Cause | Patrol - found nothing |  |  | 2022 | Tier 2 - Elevated | Distribution Circuit | 10 | 23 | 2022-10-23 | 1843247 | Sus | Y | UnknownCause¦Patrolfoundnothing¦¦
22-0124101 | Vegetation | Tree - branch fell on line | Conductor, Overhead | Normal | 2022 | Tier 2 - Elevated | Distribution Circuit | 10 | 23 | 2022-10-23 | 1843621 | Sus | Y | Vegetation¦Treebranchfellonline¦ConductorOverhead¦Normal
22-0125558 | Equipment Failure/Involved | Overhead | Pole-Wood | Deteriorated | 2022 | Tier 2 - Elevated | Distribution Circuit | 10 | 27 | 2022-10-27 | 1847367 | Sus | Y | EquipmentFailureInvolved¦Overhead¦PoleWood¦Deteriorated
22-0127636 | Unknown Cause | Patrol - found nothing |  |  | 2022 | Tier 2 - Elevated | Distribution Circuit | 11 | 3 | 2022-11-03 | 1852898 | Sus | Y | UnknownCause¦Patrolfoundnothing¦¦
22-0132313 | Equipment Failure/Involved | Overhead | Transformer (OH) | Failed/Faulted | 2022 | Tier 2 - Elevated | Distribution Circuit | 11 | 17 | 2022-11-17 | 1864813 | Sus | Y | EquipmentFailureInvolved¦Overhead¦Transformer(OH)¦FailedFaulted
22-0138111 | Unknown Cause | Patrol - not conducted |  |  | 2022 | Tier 2 - Elevated | Distribution Circuit | 12 | 10 | 2022-12-10 | 1880295 | Sus | N | UnknownCause¦Patrolnotconducted¦¦
22-0138985 | Unknown Cause | Patrol - found nothing |  |  | 2022 | Tier 3 - Extreme | Distribution Circuit | 12 | 11 | 2022-12-11 | 1886032 | Sus | N | UnknownCause¦Patrolfoundnothing¦¦
22-0139016 | Equipment Failure/Involved | Overhead | Secondary | Broken, wire on ground | 2022 | Tier 3 - Extreme | Distribution Circuit | 12 | 10 | 2022-12-10 | 1886101 | Sus | N | EquipmentFailureInvolved¦Overhead¦Secondary¦Brokenwireonground
22-0139024 | Unknown Cause | Patrol - found nothing |  |  | 2022 | Tier 2 - Elevated | Distribution Circuit | 12 | 11 | 2022-12-11 | 1886085 | Sus | N | UnknownCause¦Patrolfoundnothing¦¦
22-0139587 | Equipment Failure/Involved | Overhead | Transformer (OH) | Failed/Faulted | 2022 | Tier 2 - Elevated | Transformer only | 12 | 13 | 2022-12-13 | 1888591 | Sus | N | EquipmentFailureInvolved¦Overhead¦Transformer(OH)¦FailedFaulted
22-0142248 | Vegetation | Tree - fell into line | Conductor, Overhead | Broken, wire on ground | 2022 | Tier 3 - Extreme | Distribution Circuit | 12 | 30 | 2022-12-30 | 1902054 | Sus | N | Vegetation¦Treefellintoline¦ConductorOverhead¦Brokenwireonground
15-0005271 | Equipment Failure/Involved | Other | Crossarm, Wood | Broken | 2015 | Tier 2 - Elevated | Distribution Circuit | 1 | 16 | 2015-01-16 | 1164834 | Sus | N | EquipmentFailureInvolved¦Other¦CrossarmWood¦Broken
15-0005488 | Equipment Failure/Involved | Other | Transformer | Deteriorated | 2015 | Tier 3 - Extreme | Distribution Circuit | 1 | 18 | 2015-01-18 | 1165418 | Sus | N | EquipmentFailureInvolved¦Other¦Transformer¦Deteriorated
15-0014769 | Equipment Failure/Involved | Other | Lightning Arrestor | Failed/Faulted | 2015 | Tier 2 - Elevated | Distribution Circuit | 2 | 21 | 2015-02-21 | 1193627 | Sus | N | EquipmentFailureInvolved¦Other¦LightningArrestor¦FailedFaulted
15-0025144 | Vegetation | Tree - fell into line | Conductor, Overhead | Broken, wire on ground | 2015 | Tier 3 - Extreme | Distribution Circuit | 4 | 7 | 2015-04-07 | 1215538 | Sus | N | Vegetation¦Treefellintoline¦ConductorOverhead¦Brokenwireonground
15-0033082 | Unknown Cause | Patrol - found nothing |  |  | 2015 | Tier 2 - Elevated | Distribution Circuit | 5 | 9 | 2015-05-09 | 1231991 | Sus | Y | UnknownCause¦Patrolfoundnothing¦¦
15-0036385 | Unknown Cause | Patrol - not conducted |  |  | 2015 | Tier 2 - Elevated | Distribution Circuit | 5 | 26 | 2015-05-26 | 1239392 | Sus | Y | UnknownCause¦Patrolnotconducted¦¦
15-0041458 | Equipment Failure/Involved | Overhead | Transformer | Deteriorated | 2015 | Tier 3 - Extreme | Transformer only | 6 | 16 | 2015-06-16 | 1251848 | Sus | Y | EquipmentFailureInvolved¦Overhead¦Transformer¦Deteriorated
15-0043237 | Animal | Squirrel |  | Failed/Faulted | 2015 | Tier 2 - Elevated | Transformer only | 6 | 25 | 2015-06-25 | 1256155 | Sus | Y | Animal¦Squirrel¦¦FailedFaulted
15-0046274 | Vegetation | Tree - fell into line | Conductor, Overhead | Broken, wire on ground | 2015 | Tier 2 - Elevated | Distribution Circuit | 7 | 8 | 2015-07-08 | 1264900 | Sus | Y | Vegetation¦Treefellintoline¦ConductorOverhead¦Brokenwireonground
15-0049232 | Equipment Failure/Involved | Overhead | Secondary | Broken, wire on ground | 2015 | Tier 2 - Elevated | Transformer only | 7 | 20 | 2015-07-20 | 1273905 | Sus | Y | EquipmentFailureInvolved¦Overhead¦Secondary¦Brokenwireonground
15-0057469 | Vegetation | Tree - fell into line | Conductor, Overhead | Normal | 2015 | Tier 3 - Extreme | Distribution Circuit | 8 | 26 | 2015-08-26 | 1294876 | Sus | Y | Vegetation¦Treefellintoline¦ConductorOverhead¦Normal
15-0058343 | Equipment Failure/Involved | Overhead | Crossarm, Wood | Broken | 2015 | Tier 2 - Elevated | Transformer only | 8 | 31 | 2015-08-31 | 1297595 | Sus | Y | EquipmentFailureInvolved¦Overhead¦CrossarmWood¦Broken
15-0059729 | Animal | Squirrel | Transformer (OH) | Normal | 2015 | Tier 2 - Elevated | Distribution Circuit | 9 | 8 | 2015-09-08 | 1301527 | Sus | Y | Animal¦Squirrel¦Transformer(OH)¦Normal
15-0060564 | Vegetation | Tree - cutting, PG&E contractor | Conductor, Overhead | Broken, wire on ground | 2015 | Tier 2 - Elevated | Transmission line | 9 | 10 | 2015-09-10 | 1303511 | Sus | Y | Vegetation¦TreecuttingPG&Econtractor¦ConductorOverhead¦Brokenwireonground
15-0062819 | Unknown Cause | Patrol - found nothing |  |  | 2015 | Tier 2 - Elevated | Distribution Circuit | 9 | 22 | 2015-09-22 | 1310572 | Sus | Y | UnknownCause¦Patrolfoundnothing¦¦
15-0063008 | Equipment Failure/Involved | Overhead | Conductor, Overhead | Broken, wire on ground | 2015 | Tier 2 - Elevated | Transmission line | 9 | 24 | 2015-09-24 | 1311097 | Sus | Y | EquipmentFailureInvolved¦Overhead¦ConductorOverhead¦Brokenwireonground
15-0063584 | Unknown Cause | Patrol - found nothing |  |  | 2015 | Tier 3 - Extreme | Distribution Circuit | 9 | 25 | 2015-09-25 | 1311924 | Sus | Y | UnknownCause¦Patrolfoundnothing¦¦
15-0066491 | Unknown Cause | Patrol - found nothing |  |  | 2015 | Tier 2 - Elevated | Distribution Circuit | 9 | 29 | 2015-09-29 | 1313958 | Sus | Y | UnknownCause¦Patrolfoundnothing¦¦
15-0071295 | Environmental/External | Lightning | Transformer (OH) | Failed/Faulted | 2015 | Tier 2 - Elevated | Distribution Circuit | 10 | 17 | 2015-10-17 | 1324104 | Sus | Y | EnvironmentalExternal¦Lightning¦Transformer(OH)¦FailedFaulted
15-0074526 | Animal | Squirrel | Cutout, fuse holder | Normal | 2015 | Tier 2 - Elevated | Distribution Circuit | 11 | 1 | 2015-11-01 | 1332244 | Sus | Y | Animal¦Squirrel¦Cutoutfuseholder¦Normal
15-0074629 | Unknown Cause | Patrol - not conducted |  |  | 2015 | Tier 3 - Extreme | Distribution Circuit | 11 | 2 | 2015-11-02 | 1332692 | Sus | Y | UnknownCause¦Patrolnotconducted¦¦
15-0076836 | Vegetation | Tree - branch fell on line | Conductor, Overhead | Normal | 2015 | Tier 3 - Extreme | Distribution Circuit | 11 | 9 | 2015-11-09 | 1338236 | Sus | Y | Vegetation¦Treebranchfellonline¦ConductorOverhead¦Normal
15-0082513 | Vegetation | Tree - branch fell on line | Conductor, Overhead | Normal | 2015 | Tier 2 - Elevated | Transformer only | 12 | 3 | 2015-12-03 | 1352816 | Sus | N | Vegetation¦Treebranchfellonline¦ConductorOverhead¦Normal
15-0083366 | Company Initiated | Improper Construction | Conductor, Overhead | Normal | 2015 | Tier 2 - Elevated | Distribution Circuit | 12 | 8 | 2015-12-08 | 1355592 | Sus | N | CompanyInitiated¦ImproperConstruction¦ConductorOverhead¦Normal
15-0083657 | Vegetation | Tree - fell into line | Conductor, Overhead | Broken, wire on ground | 2015 | Tier 2 - Elevated | Distribution Circuit | 12 | 9 | 2015-12-09 | 1356493 | Sus | N | Vegetation¦Treefellintoline¦ConductorOverhead¦Brokenwireonground
15-0084000 | Vegetation | Tree - fell into line | Conductor, Overhead | On Ground | 2015 | Tier 3 - Extreme | Distribution Circuit | 12 | 10 | 2015-12-10 | 1357869 | Sus | N | Vegetation¦Treefellintoline¦ConductorOverhead¦OnGround
15-0084186 | Equipment Failure/Involved | Overhead | Jumper | Burned Open | 2015 | Tier 2 - Elevated | Distribution Circuit | 12 | 11 | 2015-12-11 | 1358378 | Sus | N | EquipmentFailureInvolved¦Overhead¦Jumper¦BurnedOpen
16-0006034 | Vegetation | Tree - fell into line | Conductor, Overhead | Broken, wire on ground | 2016 | Tier 3 - Extreme | Distribution Circuit | 1 | 18 | 2016-01-18 | 1385952 | Sus | N | Vegetation¦Treefellintoline¦ConductorOverhead¦Brokenwireonground
16-0006183 | Unknown Cause | Patrol - found nothing |  |  | 2016 | Tier 3 - Extreme | Distribution Circuit | 1 | 19 | 2016-01-19 | 1386703 | Sus | N | UnknownCause¦Patrolfoundnothing¦¦
16-0009254 | Equipment Failure/Involved | Underground | Conductor, Underground | Broken | 2016 | Tier 2 - Elevated | Distribution Circuit | 1 | 30 | 2016-01-30 | 1394351 | Sus | N | EquipmentFailureInvolved¦Underground¦ConductorUnderground¦Broken
16-0009612 | Vegetation | Tree - fell into line | Conductor, Overhead | Broken, wire on ground | 2016 | Tier 2 - Elevated | Distribution Circuit | 1 | 31 | 2016-01-31 | 1395817 | Sus | N | Vegetation¦Treefellintoline¦ConductorOverhead¦Brokenwireonground
16-0009883 | Unknown Cause | Patrol - found nothing |  |  | 2016 | Tier 2 - Elevated | Distribution Circuit | 1 | 30 | 2016-01-30 | 1395797 | Sus | N | UnknownCause¦Patrolfoundnothing¦¦
16-0009898 | Vegetation | Tree - fell into line | Conductor, Overhead | Broken, wire on ground | 2016 | Tier 3 - Extreme | Distribution Circuit | 2 | 1 | 2016-02-01 | 1396535 | Sus | N | Vegetation¦Treefellintoline¦ConductorOverhead¦Brokenwireonground
16-0011801 | Equipment Failure/Involved | Overhead | Crossarm, Wood | Broken | 2016 | Tier 2 - Elevated | Transformer only | 2 | 10 | 2016-02-10 | 1401308 | Sus | N | EquipmentFailureInvolved¦Overhead¦CrossarmWood¦Broken
16-0012984 | Equipment Failure/Involved | Overhead | Pole-Wood | Broken | 2016 | Tier 3 - Extreme | Distribution Circuit | 2 | 17 | 2016-02-17 | 1404529 | Sus | N | EquipmentFailureInvolved¦Overhead¦PoleWood¦Broken
16-0013266 | Vegetation | Tree - branch fell on line | Conductor, Overhead | Normal | 2016 | Tier 3 - Extreme | Distribution Circuit | 2 | 17 | 2016-02-17 | 1405763 | Sus | N | Vegetation¦Treebranchfellonline¦ConductorOverhead¦Normal
16-0017618 | Vegetation | Tree - branch fell on line | Conductor, Overhead | Normal | 2016 | Tier 2 - Elevated | Distribution Circuit | 3 | 5 | 2016-03-05 | 1417484 | Sus | N | Vegetation¦Treebranchfellonline¦ConductorOverhead¦Normal
16-0018138 | Vegetation | Tree - fell into line | Conductor, Overhead | Broken, wire on ground | 2016 | Tier 3 - Extreme | Distribution Circuit | 3 | 5 | 2016-03-05 | 1420745 | Sus | N | Vegetation¦Treefellintoline¦ConductorOverhead¦Brokenwireonground
16-0018206 | Vegetation | Tree - branch fell on line | Conductor, Overhead | Normal | 2016 | Tier 3 - Extreme | Distribution Circuit | 3 | 6 | 2016-03-06 | 1420737 | Sus | N | Vegetation¦Treebranchfellonline¦ConductorOverhead¦Normal
16-0018398 | Vegetation | Tree - fell into line | Crossarm, Wood | Broken, wire on ground | 2016 | Tier 2 - Elevated | Distribution Circuit | 3 | 6 | 2016-03-06 | 1421555 | Sus | N | Vegetation¦Treefellintoline¦CrossarmWood¦Brokenwireonground
16-0018568 | Unknown Cause | Patrol - found nothing |  |  | 2016 | Tier 2 - Elevated | Transmission line | 3 | 6 | 2016-03-06 | 1422743 | Sus | N | UnknownCause¦Patrolfoundnothing¦¦
16-0019820 | Equipment Failure/Involved | Overhead | Transformer (OH) | Broken | 2016 | Tier 2 - Elevated | Transformer only | 3 | 9 | 2016-03-09 | 1426095 | Sus | N | EquipmentFailureInvolved¦Overhead¦Transformer(OH)¦Broken
16-0020218 | Vegetation | Tree - fell into line | Conductor, Overhead | Broken, wire on ground | 2016 | Tier 2 - Elevated | Distribution Circuit | 3 | 11 | 2016-03-11 | 1427127 | Sus | N | Vegetation¦Treefellintoline¦ConductorOverhead¦Brokenwireonground
16-0021019 | Environmental/External | Ice or snow | Conductor, Overhead | Broken, wire on ground | 2016 | Tier 2 - Elevated | Distribution Circuit | 3 | 13 | 2016-03-13 | 1430357 | Sus | N | EnvironmentalExternal¦Iceorsnow¦ConductorOverhead¦Brokenwireonground
16-0021868 | Vegetation | Tree - branch fell on line | Fuse | Failed/Faulted | 2016 | Tier 2 - Elevated | Distribution Circuit | 3 | 16 | 2016-03-16 | 1432548 | Sus | N | Vegetation¦Treebranchfellonline¦Fuse¦FailedFaulted
16-0024320 | Equipment Failure/Involved | Other | Transformer | Failed/Faulted | 2016 | Tier 3 - Extreme | Transformer only | 3 | 28 | 2016-03-28 | 1439586 | Sus | N | EquipmentFailureInvolved¦Other¦Transformer¦FailedFaulted
16-0027563 | Vegetation | Tree - branch fell on line | Conductor, Overhead | Broken | 2016 | Tier 2 - Elevated | Distribution Circuit | 4 | 10 | 2016-04-10 | 1448078 | Sus | N | Vegetation¦Treebranchfellonline¦ConductorOverhead¦Broken
16-0029184 | Animal | Bird found | Fuse | Failed/Faulted | 2016 | Tier 2 - Elevated | Distribution Circuit | 4 | 17 | 2016-04-17 | 1452285 | Sus | N | Animal¦Birdfound¦Fuse¦FailedFaulted
16-0032199 | Unknown Cause | Patrol - not conducted |  |  | 2016 | Tier 3 - Extreme | Distribution Circuit | 4 | 27 | 2016-04-27 | 1460403 | Sus | N | UnknownCause¦Patrolnotconducted¦¦
16-0033281 | 3rd Party | Vehicle | Pole-Wood | Broken, wire on ground | 2016 | Tier 3 - Extreme | Distribution Circuit | 5 | 2 | 2016-05-02 | 1463373 | Sus | Y | 3rdParty¦Vehicle¦PoleWood¦Brokenwireonground
16-0034139 | Environmental/External | Lightning |  | Failed/Faulted | 2016 | Tier 2 - Elevated | Transformer only | 5 | 5 | 2016-05-05 | 1465274 | Sus | Y | EnvironmentalExternal¦Lightning¦¦FailedFaulted
16-0038915 | Unknown Cause | Patrol - found nothing |  |  | 2016 | Tier 3 - Extreme | Distribution Circuit | 5 | 27 | 2016-05-27 | 1477942 | Sus | Y | UnknownCause¦Patrolfoundnothing¦¦
16-0039787 | Equipment Failure/Involved | Electrical Overload | Transformer | Failed/Faulted | 2016 | Tier 2 - Elevated | Transformer only | 5 | 31 | 2016-05-31 | 1479399 | Sus | Y | EquipmentFailureInvolved¦ElectricalOverload¦Transformer¦FailedFaulted
16-0040200 | Vegetation | Tree - fell into line | Conductor, Overhead | Broken, wire on ground | 2016 | Tier 3 - Extreme | Distribution Circuit | 5 | 31 | 2016-05-31 | 1480197 | Sus | Y | Vegetation¦Treefellintoline¦ConductorOverhead¦Brokenwireonground
16-0044331 | Unknown Cause | Patrol - found nothing |  |  | 2016 | Tier 2 - Elevated | Distribution Circuit | 6 | 19 | 2016-06-19 | 1492266 | Sus | Y | UnknownCause¦Patrolfoundnothing¦¦
16-0045872 | Unknown Cause | Patrol - found nothing |  |  | 2016 | Tier 2 - Elevated | Distribution Circuit | 6 | 26 | 2016-06-26 | 1496190 | Sus | Y | UnknownCause¦Patrolfoundnothing¦¦
16-0048852 | 3rd Party | Vehicle | Pole-Wood | Broken, wire on ground | 2016 | Tier 3 - Extreme | Distribution Circuit | 7 | 10 | 2016-07-10 | 1507675 | Sus | Y | 3rdParty¦Vehicle¦PoleWood¦Brokenwireonground
16-0057070 | Environmental/External | Fire, Forest/Grass | Conductor, Overhead | Broken, wire on ground | 2016 | Tier 2 - Elevated | Distribution Circuit | 8 | 13 | 2016-08-13 | 1525674 | Sus | Y | EnvironmentalExternal¦FireForestGrass¦ConductorOverhead¦Brokenwireonground
16-0058758 | Animal | Squirrel |  | Failed/Faulted | 2016 | Tier 3 - Extreme | Transformer only | 8 | 20 | 2016-08-20 | 1529385 | Sus | Y | Animal¦Squirrel¦¦FailedFaulted
16-0074636 | Equipment Failure/Involved | Electrical Overload | Other | Malfunctioning | 2016 | Tier 2 - Elevated | Transformer only | 10 | 21 | 2016-10-21 | 1567162 | Sus | Y | EquipmentFailureInvolved¦ElectricalOverload¦Other¦Malfunctioning
16-0075075 | 3rd Party | Customer Equipment | Bus | Burned/flashed | 2016 | Tier 2 - Elevated | Distribution Circuit | 10 | 24 | 2016-10-24 | 1568691 | Sus | Y | 3rdParty¦CustomerEquipment¦Bus¦Burnedflashed
16-0075126 | Environmental/External | Lightning | Transformer | Failed/Faulted | 2016 | Tier 2 - Elevated | Transformer only | 10 | 24 | 2016-10-24 | 1568775 | Sus | Y | EnvironmentalExternal¦Lightning¦Transformer¦FailedFaulted
16-0084256 | 3rd Party | Vehicle | Fuse | Burned Open | 2016 | Tier 3 - Extreme | Distribution Circuit | 12 | 6 | 2016-12-06 | 1595814 | Sus | N | 3rdParty¦Vehicle¦Fuse¦BurnedOpen
16-0084405 | Unknown Cause | Patrol - not conducted |  |  | 2016 | Tier 2 - Elevated | Transmission line | 12 | 7 | 2016-12-07 | 1596308 | Sus | N | UnknownCause¦Patrolnotconducted¦¦
16-0085590 | Equipment Failure/Involved | Overhead | Sectionalizer | Malfunctioning | 2016 | Tier 2 - Elevated | Distribution Circuit | 12 | 14 | 2016-12-14 | 1601981 | Sus | N | EquipmentFailureInvolved¦Overhead¦Sectionalizer¦Malfunctioning
16-0086713 | Equipment Failure/Involved | Overhead | Conductor, Overhead | Burned/flashed | 2016 | Tier 3 - Extreme | Transformer only | 12 | 22 | 2016-12-22 | 1609141 | Sus | N | EquipmentFailureInvolved¦Overhead¦ConductorOverhead¦Burnedflashed
16-0087169 | Equipment Failure/Involved | Overhead | Transformer (OH) | Deteriorated | 2016 | Tier 2 - Elevated | Transformer only | 12 | 27 | 2016-12-27 | 1611381 | Sus | N | EquipmentFailureInvolved¦Overhead¦Transformer(OH)¦Deteriorated
17-0003760 | Vegetation | Tree - fell into line | Pole-Wood | Broken, wire on ground | 2017 | Tier 2 - Elevated | Distribution Circuit | 1 | 3 | 2017-01-03 | 1618737 | Sus | N | Vegetation¦Treefellintoline¦PoleWood¦Brokenwireonground
17-0004087 | Vegetation | Tree - fell into line | Insulator | Broken, wire on object | 2017 | Tier 2 - Elevated | Distribution Circuit | 1 | 5 | 2017-01-05 | 1619639 | Sus | N | Vegetation¦Treefellintoline¦Insulator¦Brokenwireonobject
17-0004597 | Vegetation | Tree - branch fell on line | Conductor, Overhead | Normal | 2017 | Tier 3 - Extreme | Distribution Circuit | 1 | 7 | 2017-01-07 | 1621063 | Sus | N | Vegetation¦Treebranchfellonline¦ConductorOverhead¦Normal
17-0004727 | Vegetation | Tree - fell into line | Conductor, Overhead | Broken, wire on ground | 2017 | Tier 3 - Extreme | Distribution Circuit | 1 | 7 | 2017-01-07 | 1621801 | Sus | N | Vegetation¦Treefellintoline¦ConductorOverhead¦Brokenwireonground
17-0005004 | Vegetation | Tree - fell into line | Conductor, Overhead | Broken, wire on ground | 2017 | Tier 3 - Extreme | Distribution Circuit | 1 | 8 | 2017-01-08 | 1622984 | Sus | N | Vegetation¦Treefellintoline¦ConductorOverhead¦Brokenwireonground
17-0005410 | Vegetation | Tree - fell into line | Conductor, Overhead | Broken, wire on ground | 2017 | Tier 2 - Elevated | Distribution Circuit | 1 | 8 | 2017-01-08 | 1626167 | Sus | N | Vegetation¦Treefellintoline¦ConductorOverhead¦Brokenwireonground
17-0005428 | Vegetation | Tree - fell into line | Conductor, Overhead | Broken, wire on ground | 2017 | Tier 3 - Extreme | Distribution Circuit | 1 | 8 | 2017-01-08 | 1624296 | Sus | N | Vegetation¦Treefellintoline¦ConductorOverhead¦Brokenwireonground
17-0006309 | Vegetation | Tree - fell into line | Conductor, Overhead | Broken, wire on ground | 2017 | Tier 3 - Extreme | Distribution Circuit | 1 | 9 | 2017-01-09 | 1632095 | Sus | N | Vegetation¦Treefellintoline¦ConductorOverhead¦Brokenwireonground
17-0006326 | Vegetation | Tree - fell into line | Conductor, Overhead | Broken, wire on ground | 2017 | Tier 2 - Elevated | Distribution Circuit | 1 | 9 | 2017-01-09 | 1632193 | Sus | N | Vegetation¦Treefellintoline¦ConductorOverhead¦Brokenwireonground
17-0006383 | Vegetation | Tree - fell into line | Conductor, Overhead | Broken, wire on ground | 2017 | Tier 3 - Extreme | Distribution Circuit | 1 | 10 | 2017-01-10 | 1632464 | Sus | N | Vegetation¦Treefellintoline¦ConductorOverhead¦Brokenwireonground
17-0007046 | Vegetation | Tree - fell into line | Conductor, Overhead | Broken, wire on ground | 2017 | Tier 3 - Extreme | Distribution Circuit | 1 | 10 | 2017-01-10 | 1636280 | Sus | N | Vegetation¦Treefellintoline¦ConductorOverhead¦Brokenwireonground
17-0007780 | Vegetation | Tree - branch fell on line | Conductor, Overhead | Broken, wire on ground | 2017 | Tier 2 - Elevated | Distribution Circuit | 1 | 11 | 2017-01-11 | 1640218 | Sus | N | Vegetation¦Treebranchfellonline¦ConductorOverhead¦Brokenwireonground
17-0012126 | Vegetation | Tree - fell into line | Conductor, Overhead | Broken, wire on ground | 2017 | Tier 3 - Extreme | Distribution Circuit | 1 | 21 | 2017-01-21 | 1657018 | Sus | N | Vegetation¦Treefellintoline¦ConductorOverhead¦Brokenwireonground
17-0017533 | Unknown Cause | Patrol - not conducted |  |  | 2017 | Tier 2 - Elevated | Distribution Circuit | 2 | 5 | 2017-02-05 | 1675255 | Sus | N | UnknownCause¦Patrolnotconducted¦¦
17-0017914 | Vegetation | Tree - branch fell on line | Fuse | Failed/Faulted | 2017 | Tier 2 - Elevated | Distribution Circuit | 2 | 6 | 2017-02-06 | 1676764 | Sus | N | Vegetation¦Treebranchfellonline¦Fuse¦FailedFaulted
17-0018252 | Vegetation | Tree - fell into line | Conductor, Overhead | Normal | 2017 | Tier 3 - Extreme | Distribution Circuit | 2 | 7 | 2017-02-07 | 1677551 | Sus | N | Vegetation¦Treefellintoline¦ConductorOverhead¦Normal
17-0018827 | Unknown Cause | Patrol - found nothing |  |  | 2017 | Tier 2 - Elevated | Distribution Circuit | 2 | 7 | 2017-02-07 | 1681199 | Sus | N | UnknownCause¦Patrolfoundnothing¦¦
17-0019862 | Vegetation | Tree - bark fell into line | Conductor, Overhead | On Ground | 2017 | Tier 3 - Extreme | Distribution Circuit | 2 | 10 | 2017-02-10 | 1685068 | Sus | N | Vegetation¦Treebarkfellintoline¦ConductorOverhead¦OnGround
17-0025071 | Vegetation | Tree - fell into line | Conductor, Overhead | Broken, wire on object | 2017 | Tier 3 - Extreme | Distribution Circuit | 2 | 21 | 2017-02-21 | 1707161 | Sus | N | Vegetation¦Treefellintoline¦ConductorOverhead¦Brokenwireonobject
17-0025283 | Vegetation | Tree - fell into line | Conductor, Overhead | Broken, wire on ground | 2017 | Tier 3 - Extreme | Distribution Circuit | 2 | 21 | 2017-02-21 | 1709351 | Sus | N | Vegetation¦Treefellintoline¦ConductorOverhead¦Brokenwireonground
17-0025575 | Vegetation | Tree - fell into line | Conductor, Overhead | Broken, wire on ground | 2017 | Tier 3 - Extreme | Distribution Circuit | 2 | 22 | 2017-02-22 | 1710593 | Sus | N | Vegetation¦Treefellintoline¦ConductorOverhead¦Brokenwireonground
17-0027077 | Equipment Failure/Involved | Underground | Elbow | Failed/Faulted | 2017 | Tier 2 - Elevated | Distribution Circuit | 2 | 27 | 2017-02-27 | 1715066 | Sus | N | EquipmentFailureInvolved¦Underground¦Elbow¦FailedFaulted
17-0028031 | 3rd Party | Vehicle | Pole-Wood | Broken, wire on ground | 2017 | Tier 2 - Elevated | Distribution Circuit | 3 | 2 | 2017-03-02 | 1718221 | Sus | N | 3rdParty¦Vehicle¦PoleWood¦Brokenwireonground
17-0031836 | Animal | Bird found | Conductor, Overhead | Normal | 2017 | Tier 2 - Elevated | Distribution Circuit | 3 | 20 | 2017-03-20 | 1730385 | Sus | N | Animal¦Birdfound¦ConductorOverhead¦Normal
17-0032189 | Vegetation | Tree - branch fell on line | Conductor, Overhead | Broken, wire on ground | 2017 | Tier 3 - Extreme | Distribution Circuit | 3 | 21 | 2017-03-21 | 1731577 | Sus | N | Vegetation¦Treebranchfellonline¦ConductorOverhead¦Brokenwireonground
17-0033347 | Vegetation | Tree - fell into line | Conductor, Overhead | Broken, wire on ground | 2017 | Tier 2 - Elevated | Distribution Circuit | 3 | 24 | 2017-03-24 | 1734352 | Sus | N | Vegetation¦Treefellintoline¦ConductorOverhead¦Brokenwireonground
17-0034900 | Equipment Failure/Involved | Overhead | Woodpin | Broken, wire on object | 2017 | Tier 2 - Elevated | Distribution Circuit | 3 | 30 | 2017-03-30 | 1738799 | Sus | N | EquipmentFailureInvolved¦Overhead¦Woodpin¦Brokenwireonobject
17-0035075 | Vegetation | Tree - fell into line | Service conductor | Broken | 2017 | Tier 2 - Elevated | Transformer only | 3 | 30 | 2017-03-30 | 1739255 | Sus | N | Vegetation¦Treefellintoline¦Serviceconductor¦Broken
17-0041556 | Equipment Failure/Involved | Overhead | Pole-Wood | Broken | 2017 | Tier 3 - Extreme | Distribution Circuit | 4 | 20 | 2017-04-20 | 1761497 | Sus | N | EquipmentFailureInvolved¦Overhead¦PoleWood¦Broken
17-0044449 | 3rd Party | Vehicle | Pole-Wood | Broken | 2017 | Tier 2 - Elevated | Distribution Circuit | 5 | 2 | 2017-05-02 | 1772234 | Sus | Y | 3rdParty¦Vehicle¦PoleWood¦Broken
17-0050697 | Equipment Failure/Involved | Overhead | Pole-Wood | Broken | 2017 | Tier 3 - Extreme | Distribution Circuit | 5 | 25 | 2017-05-25 | 1790437 | Sus | Y | EquipmentFailureInvolved¦Overhead¦PoleWood¦Broken
17-0058350 | Unknown Cause | Patrol - found nothing |  |  | 2017 | Tier 2 - Elevated | Distribution Circuit | 6 | 24 | 2017-06-24 | 1817322 | Sus | Y | UnknownCause¦Patrolfoundnothing¦¦
17-0064563 | Vegetation | Tree - branch fell on line | Conductor, Overhead | Normal | 2017 | Tier 3 - Extreme | Distribution Circuit | 7 | 21 | 2017-07-21 | 1836849 | Sus | Y | Vegetation¦Treebranchfellonline¦ConductorOverhead¦Normal
17-0067149 | Vegetation | Tree - fell into line | Conductor, Overhead | Broken, wire on ground | 2017 | Tier 3 - Extreme | Distribution Circuit | 8 | 1 | 2017-08-01 | 1844119 | Sus | Y | Vegetation¦Treefellintoline¦ConductorOverhead¦Brokenwireonground
17-0072837 | Vegetation | Tree - fell into line | Conductor, Overhead | Normal | 2017 | Tier 3 - Extreme | Distribution Circuit | 8 | 25 | 2017-08-25 | 1859275 | Sus | Y | Vegetation¦Treefellintoline¦ConductorOverhead¦Normal
17-0073685 | Unknown Cause | Patrol - found nothing |  |  | 2017 | Tier 3 - Extreme | Distribution Circuit | 8 | 29 | 2017-08-29 | 1862191 | Sus | Y | UnknownCause¦Patrolfoundnothing¦¦
17-0073957 | Vegetation | Tree - fell into line | Secondary | Broken, wire on ground | 2017 | Tier 2 - Elevated | Distribution Circuit | 8 | 29 | 2017-08-29 | 1862895 | Sus | Y | Vegetation¦Treefellintoline¦Secondary¦Brokenwireonground
17-0083545 | Equipment Failure/Involved | Overhead | Transformer (OH) | Deteriorated | 2017 | Tier 2 - Elevated | Transformer only | 10 | 2 | 2017-10-02 | 1889191 | Sus | Y | EquipmentFailureInvolved¦Overhead¦Transformer(OH)¦Deteriorated
17-0087371 | Environmental/External | Fire, Forest/Grass | Pole-Wood | Broken, wire on ground | 2017 | Tier 3 - Extreme | Distribution Circuit | 10 | 9 | 2017-10-09 | 1900801 | Sus | Y | EnvironmentalExternal¦FireForestGrass¦PoleWood¦Brokenwireonground
17-0087488 | Animal | Squirrel | Cutout, fuse holder | Normal | 2017 | Tier 3 - Extreme | Distribution Circuit | 10 | 15 | 2017-10-15 | 1901212 | Sus | Y | Animal¦Squirrel¦Cutoutfuseholder¦Normal
17-0087988 | Environmental/External | Fire, Forest/Grass | Pole-Wood | Burned/flashed | 2017 | Tier 3 - Extreme | Distribution Circuit | 10 | 8 | 2017-10-08 | 1902568 | Sus | Y | EnvironmentalExternal¦FireForestGrass¦PoleWood¦Burnedflashed
17-0088159 | Vegetation | Tree - fell into line | Pole-Wood | Broken, wire on ground | 2017 | Tier 2 - Elevated | Distribution Circuit | 10 | 18 | 2017-10-18 | 1903006 | Sus | Y | Vegetation¦Treefellintoline¦PoleWood¦Brokenwireonground
17-0089342 | Equipment Failure/Involved | Fire, pole | Pole-Wood | Broken | 2017 | Tier 3 - Extreme | Distribution Circuit | 10 | 12 | 2017-10-12 | 1906714 | Sus | Y | EquipmentFailureInvolved¦Firepole¦PoleWood¦Broken
17-0089472 | Environmental/External | Fire, Forest/Grass | Recloser | Broken | 2017 | Tier 3 - Extreme | Distribution Circuit | 10 | 22 | 2017-10-22 | 1907245 | Sus | Y | EnvironmentalExternal¦FireForestGrass¦Recloser¦Broken
17-0089474 | Equipment Failure/Involved | Fire, pole | Transformer (UG) | Broken | 2017 | Tier 2 - Elevated | Distribution Circuit | 10 | 22 | 2017-10-22 | 1907209 | Sus | Y | EquipmentFailureInvolved¦Firepole¦Transformer(UG)¦Broken
17-0089755 | Environmental/External | Fire, Forest/Grass | Pole-Wood | Burned/flashed | 2017 | Tier 3 - Extreme | Distribution Circuit | 10 | 23 | 2017-10-23 | 1908052 | Sus | Y | EnvironmentalExternal¦FireForestGrass¦PoleWood¦Burnedflashed
17-0090845 | Equipment Failure/Involved | Overhead | Transformer | Burned Open | 2017 | Tier 3 - Extreme | Transformer only | 10 | 27 | 2017-10-27 | 1910818 | Sus | Y | EquipmentFailureInvolved¦Overhead¦Transformer¦BurnedOpen
17-0092272 | Unknown Cause | Patrol - found nothing |  |  | 2017 | Tier 2 - Elevated | Distribution Circuit | 11 | 2 | 2017-11-02 | 1914776 | Sus | Y | UnknownCause¦Patrolfoundnothing¦¦
17-0095425 | Vegetation | Tree - fell into line | Service conductor | Broken, wire on ground | 2017 | Tier 3 - Extreme | Transformer only | 11 | 16 | 2017-11-16 | 1923461 | Sus | Y | Vegetation¦Treefellintoline¦Serviceconductor¦Brokenwireonground
17-0101916 | Vegetation | Tree - grew into line | Service conductor | Normal | 2017 | Tier 3 - Extreme | Distribution Circuit | 12 | 16 | 2017-12-16 | 1944068 | Sus | N | Vegetation¦Treegrewintoline¦Serviceconductor¦Normal
17-0102100 | Unknown Cause | Patrol - found nothing |  |  | 2017 | Tier 3 - Extreme | Distribution Circuit | 12 | 16 | 2017-12-16 | 1944610 | Sus | N | UnknownCause¦Patrolfoundnothing¦¦
17-0102269 | Unknown Cause | Patrol - found nothing |  |  | 2017 | Tier 3 - Extreme | Distribution Circuit | 12 | 17 | 2017-12-17 | 1946057 | Sus | N | UnknownCause¦Patrolfoundnothing¦¦
18-0009404 | Equipment Failure/Involved | Overhead |  | Broken | 2018 | Tier 2 - Elevated | Transformer only | 1 | 26 | 2018-01-26 | 14743 | Sus | N | EquipmentFailureInvolved¦Overhead¦¦Broken
18-0012206 | Equipment Failure/Involved | Overhead | Connector or Splice (OH) | Broken | 2018 | Tier 3 - Extreme | Distribution Circuit | 2 | 7 | 2018-02-07 | 20907 | Sus | N | EquipmentFailureInvolved¦Overhead¦ConnectororSplice(OH)¦Broken
18-0013405 | Animal | Squirrel | Bushing | Failed/Faulted | 2018 | Tier 2 - Elevated | Substation - Distribution | 2 | 12 | 2018-02-12 | 23260 | Sus | N | Animal¦Squirrel¦Bushing¦FailedFaulted
18-0019296 | Vegetation | Tree - fell into line | Conductor, Overhead | Normal | 2018 | Tier 3 - Extreme | Distribution Circuit | 3 | 2 | 2018-03-02 | 36867 | Sus | N | Vegetation¦Treefellintoline¦ConductorOverhead¦Normal
18-0019407 | Vegetation | Tree - branch fell on line | Conductor, Overhead | Normal | 2018 | Tier 3 - Extreme | Distribution Circuit | 3 | 3 | 2018-03-03 | 37390 | Sus | N | Vegetation¦Treebranchfellonline¦ConductorOverhead¦Normal
18-0023774 | Equipment Failure/Involved | Overhead | Transformer | Failed/Faulted | 2018 | Tier 3 - Extreme | Transformer only | 3 | 17 | 2018-03-17 | 46736 | Sus | N | EquipmentFailureInvolved¦Overhead¦Transformer¦FailedFaulted
18-0027922 | Unknown Cause | Patrol - found nothing |  |  | 2018 | Tier 3 - Extreme | Distribution Circuit | 3 | 30 | 2018-03-30 | 56339 | Sus | N | UnknownCause¦Patrolfoundnothing¦¦
18-0028030 | Animal | Bird found | Transformer | Failed/Faulted | 2018 | Tier 2 - Elevated | Transformer only | 3 | 30 | 2018-03-30 | 56660 | Sus | N | Animal¦Birdfound¦Transformer¦FailedFaulted
18-0029151 | Unknown Cause | Patrol - found nothing |  |  | 2018 | Tier 2 - Elevated | Distribution Circuit | 4 | 4 | 2018-04-04 | 59307 | Sus | N | UnknownCause¦Patrolfoundnothing¦¦
18-0030130 | Unknown Cause | Patrol - found nothing |  |  | 2018 | Tier 2 - Elevated | Distribution Circuit | 4 | 6 | 2018-04-06 | 61287 | Sus | N | UnknownCause¦Patrolfoundnothing¦¦
18-0042186 | Unknown Cause | Patrol - not conducted |  |  | 2018 | Tier 2 - Elevated | Distribution Circuit | 5 | 17 | 2018-05-17 | 88887 | Sus | Y | UnknownCause¦Patrolnotconducted¦¦
18-0053726 | Equipment Failure/Involved | Underground | Elbow | Burned/flashed | 2018 | Tier 2 - Elevated | Distribution Circuit | 6 | 22 | 2018-06-22 | 115783 | Sus | Y | EquipmentFailureInvolved¦Underground¦Elbow¦Burnedflashed
18-0056062 | Environmental/External | Fire, Forest/Grass | Pole-Wood | Broken | 2018 | Tier 2 - Elevated | Distribution Circuit | 6 | 30 | 2018-06-30 | 122086 | Sus | Y | EnvironmentalExternal¦FireForestGrass¦PoleWood¦Broken
18-0065221 | 3rd Party | Vehicle | Pole-Wood | Broken, wire on ground | 2018 | Tier 2 - Elevated | Distribution Circuit | 7 | 31 | 2018-07-31 | 145643 | Sus | Y | 3rdParty¦Vehicle¦PoleWood¦Brokenwireonground
18-0066737 | Environmental/External | Fire, Forest/Grass | Pole-Wood | Burned/flashed | 2018 | Tier 3 - Extreme | Distribution Circuit | 7 | 26 | 2018-07-26 | 148891 | Sus | Y | EnvironmentalExternal¦FireForestGrass¦PoleWood¦Burnedflashed
18-0068085 | Equipment Failure/Involved | Overhead | Pole-Wood | Deteriorated | 2018 | Tier 2 - Elevated | Distribution Circuit | 8 | 8 | 2018-08-08 | 151704 | Sus | Y | EquipmentFailureInvolved¦Overhead¦PoleWood¦Deteriorated
18-0068524 | Unknown Cause | Patrol - found nothing |  |  | 2018 | Tier 3 - Extreme | Distribution Circuit | 8 | 10 | 2018-08-10 | 152673 | Sus | Y | UnknownCause¦Patrolfoundnothing¦¦
18-0069046 | Unknown Cause | Patrol - found nothing |  |  | 2018 | Tier 2 - Elevated | Distribution Circuit | 8 | 12 | 2018-08-12 | 153854 | Sus | Y | UnknownCause¦Patrolfoundnothing¦¦
18-0069349 | Equipment Failure/Involved | Overhead | Insulator | Broken | 2018 | Tier 3 - Extreme | Distribution Circuit | 8 | 13 | 2018-08-13 | 154682 | Sus | Y | EquipmentFailureInvolved¦Overhead¦Insulator¦Broken
18-0069680 | 3rd Party | Vehicle | Transformer (OH) | Broken | 2018 | Tier 2 - Elevated | Distribution Circuit | 8 | 14 | 2018-08-14 | 155168 | Sus | Y | 3rdParty¦Vehicle¦Transformer(OH)¦Broken
18-0070533 | Unknown Cause | Patrol - found nothing |  |  | 2018 | Tier 2 - Elevated | Distribution Circuit | 8 | 15 | 2018-08-15 | 156181 | Sus | Y | UnknownCause¦Patrolfoundnothing¦¦
18-0087992 | Unknown Cause | Patrol - found nothing |  |  | 2018 | Tier 3 - Extreme | Distribution Circuit | 10 | 7 | 2018-10-07 | 190350 | Sus | Y | UnknownCause¦Patrolfoundnothing¦¦
18-0091453 | Vegetation | Tree - branch fell on line | Conductor, Overhead | Broken, wire on object | 2018 | Tier 2 - Elevated | Distribution Circuit | 10 | 17 | 2018-10-17 | 197479 | Sus | Y | Vegetation¦Treebranchfellonline¦ConductorOverhead¦Brokenwireonobject
18-0092497 | Equipment Failure/Involved | Overhead | Transformer | Failed/Faulted | 2018 | Tier 2 - Elevated | Transformer only | 10 | 20 | 2018-10-20 | 199343 | Sus | Y | EquipmentFailureInvolved¦Overhead¦Transformer¦FailedFaulted
18-0094079 | Equipment Failure/Involved | Overhead | Crossarm, Wood | Broken | 2018 | Tier 2 - Elevated | Distribution Circuit | 10 | 25 | 2018-10-25 | 202062 | Sus | Y | EquipmentFailureInvolved¦Overhead¦CrossarmWood¦Broken
18-0095559 | Animal | Squirrel | Cutout, fuse holder | Burned/flashed | 2018 | Tier 2 - Elevated | Distribution Circuit | 10 | 30 | 2018-10-30 | 205517 | Sus | Y | Animal¦Squirrel¦Cutoutfuseholder¦Burnedflashed
18-0096354 | Vegetation | Tree - branch fell on line | Conductor, Overhead | Broken | 2018 | Tier 3 - Extreme | Distribution Circuit | 11 | 1 | 2018-11-01 | 207013 | Sus | Y | Vegetation¦Treebranchfellonline¦ConductorOverhead¦Broken
18-0104555 | Equipment Failure/Involved | Fire, pole | Pole-Wood | Burned/flashed | 2018 | Tier 2 - Elevated | Distribution Circuit | 11 | 28 | 2018-11-28 | 226797 | Sus | Y | EquipmentFailureInvolved¦Firepole¦PoleWood¦Burnedflashed
18-0105101 | Vegetation | Tree - branch fell on line | Conductor, Overhead | Arcing | 2018 | Tier 3 - Extreme | Distribution Circuit | 11 | 29 | 2018-11-29 | 228578 | Sus | Y | Vegetation¦Treebranchfellonline¦ConductorOverhead¦Arcing
18-0105432 | Equipment Failure/Involved | Underground | Conductor, Underground | Broken | 2018 | Tier 3 - Extreme | Distribution Circuit | 11 | 29 | 2018-11-29 | 229780 | Sus | Y | EquipmentFailureInvolved¦Underground¦ConductorUnderground¦Broken
18-0106085 | Environmental/External | Lightning | Transformer | Failed/Faulted | 2018 | Tier 3 - Extreme | Transformer only | 12 | 2 | 2018-12-02 | 231666 | Sus | N | EnvironmentalExternal¦Lightning¦Transformer¦FailedFaulted
18-0106154 | Environmental/External | Fire, Forest/Grass | Pole-Wood | Normal | 2018 | Tier 3 - Extreme | Distribution Circuit | 11 | 8 | 2018-11-08 | 231950 | Sus | Y | EnvironmentalExternal¦FireForestGrass¦PoleWood¦Normal
18-0110019 | Equipment Failure/Involved | Overhead | Transformer | Failed/Faulted | 2018 | Tier 3 - Extreme | Distribution Circuit | 12 | 19 | 2018-12-19 | 243999 | Sus | N | EquipmentFailureInvolved¦Overhead¦Transformer¦FailedFaulted
18-0110463 | Unknown Cause | Patrol - found nothing |  |  | 2018 | Tier 2 - Elevated | Distribution Circuit | 12 | 24 | 2018-12-24 | 246138 | Sus | N | UnknownCause¦Patrolfoundnothing¦¦
19-0004098 | Unknown Cause | Patrol - found nothing |  |  | 2019 | Tier 2 - Elevated | Distribution Circuit | 1 | 3 | 2019-01-03 | 252470 | Sus | N | UnknownCause¦Patrolfoundnothing¦¦
19-0004895 | Vegetation | Tree - fell into line | Conductor, Overhead | Broken, wire on ground | 2019 | Tier 2 - Elevated | Distribution Circuit | 1 | 5 | 2019-01-05 | 254546 | Sus | N | Vegetation¦Treefellintoline¦ConductorOverhead¦Brokenwireonground
19-0006383 | Equipment Failure/Involved | Overhead | Transformer (OH) | Broken | 2019 | Tier 3 - Extreme | Distribution Circuit | 1 | 8 | 2019-01-08 | 260472 | Sus | N | EquipmentFailureInvolved¦Overhead¦Transformer(OH)¦Broken
19-0012175 | Vegetation | Tree - fell into line | Conductor, Overhead | Broken, wire on ground | 2019 | Tier 3 - Extreme | Distribution Circuit | 1 | 19 | 2019-01-19 | 276976 | Sus | N | Vegetation¦Treefellintoline¦ConductorOverhead¦Brokenwireonground
19-0013928 | Equipment Failure/Involved | Overhead | Transformer | Failed/Faulted | 2019 | Tier 3 - Extreme | Transformer only | 1 | 24 | 2019-01-24 | 280144 | Sus | N | EquipmentFailureInvolved¦Overhead¦Transformer¦FailedFaulted
19-0017324 | Unknown Cause | Patrol - found nothing |  |  | 2019 | Tier 2 - Elevated | Distribution Circuit | 2 | 2 | 2019-02-02 | 287791 | Sus | N | UnknownCause¦Patrolfoundnothing¦¦
19-0017466 | Vegetation | Tree - fell into line | Conductor, Overhead | Broken, wire on ground | 2019 | Tier 3 - Extreme | Distribution Circuit | 2 | 3 | 2019-02-03 | 288499 | Sus | N | Vegetation¦Treefellintoline¦ConductorOverhead¦Brokenwireonground
19-0018158 | Environmental/External | Lightning | Transformer (OH) | Failed/Faulted | 2019 | Tier 2 - Elevated | Distribution Circuit | 2 | 4 | 2019-02-04 | 290705 | Sus | N | EnvironmentalExternal¦Lightning¦Transformer(OH)¦FailedFaulted
19-0018274 | Unknown Cause | Patrol - found nothing |  |  | 2019 | Tier 2 - Elevated | Distribution Circuit | 2 | 5 | 2019-02-05 | 291683 | Sus | N | UnknownCause¦Patrolfoundnothing¦¦
19-0018511 | Vegetation | Tree - bark fell into line | Conductor, Overhead | Normal | 2019 | Tier 2 - Elevated | Distribution Circuit | 2 | 5 | 2019-02-05 | 292542 | Sus | N | Vegetation¦Treebarkfellintoline¦ConductorOverhead¦Normal
19-0018689 | Environmental/External | Ice or snow | Pole-Wood | Broken | 2019 | Tier 3 - Extreme | Distribution Circuit | 2 | 5 | 2019-02-05 | 292129 | Sus | N | EnvironmentalExternal¦Iceorsnow¦PoleWood¦Broken
19-0019544 | Equipment Failure/Involved | Overhead | Crossarm, Wood | Broken | 2019 | Tier 2 - Elevated | Distribution Circuit | 2 | 7 | 2019-02-07 | 295086 | Sus | N | EquipmentFailureInvolved¦Overhead¦CrossarmWood¦Broken
19-0019555 | Vegetation | Tree - fell into line | Conductor, Overhead | Normal | 2019 | Tier 3 - Extreme | Distribution Circuit | 2 | 5 | 2019-02-05 | 295226 | Sus | N | Vegetation¦Treefellintoline¦ConductorOverhead¦Normal
19-0020395 | Unknown Cause | Patrol - not conducted |  |  | 2019 | Tier 2 - Elevated | Distribution Circuit | 2 | 9 | 2019-02-09 | 297117 | Sus | N | UnknownCause¦Patrolnotconducted¦¦
19-0024410 | Vegetation | Tree - fell into line | Conductor, Overhead | Broken, wire on ground | 2019 | Tier 2 - Elevated | Distribution Circuit | 2 | 15 | 2019-02-15 | 312894 | Sus | N | Vegetation¦Treefellintoline¦ConductorOverhead¦Brokenwireonground
19-0024630 | Vegetation | Tree - fell into line | Pole-Wood | Broken, wire on ground | 2019 | Tier 2 - Elevated | Distribution Circuit | 2 | 15 | 2019-02-15 | 314639 | Sus | N | Vegetation¦Treefellintoline¦PoleWood¦Brokenwireonground
19-0024737 | Equipment Failure/Involved | Overhead | Conductor, Overhead | Broken, wire on ground | 2019 | Tier 2 - Elevated | Distribution Circuit | 2 | 16 | 2019-02-16 | 314870 | Sus | N | EquipmentFailureInvolved¦Overhead¦ConductorOverhead¦Brokenwireonground
19-0025105 | Equipment Failure/Involved | Overhead | Pole-Wood | Broken | 2019 | Tier 2 - Elevated | Distribution Circuit | 2 | 17 | 2019-02-17 | 315664 | Sus | N | EquipmentFailureInvolved¦Overhead¦PoleWood¦Broken
19-0025122 | Vegetation | Tree - fell into line | Conductor, Overhead | Broken, wire on ground | 2019 | Tier 3 - Extreme | Distribution Circuit | 2 | 17 | 2019-02-17 | 315741 | Sus | N | Vegetation¦Treefellintoline¦ConductorOverhead¦Brokenwireonground
19-0025676 | Unknown Cause | Patrol - found nothing |  |  | 2019 | Tier 3 - Extreme | Distribution Circuit | 2 | 17 | 2019-02-17 | 315966 | Sus | N | UnknownCause¦Patrolfoundnothing¦¦
19-0028678 | Vegetation | Tree - fell into line | Conductor, Overhead | Broken, wire on ground | 2019 | Tier 3 - Extreme | Distribution Circuit | 2 | 27 | 2019-02-27 | 326022 | Sus | N | Vegetation¦Treefellintoline¦ConductorOverhead¦Brokenwireonground
19-0028762 | Vegetation | Tree - fell into line | Pole-Wood | Broken, wire on object | 2019 | Tier 2 - Elevated | Distribution Circuit | 2 | 27 | 2019-02-27 | 326503 | Sus | N | Vegetation¦Treefellintoline¦PoleWood¦Brokenwireonobject
19-0028935 | Vegetation | Tree - fell into line | Conductor, Overhead | Broken, wire on ground | 2019 | Tier 2 - Elevated | Distribution Circuit | 2 | 26 | 2019-02-26 | 325488 | Sus | N | Vegetation¦Treefellintoline¦ConductorOverhead¦Brokenwireonground
19-0031049 | Unknown Cause | Patrol - found nothing |  |  | 2019 | Tier 2 - Elevated | Distribution Circuit | 3 | 5 | 2019-03-05 | 332030 | Sus | N | UnknownCause¦Patrolfoundnothing¦¦
19-0032301 | 3rd Party | Tree - cutting, 3rd party | Conductor, Overhead | Together | 2019 | Tier 2 - Elevated | Distribution Circuit | 3 | 9 | 2019-03-09 | 335161 | Sus | N | 3rdParty¦Treecutting3rdparty¦ConductorOverhead¦Together
19-0037647 | Equipment Failure/Involved | Overhead | Crossarm, Wood | Broken | 2019 | Tier 3 - Extreme | Transformer only | 3 | 27 | 2019-03-27 | 348946 | Sus | N | EquipmentFailureInvolved¦Overhead¦CrossarmWood¦Broken
19-0039350 | Unknown Cause | Patrol - found nothing |  |  | 2019 | Tier 2 - Elevated | Distribution Circuit | 4 | 3 | 2019-04-03 | 352939 | Sus | N | UnknownCause¦Patrolfoundnothing¦¦
19-0042572 | Equipment Failure/Involved | Overhead | Transformer (OH) | Broken | 2019 | Tier 2 - Elevated | Transformer only | 4 | 15 | 2019-04-15 | 361127 | Sus | N | EquipmentFailureInvolved¦Overhead¦Transformer(OH)¦Broken
19-0046927 | Vegetation | Tree - fell into line | Pole-Wood | Broken | 2019 | Tier 3 - Extreme | Distribution Circuit | 4 | 29 | 2019-04-29 | 369803 | Sus | N | Vegetation¦Treefellintoline¦PoleWood¦Broken
19-0048413 | Equipment Failure/Involved | Overhead | Conductor, Overhead | On Ground | 2019 | Tier 2 - Elevated | Transformer only | 5 | 2 | 2019-05-02 | 372634 | Sus | Y | EquipmentFailureInvolved¦Overhead¦ConductorOverhead¦OnGround
19-0050878 | Equipment Failure/Involved | Overhead | Secondary | Broken | 2019 | Tier 3 - Extreme | Transformer only | 5 | 10 | 2019-05-10 | 378136 | Sus | Y | EquipmentFailureInvolved¦Overhead¦Secondary¦Broken
19-0057610 | Equipment Failure/Involved | Overhead | Conductor, Overhead | Annealed | 2019 | Tier 3 - Extreme | Distribution Circuit | 5 | 25 | 2019-05-25 | 390187 | Sus | Y | EquipmentFailureInvolved¦Overhead¦ConductorOverhead¦Annealed
19-0058408 | Equipment Failure/Involved | Underground | Secondary | Burned/flashed | 2019 | Tier 2 - Elevated | Transformer only | 5 | 28 | 2019-05-28 | 391599 | Sus | Y | EquipmentFailureInvolved¦Underground¦Secondary¦Burnedflashed
19-0066859 | Equipment Failure/Involved | Overhead | Transformer (OH) | Broken | 2019 | Tier 2 - Elevated | Transformer only | 6 | 12 | 2019-06-12 | 407881 | Sus | Y | EquipmentFailureInvolved¦Overhead¦Transformer(OH)¦Broken
19-0068484 | Unknown Cause | Patrol - found nothing |  |  | 2019 | Tier 2 - Elevated | Distribution Circuit | 6 | 17 | 2019-06-17 | 417258 | Sus | Y | UnknownCause¦Patrolfoundnothing¦¦
19-0071596 | Equipment Failure/Involved | Overhead | Insulator | Broken | 2019 | Tier 2 - Elevated | Distribution Circuit | 6 | 24 | 2019-06-24 | 427861 | Sus | Y | EquipmentFailureInvolved¦Overhead¦Insulator¦Broken
19-0080124 | Equipment Failure/Involved | Overhead | Conductor, Overhead | Deteriorated | 2019 | Tier 2 - Elevated | Distribution Circuit | 7 | 23 | 2019-07-23 | 468811 | Sus | Y | EquipmentFailureInvolved¦Overhead¦ConductorOverhead¦Deteriorated
19-0081515 | Vegetation | Tree - fell into line | Conductor, Overhead | Normal | 2019 | Tier 3 - Extreme | Distribution Circuit | 7 | 26 | 2019-07-26 | 472396 | Sus | Y | Vegetation¦Treefellintoline¦ConductorOverhead¦Normal
19-0082859 | Unknown Cause | Patrol - found nothing |  |  | 2019 | Tier 3 - Extreme | Distribution Circuit | 7 | 31 | 2019-07-31 | 476021 | Sus | Y | UnknownCause¦Patrolfoundnothing¦¦
19-0084957 | Equipment Failure/Involved | Underground | Fuse | Failed/Faulted | 2019 | Tier 2 - Elevated | Distribution Circuit | 8 | 6 | 2019-08-06 | 487311 | Sus | Y | EquipmentFailureInvolved¦Underground¦Fuse¦FailedFaulted
19-0085478 | Vegetation | Tree - fell into line | Conductor, Overhead | Normal | 2019 | Tier 2 - Elevated | Distribution Circuit | 8 | 8 | 2019-08-08 | 491075 | Sus | Y | Vegetation¦Treefellintoline¦ConductorOverhead¦Normal
19-0090149 | Unknown Cause | Patrol - found nothing |  |  | 2019 | Tier 3 - Extreme | Distribution Circuit | 8 | 20 | 2019-08-20 | 526476 | Sus | Y | UnknownCause¦Patrolfoundnothing¦¦
19-0098498 | Equipment Failure/Involved | Underground | Connector or Splice (UG) | Failed/Faulted | 2019 | Tier 3 - Extreme | Distribution Circuit | 9 | 12 | 2019-09-12 | 576625 | Sus | Y | EquipmentFailureInvolved¦Underground¦ConnectororSplice(UG)¦FailedFaulted
19-0099318 | Unknown Cause | Patrol - not conducted |  |  | 2019 | Tier 2 - Elevated | Distribution Circuit | 9 | 16 | 2019-09-16 | 583516 | Sus | Y | UnknownCause¦Patrolnotconducted¦¦
19-0102161 | Animal | Bird found | Transformer (OH) | Normal | 2019 | Tier 2 - Elevated | Distribution Circuit | 9 | 21 | 2019-09-21 | 603155 | Sus | Y | Animal¦Birdfound¦Transformer(OH)¦Normal
19-0114717 | Wildfire Mitigation | Public Safety Power Shut-off | Conductor, Overhead | Normal | 2019 | Tier 3 - Extreme | Distribution Circuit | 10 | 23 | 2019-10-23 | 677743 | Sus | Y | WildfireMitigation¦PublicSafetyPowerShutoff¦ConductorOverhead¦Normal
19-0114840 | Vegetation | Tree - branch fell on line | Conductor, Overhead | Broken, wire on ground | 2019 | Tier 3 - Extreme | Distribution Circuit | 10 | 22 | 2019-10-22 | 677215 | Sus | Y | Vegetation¦Treebranchfellonline¦ConductorOverhead¦Brokenwireonground
19-0124997 | Unknown Cause | Patrol - found nothing |  |  | 2019 | Tier 2 - Elevated | Distribution Circuit | 11 | 15 | 2019-11-15 | 707237 | Sus | Y | UnknownCause¦Patrolfoundnothing¦¦
19-0126987 | Animal | Squirrel | Fuse | Failed/Faulted | 2019 | Tier 2 - Elevated | Distribution Circuit | 11 | 20 | 2019-11-20 | 711761 | Sus | Y | Animal¦Squirrel¦Fuse¦FailedFaulted
19-0129120 | Vegetation | Tree - fell into line | Conductor, Overhead | Broken, wire on ground | 2019 | Tier 2 - Elevated | Distribution Circuit | 11 | 26 | 2019-11-26 | 715785 | Sus | Y | Vegetation¦Treefellintoline¦ConductorOverhead¦Brokenwireonground
19-0129959 | Vegetation | Tree - fell into line | Pole-Wood | Broken | 2019 | Tier 2 - Elevated | Distribution Circuit | 11 | 26 | 2019-11-26 | 717944 | Sus | Y | Vegetation¦Treefellintoline¦PoleWood¦Broken
19-0130073 | Unknown Cause | Patrol - found nothing |  |  | 2019 | Tier 3 - Extreme | Distribution Circuit | 11 | 26 | 2019-11-26 | 719039 | Sus | Y | UnknownCause¦Patrolfoundnothing¦¦
19-0134664 | Vegetation | Tree - fell into line | Insulator | Broken | 2019 | Tier 3 - Extreme | Distribution Circuit | 12 | 7 | 2019-12-07 | 732125 | Sus | N | Vegetation¦Treefellintoline¦Insulator¦Broken
19-0135275 | Equipment Failure/Involved | Overhead | Jumper | Broken | 2019 | Tier 2 - Elevated | Transformer only | 12 | 9 | 2019-12-09 | 734547 | Sus | N | EquipmentFailureInvolved¦Overhead¦Jumper¦Broken
19-0136069 | Vegetation | Tree - fell into line | Pole-Wood | Broken, wire on ground | 2019 | Tier 2 - Elevated | Distribution Circuit | 12 | 12 | 2019-12-12 | 737092 | Sus | N | Vegetation¦Treefellintoline¦PoleWood¦Brokenwireonground
19-0137002 | Vegetation | Tree - branch fell on line | Conductor, Overhead | Normal | 2019 | Tier 2 - Elevated | Distribution Circuit | 12 | 17 | 2019-12-17 | 744777 | Sus | N | Vegetation¦Treebranchfellonline¦ConductorOverhead¦Normal
20-0010263 | Vegetation | Tree - fell into line | Conductor, Overhead | Normal | 2020 | Tier 3 - Extreme | Distribution Circuit | 1 | 16 | 2020-01-16 | 763384 | Sus | N | Vegetation¦Treefellintoline¦ConductorOverhead¦Normal
20-0011341 | Vegetation | Tree - fell into line | Conductor, Overhead | Broken, wire on ground | 2020 | Tier 2 - Elevated | Distribution Circuit | 1 | 16 | 2020-01-16 | 766566 | Sus | N | Vegetation¦Treefellintoline¦ConductorOverhead¦Brokenwireonground
20-0013665 | Animal | Bird found | Conductor, Overhead | Normal | 2020 | Tier 2 - Elevated | Distribution Circuit | 1 | 25 | 2020-01-25 | 769959 | Sus | N | Animal¦Birdfound¦ConductorOverhead¦Normal
20-0019434 | Equipment Failure/Involved | Overhead | Pole-Wood | Broken, wire on ground | 2020 | Tier 2 - Elevated | Distribution Circuit | 2 | 9 | 2020-02-09 | 783783 | Sus | N | EquipmentFailureInvolved¦Overhead¦PoleWood¦Brokenwireonground
20-0020028 | Vegetation | Tree - fell into line | Conductor, Overhead | Normal | 2020 | Tier 3 - Extreme | Distribution Circuit | 2 | 10 | 2020-02-10 | 787184 | Sus | N | Vegetation¦Treefellintoline¦ConductorOverhead¦Normal
20-0021963 | Unknown Cause | Patrol - found nothing |  |  | 2020 | Tier 2 - Elevated | Distribution Circuit | 2 | 13 | 2020-02-13 | 790375 | Sus | N | UnknownCause¦Patrolfoundnothing¦¦
20-0022653 | Unknown Cause | Patrol - found nothing |  |  | 2020 | Tier 2 - Elevated | Distribution Circuit | 2 | 16 | 2020-02-16 | 792050 | Sus | N | UnknownCause¦Patrolfoundnothing¦¦
20-0033547 | Vegetation | Tree - branch fell on line | Conductor, Overhead | Normal | 2020 | Tier 3 - Extreme | Distribution Circuit | 3 | 16 | 2020-03-16 | 855471 | Sus | N | Vegetation¦Treebranchfellonline¦ConductorOverhead¦Normal
20-0038691 | Vegetation | Tree - fell into line | Pole-Wood | Broken, wire on ground | 2020 | Tier 2 - Elevated | Distribution Circuit | 4 | 5 | 2020-04-05 | 883453 | Sus | N | Vegetation¦Treefellintoline¦PoleWood¦Brokenwireonground
20-0038696 | Vegetation | Tree - branch fell on line | Conductor, Overhead | Broken, wire on ground | 2020 | Tier 3 - Extreme | Distribution Circuit | 4 | 5 | 2020-04-05 | 883498 | Sus | N | Vegetation¦Treebranchfellonline¦ConductorOverhead¦Brokenwireonground
20-0057533 | Vegetation | Tree - fell into line | Crossarm, Wood | Broken, wire on ground | 2020 | Tier 2 - Elevated | Distribution Circuit | 6 | 4 | 2020-06-04 | 930465 | Sus | Y | Vegetation¦Treefellintoline¦CrossarmWood¦Brokenwireonground
20-0057585 | Equipment Failure/Involved | Underground | Conductor, Underground | Broken | 2020 | Tier 3 - Extreme | Distribution Circuit | 6 | 4 | 2020-06-04 | 930479 | Sus | Y | EquipmentFailureInvolved¦Underground¦ConductorUnderground¦Broken
20-0061680 | Animal | Squirrel | Bushing | Normal | 2020 | Tier 3 - Extreme | Distribution Circuit | 6 | 16 | 2020-06-16 | 939945 | Sus | Y | Animal¦Squirrel¦Bushing¦Normal
20-0065544 | Equipment Failure/Involved | Overhead | Transformer | Failed/Faulted | 2020 | Tier 2 - Elevated | Transformer only | 6 | 26 | 2020-06-26 | 948255 | Sus | Y | EquipmentFailureInvolved¦Overhead¦Transformer¦FailedFaulted
20-0067118 | Animal | Bird found | Conductor, Overhead | Normal | 2020 | Tier 3 - Extreme | Distribution Circuit | 7 | 1 | 2020-07-01 | 955555 | Sus | Y | Animal¦Birdfound¦ConductorOverhead¦Normal
20-0074492 | Equipment Failure/Involved | Overhead | Secondary | Burned/flashed | 2020 | Tier 3 - Extreme | Transformer only | 7 | 21 | 2020-07-21 | 969521 | Sus | Y | EquipmentFailureInvolved¦Overhead¦Secondary¦Burnedflashed
20-0076133 | Unknown Cause | Patrol - found nothing |  |  | 2020 | Tier 2 - Elevated | Distribution Circuit | 7 | 26 | 2020-07-26 | 972398 | Sus | Y | UnknownCause¦Patrolfoundnothing¦¦
20-0078623 | Equipment Failure/Involved | Overhead | Crossarm, Wood | Deteriorated | 2020 | Tier 3 - Extreme | Distribution Circuit | 7 | 31 | 2020-07-31 | 976333 | Sus | Y | EquipmentFailureInvolved¦Overhead¦CrossarmWood¦Deteriorated
20-0078809 | Equipment Failure/Involved | Overhead | Transformer (OH) | Burned/flashed | 2020 | Tier 3 - Extreme | Transformer only | 8 | 2 | 2020-08-02 | 976899 | Sus | Y | EquipmentFailureInvolved¦Overhead¦Transformer(OH)¦Burnedflashed
20-0086292 | Environmental/External | Lightning | Transformer | Failed/Faulted | 2020 | Tier 3 - Extreme | Transformer only | 8 | 17 | 2020-08-17 | 1017765 | Sus | Y | EnvironmentalExternal¦Lightning¦Transformer¦FailedFaulted
20-0089020 | 3rd Party | Vehicle | Pole-Wood | Broken | 2020 | Tier 2 - Elevated | Distribution Circuit | 8 | 22 | 2020-08-22 | 1027427 | Sus | Y | 3rdParty¦Vehicle¦PoleWood¦Broken
20-0089103 | Environmental/External | Fire, Forest/Grass | Insulator | Broken | 2020 | Tier 2 - Elevated | Distribution Circuit | 8 | 20 | 2020-08-20 | 1027887 | Sus | Y | EnvironmentalExternal¦FireForestGrass¦Insulator¦Broken
20-0090214 | Environmental/External | Fire, Forest/Grass | Conductor, Overhead | Normal | 2020 | Tier 3 - Extreme | Distribution Circuit | 8 | 19 | 2020-08-19 | 1032457 | Sus | Y | EnvironmentalExternal¦FireForestGrass¦ConductorOverhead¦Normal
20-0100087 | Environmental/External | Fire, Forest/Grass | Conductor, Overhead | Burned/flashed | 2020 | Tier 3 - Extreme | Distribution Circuit | 9 | 7 | 2020-09-07 | 1087174 | Sus | Y | EnvironmentalExternal¦FireForestGrass¦ConductorOverhead¦Burnedflashed
20-0104261 | Equipment Failure/Involved | Overhead | Transformer (OH) | Burned/flashed | 2020 | Tier 3 - Extreme | Transformer only | 10 | 1 | 2020-10-01 | 1105960 | Sus | Y | EquipmentFailureInvolved¦Overhead¦Transformer(OH)¦Burnedflashed
20-0106694 | Equipment Failure/Involved | Overhead | Fuse | Broken | 2020 | Tier 3 - Extreme | Transformer only | 10 | 8 | 2020-10-08 | 1113727 | Sus | Y | EquipmentFailureInvolved¦Overhead¦Fuse¦Broken
20-0118280 | Company Initiated | Construction Activity/equip, company | Pole-Wood | Burned/flashed | 2020 | Tier 3 - Extreme | Distribution Circuit | 11 | 7 | 2020-11-07 | 1138742 | Sus | Y | CompanyInitiated¦ConstructionActivityequipcompany¦PoleWood¦Burnedflashed
20-0126566 | Animal | Squirrel | Transformer (OH) | Broken | 2020 | Tier 2 - Elevated | Distribution Circuit | 12 | 1 | 2020-12-01 | 1157438 | Sus | N | Animal¦Squirrel¦Transformer(OH)¦Broken
20-0128157 | Animal | Other | Jumper | Normal | 2020 | Tier 2 - Elevated | Distribution Circuit | 12 | 5 | 2020-12-05 | 1165788 | Sus | N | Animal¦Other¦Jumper¦Normal
21-0009294 | Equipment Failure/Involved | Electrical Overload | Transformer (OH) |  | 2021 | Tier 2 - Elevated | Transformer only | 1 | 15 | 2021-01-15 | 1211253 | Sus | N | EquipmentFailureInvolved¦ElectricalOverload¦Transformer(OH)¦
21-0012828 | Vegetation | Tree - branch fell on line | Conductor, Overhead | Broken, wire on ground | 2021 | Tier 3 - Extreme | Distribution Circuit | 1 | 19 | 2021-01-19 | 1221325 | Sus | N | Vegetation¦Treebranchfellonline¦ConductorOverhead¦Brokenwireonground
21-0014986 | Vegetation | Tree - fell into line | Pole-Wood | Broken, wire on ground | 2021 | Tier 2 - Elevated | Distribution Circuit | 1 | 26 | 2021-01-26 | 1226800 | Sus | N | Vegetation¦Treefellintoline¦PoleWood¦Brokenwireonground
21-0015740 | Equipment Failure/Involved | Overhead | Insulator | Broken, wire on ground | 2021 | Tier 2 - Elevated | Distribution Circuit | 1 | 27 | 2021-01-27 | 1233447 | Sus | N | EquipmentFailureInvolved¦Overhead¦Insulator¦Brokenwireonground
21-0016161 | Vegetation | Tree - fell into line | Pole-Wood | Broken, wire on ground | 2021 | Tier 3 - Extreme | Distribution Circuit | 1 | 26 | 2021-01-26 | 1235269 | Sus | N | Vegetation¦Treefellintoline¦PoleWood¦Brokenwireonground
21-0016524 | Unknown Cause | Patrol - found nothing |  |  | 2021 | Tier 3 - Extreme | Distribution Circuit | 1 | 27 | 2021-01-27 | 1234579 | Sus | N | UnknownCause¦Patrolfoundnothing¦¦
21-0019899 | Vegetation | Tree - fell into line | Conductor, Overhead | Broken, wire on ground | 2021 | Tier 3 - Extreme | Distribution Circuit | 1 | 28 | 2021-01-28 | 1243665 | Sus | N | Vegetation¦Treefellintoline¦ConductorOverhead¦Brokenwireonground
21-0025393 | Equipment Failure/Involved | Overhead | Fuse | Failed/Faulted | 2021 | Tier 2 - Elevated | Transformer only | 2 | 13 | 2021-02-13 | 1254575 | Sus | N | EquipmentFailureInvolved¦Overhead¦Fuse¦FailedFaulted
21-0025631 | Vegetation | Tree - fell into line | Conductor, Overhead | Normal | 2021 | Tier 2 - Elevated | Distribution Circuit | 2 | 15 | 2021-02-15 | 1255144 | Sus | N | Vegetation¦Treefellintoline¦ConductorOverhead¦Normal
21-0036454 | Equipment Failure/Involved | Overhead | Conductor, Overhead | Broken, wire on ground | 2021 | Tier 2 - Elevated | Distribution Circuit | 3 | 15 | 2021-03-15 | 1282499 | Sus | N | EquipmentFailureInvolved¦Overhead¦ConductorOverhead¦Brokenwireonground
21-0038659 | Equipment Failure/Involved | Electrical Overload | Transformer (OH) | Failed/Faulted | 2021 | Tier 2 - Elevated | Transformer only | 3 | 19 | 2021-03-19 | 1288671 | Sus | N | EquipmentFailureInvolved¦ElectricalOverload¦Transformer(OH)¦FailedFaulted
21-0041918 | Equipment Failure/Involved | Overhead | Insulator | Broken | 2021 | Tier 3 - Extreme | Distribution Circuit | 3 | 28 | 2021-03-28 | 1302023 | Sus | N | EquipmentFailureInvolved¦Overhead¦Insulator¦Broken
21-0050049 | Equipment Failure/Involved | Overhead | Jumper | Burned Open | 2021 | Tier 2 - Elevated | Distribution Circuit | 4 | 18 | 2021-04-18 | 1321744 | Sus | N | EquipmentFailureInvolved¦Overhead¦Jumper¦BurnedOpen
21-0063968 | Equipment Failure/Involved | Overhead | Pole-Wood | Broken | 2021 | Tier 3 - Extreme | Distribution Circuit | 5 | 20 | 2021-05-20 | 1354681 | Sus | Y | EquipmentFailureInvolved¦Overhead¦PoleWood¦Broken
21-0072930 | Unknown Cause | Patrol - found nothing |  |  | 2021 | Tier 2 - Elevated | Distribution Circuit | 6 | 10 | 2021-06-10 | 1370501 | Sus | Y | UnknownCause¦Patrolfoundnothing¦¦
21-0074281 | Unknown Cause | Patrol - found nothing |  |  | 2021 | Tier 3 - Extreme | Transformer only | 6 | 14 | 2021-06-14 | 1373596 | Sus | Y | UnknownCause¦Patrolfoundnothing¦¦
21-0080900 | 3rd Party | Tree - cutting, 3rd party | Transformer (OH) | Normal | 2021 | Tier 3 - Extreme | Transformer only | 6 | 28 | 2021-06-28 | 1386992 | Sus | Y | 3rdParty¦Treecutting3rdparty¦Transformer(OH)¦Normal
21-0081552 | Equipment Failure/Involved | Overhead | Crossarm, Wood | Burned/flashed | 2021 | Tier 2 - Elevated | Distribution Circuit | 6 | 29 | 2021-06-29 | 1388195 | Sus | Y | EquipmentFailureInvolved¦Overhead¦CrossarmWood¦Burnedflashed
21-0081929 | Equipment Failure/Involved | Electrical Overload | Transformer (OH) | Failed/Faulted | 2021 | Tier 3 - Extreme | Distribution Circuit | 6 | 30 | 2021-06-30 | 1388502 | Sus | Y | EquipmentFailureInvolved¦ElectricalOverload¦Transformer(OH)¦FailedFaulted
21-0084308 | Equipment Failure/Involved | Overhead | Transformer (OH) | Leaking | 2021 | Tier 2 - Elevated | Distribution Circuit | 7 | 2 | 2021-07-02 | 1390736 | Sus | Y | EquipmentFailureInvolved¦Overhead¦Transformer(OH)¦Leaking
21-0093128 | 3rd Party | Tree - cutting, 3rd party | Fuse | Failed/Faulted | 2021 | Tier 3 - Extreme | Distribution Circuit | 7 | 21 | 2021-07-21 | 1410484 | Sus | Y | 3rdParty¦Treecutting3rdparty¦Fuse¦FailedFaulted
21-0105975 | Equipment Failure/Involved | Overhead | Transformer (OH) | Failed/Faulted | 2021 | Tier 2 - Elevated | Transformer only | 8 | 17 | 2021-08-17 | 1445172 | Sus | Y | EquipmentFailureInvolved¦Overhead¦Transformer(OH)¦FailedFaulted
21-0106540 | 3rd Party | Customer Equipment | Conductor, Underground | Deteriorated | 2021 | Tier 3 - Extreme | Distribution Circuit | 8 | 18 | 2021-08-18 | 1446671 | Sus | Y | 3rdParty¦CustomerEquipment¦ConductorUnderground¦Deteriorated
21-0111856 | Vegetation | Tree - cutting, PG&E contractor | Conductor, Overhead | Normal | 2021 | Tier 3 - Extreme | Distribution Circuit | 8 | 31 | 2021-08-31 | 1459458 | Sus | Y | Vegetation¦TreecuttingPG&Econtractor¦ConductorOverhead¦Normal
21-0113913 | Vegetation | Tree - fell into line | Transformer | Broken | 2021 | Tier 3 - Extreme | Transformer only | 9 | 6 | 2021-09-06 | 1463233 | Sus | Y | Vegetation¦Treefellintoline¦Transformer¦Broken
21-0119414 | Equipment Failure/Involved | Overhead | Bushing | Leaking | 2021 | Tier 2 - Elevated | Transformer only | 9 | 18 | 2021-09-18 | 1474819 | Sus | Y | EquipmentFailureInvolved¦Overhead¦Bushing¦Leaking
21-0119554 | Unknown Cause | Patrol - found nothing |  |  | 2021 | Tier 2 - Elevated | Distribution Circuit | 9 | 19 | 2021-09-19 | 1475577 | Sus | Y | UnknownCause¦Patrolfoundnothing¦¦
21-0125739 | Environmental/External | Fire, Forest/Grass | Conductor, Overhead | Normal | 2021 | Tier 2 - Elevated | Distribution Circuit | 10 | 4 | 2021-10-04 | 1486645 | Sus | Y | EnvironmentalExternal¦FireForestGrass¦ConductorOverhead¦Normal
21-0132281 | Equipment Failure/Involved | Overhead | Secondary | Broken, wire on ground | 2021 | Tier 2 - Elevated | Transformer only | 10 | 18 | 2021-10-18 | 1500499 | Sus | Y | EquipmentFailureInvolved¦Overhead¦Secondary¦Brokenwireonground
21-0132704 | Equipment Failure/Involved | Overhead | Transformer (OH) | Failed/Faulted | 2021 | Tier 3 - Extreme | Transformer only | 10 | 18 | 2021-10-18 | 1501306 | Sus | Y | EquipmentFailureInvolved¦Overhead¦Transformer(OH)¦FailedFaulted
21-0132791 | Animal | Bird found | Conductor, Overhead | Normal | 2021 | Tier 2 - Elevated | Distribution Circuit | 10 | 18 | 2021-10-18 | 1501498 | Sus | Y | Animal¦Birdfound¦ConductorOverhead¦Normal
21-0135181 | Vegetation | Tree - branch fell on line | Conductor, Overhead | Normal | 2021 | Tier 3 - Extreme | Distribution Circuit | 10 | 22 | 2021-10-22 | 1506065 | Sus | Y | Vegetation¦Treebranchfellonline¦ConductorOverhead¦Normal
21-0136278 | Unknown Cause | Patrol - not conducted |  |  | 2021 | Tier 2 - Elevated | Distribution Circuit | 10 | 24 | 2021-10-24 | 1512314 | Sus | Y | UnknownCause¦Patrolnotconducted¦¦
21-0137556 | Vegetation | Tree - fell into line | Pole-Wood | Broken, wire on ground | 2021 | Tier 3 - Extreme | Distribution Circuit | 10 | 24 | 2021-10-24 | 1514819 | Sus | Y | Vegetation¦Treefellintoline¦PoleWood¦Brokenwireonground
21-0137747 | Vegetation | Tree - fell into line | Conductor, Overhead | Normal | 2021 | Tier 2 - Elevated | Distribution Circuit | 10 | 25 | 2021-10-25 | 1517478 | Sus | Y | Vegetation¦Treefellintoline¦ConductorOverhead¦Normal
21-0137837 | Unknown Cause | Patrol - found nothing |  |  | 2021 | Tier 2 - Elevated | Distribution Circuit | 10 | 25 | 2021-10-25 | 1517262 | Sus | Y | UnknownCause¦Patrolfoundnothing¦¦
21-0142544 | Vegetation | Tree - branch fell on line | Conductor, Overhead | Broken, wire on ground | 2021 | Tier 3 - Extreme | Distribution Circuit | 11 | 4 | 2021-11-04 | 1535109 | Sus | Y | Vegetation¦Treebranchfellonline¦ConductorOverhead¦Brokenwireonground
21-0147030 | Unknown Cause | Patrol - found nothing |  |  | 2021 | Tier 2 - Elevated | Distribution Circuit | 11 | 17 | 2021-11-17 | 1547747 | Sus | Y | UnknownCause¦Patrolfoundnothing¦¦
21-0153249 | Unknown Cause | Patrol - not conducted |  |  | 2021 | Tier 3 - Extreme | Distribution Circuit | 11 | 30 | 2021-11-30 | 1556713 | Sus | Y | UnknownCause¦Patrolnotconducted¦¦
21-0153942 | Equipment Failure/Involved | Overhead | Transformer (OH) | Failed/Faulted | 2021 | Tier 2 - Elevated | Transformer only | 12 | 1 | 2021-12-01 | 1557447 | Sus | N | EquipmentFailureInvolved¦Overhead¦Transformer(OH)¦FailedFaulted
21-0159849 | Vegetation | Tree - fell into line | Transformer (OH) | Broken | 2021 | Tier 3 - Extreme | Distribution Circuit | 12 | 20 | 2021-12-20 | 1577944 | Sus | N | Vegetation¦Treefellintoline¦Transformer(OH)¦Broken
21-0160143 | 3rd Party | Aircraft | Conductor, Overhead | Broken, wire on ground | 2021 | Tier 2 - Elevated | Distribution Circuit | 12 | 22 | 2021-12-22 | 1579304 | Sus | N | 3rdParty¦Aircraft¦ConductorOverhead¦Brokenwireonground
21-0160524 | Unknown Cause | Patrol - found nothing |  |  | 2021 | Tier 2 - Elevated | Distribution Circuit | 12 | 25 | 2021-12-25 | 1581131 | Sus | N | UnknownCause¦Patrolfoundnothing¦¦
21-0160533 | Equipment Failure/Involved | Overhead | Transformer (OH) | Failed/Faulted | 2021 | Tier 3 - Extreme | Transformer only | 12 | 25 | 2021-12-25 | 1581114 | Sus | N | EquipmentFailureInvolved¦Overhead¦Transformer(OH)¦FailedFaulted
21-0160618 | Unknown Cause | Patrol - found nothing |  |  | 2021 | Tier 2 - Elevated | Distribution Circuit | 12 | 25 | 2021-12-25 | 1581532 | Sus | N | UnknownCause¦Patrolfoundnothing¦¦
21-0161107 | Unknown Cause | Patrol - not conducted |  |  | 2021 | Tier 2 - Elevated | Distribution Circuit | 12 | 27 | 2021-12-27 | 1585091 | Sus | N | UnknownCause¦Patrolnotconducted¦¦
21-0161362 | Vegetation | Tree - fell into line | Transformer (OH) | Broken | 2021 | Tier 2 - Elevated | Distribution Circuit | 12 | 27 | 2021-12-27 | 1587157 | Sus | N | Vegetation¦Treefellintoline¦Transformer(OH)¦Broken
22-0005190 | Vegetation | Tree - fell into line | Conductor, Overhead | Normal | 2021 | Tier 3 - Extreme | Distribution Circuit | 12 | 30 | 2021-12-30 | 1589704 | Sus | N | Vegetation¦Treefellintoline¦ConductorOverhead¦Normal
22-0007600 | Equipment Failure/Involved | Overhead | Pole-Wood | Broken, wire on ground | 2022 | Tier 2 - Elevated | Distribution Circuit | 1 | 8 | 2022-01-08 | 1598179 | Sus | N | EquipmentFailureInvolved¦Overhead¦PoleWood¦Brokenwireonground
22-0010419 | Equipment Failure/Involved | Overhead | Service conductor | Burned Open | 2022 | Tier 3 - Extreme | Transformer only | 1 | 17 | 2022-01-17 | 1603777 | Sus | N | EquipmentFailureInvolved¦Overhead¦Serviceconductor¦BurnedOpen
22-0016116 | Equipment Failure/Involved | Overhead | Transformer (OH) | Failed/Faulted | 2022 | Tier 2 - Elevated | Transformer only | 1 | 30 | 2022-01-30 | 1616539 | Sus | N | EquipmentFailureInvolved¦Overhead¦Transformer(OH)¦FailedFaulted
22-0016182 | 3rd Party | Vehicle | Pole-Wood | Broken, wire on ground | 2022 | Tier 3 - Extreme | Distribution Circuit | 1 | 30 | 2022-01-30 | 1616854 | Sus | N | 3rdParty¦Vehicle¦PoleWood¦Brokenwireonground
22-0016597 | Equipment Failure/Involved | Overhead | Transformer (OH) | Failed/Faulted | 2022 | Tier 2 - Elevated | Distribution Circuit | 1 | 31 | 2022-01-31 | 1617372 | Sus | N | EquipmentFailureInvolved¦Overhead¦Transformer(OH)¦FailedFaulted
22-0017747 | Vegetation | Tree - fell into line | Conductor, Overhead | Normal | 2022 | Tier 3 - Extreme | Distribution Circuit | 2 | 2 | 2022-02-02 | 1619263 | Sus | N | Vegetation¦Treefellintoline¦ConductorOverhead¦Normal
22-0022246 | Vegetation | Tree - fell into line | Conductor, Overhead | Broken, wire on ground | 2022 | Tier 2 - Elevated | Distribution Circuit | 2 | 14 | 2022-02-14 | 1627462 | Sus | N | Vegetation¦Treefellintoline¦ConductorOverhead¦Brokenwireonground
22-0025831 | Equipment Failure/Involved | Overhead | Woodpin | Broken | 2022 | Tier 2 - Elevated | Distribution Circuit | 2 | 23 | 2022-02-23 | 1634915 | Sus | N | EquipmentFailureInvolved¦Overhead¦Woodpin¦Broken
22-0033074 | Vegetation | Tree - fell into line | Conductor, Overhead | Normal | 2022 | Tier 3 - Extreme | Distribution Circuit | 3 | 11 | 2022-03-11 | 1646976 | Sus | N | Vegetation¦Treefellintoline¦ConductorOverhead¦Normal
22-0038976 | Unknown Cause | Patrol - found nothing |  |  | 2022 | Tier 2 - Elevated | Transformer only | 3 | 27 | 2022-03-27 | 1656583 | Sus | N | UnknownCause¦Patrolfoundnothing¦¦
22-0044425 | Equipment Failure/Involved | Overhead | Pole-Wood | Broken | 2022 | Tier 2 - Elevated | Distribution Circuit | 4 | 8 | 2022-04-08 | 1665875 | Sus | N | EquipmentFailureInvolved¦Overhead¦PoleWood¦Broken
22-0059202 | Vegetation | Other ground vegetation | Conductor, Overhead | Together | 2022 | Tier 2 - Elevated | Distribution Circuit | 5 | 6 | 2022-05-06 | 1690243 | Sus | Y | Vegetation¦Othergroundvegetation¦ConductorOverhead¦Together
22-0069657 | Vegetation | Tree - fell into line | Conductor, Overhead | Broken, wire on ground | 2022 | Tier 2 - Elevated | Distribution Circuit | 6 | 3 | 2022-06-03 | 1717082 | Sus | Y | Vegetation¦Treefellintoline¦ConductorOverhead¦Brokenwireonground
22-0074758 | Equipment Failure/Involved | Overhead | Transformer (OH) | Leaking | 2022 | Tier 3 - Extreme | Transformer only | 6 | 15 | 2022-06-15 | 1732398 | Sus | Y | EquipmentFailureInvolved¦Overhead¦Transformer(OH)¦Leaking
22-0075908 | 3rd Party | Tree - cutting, 3rd party | Conductor, Overhead | Normal | 2022 | Tier 3 - Extreme | Distribution Circuit | 6 | 18 | 2022-06-18 | 1734737 | Sus | Y | 3rdParty¦Treecutting3rdparty¦ConductorOverhead¦Normal
22-0080813 | Animal | Squirrel | Conductor, Overhead | Normal | 2022 | Tier 2 - Elevated | Distribution Circuit | 6 | 30 | 2022-06-30 | 1746747 | Sus | Y | Animal¦Squirrel¦ConductorOverhead¦Normal
22-0082760 | Vegetation | Tree - cutting, PG&E contractor | Conductor, Overhead | Broken, wire on ground | 2022 | Tier 2 - Elevated | Distribution Circuit | 7 | 7 | 2022-07-07 | 1750694 | Sus | Y | Vegetation¦TreecuttingPG&Econtractor¦ConductorOverhead¦Brokenwireonground
22-0085345 | Equipment Failure/Involved | Overhead | Transformer (OH) | Failed/Faulted | 2022 | Tier 2 - Elevated | Transformer only | 7 | 14 | 2022-07-14 | 1756173 | Sus | Y | EquipmentFailureInvolved¦Overhead¦Transformer(OH)¦FailedFaulted
22-0087697 | Equipment Failure/Involved | Overhead | Transformer (OH) | Leaking | 2022 | Tier 2 - Elevated | Transformer only | 7 | 20 | 2022-07-20 | 1761348 | Sus | Y | EquipmentFailureInvolved¦Overhead¦Transformer(OH)¦Leaking
22-0089727 | Equipment Failure/Involved | Overhead | Conductor, Overhead | Broken | 2022 | Tier 3 - Extreme | Distribution Circuit | 7 | 26 | 2022-07-26 | 1765847 | Sus | Y | EquipmentFailureInvolved¦Overhead¦ConductorOverhead¦Broken
22-0096727 | Animal | Squirrel | Transformer (OH) | Normal | 2022 | Tier 2 - Elevated | Distribution Circuit | 8 | 12 | 2022-08-12 | 1779299 | Sus | Y | Animal¦Squirrel¦Transformer(OH)¦Normal
22-0106885 | Unknown Cause | Patrol - found nothing |  |  | 2022 | Tier 2 - Elevated | Distribution Circuit | 9 | 6 | 2022-09-06 | 1803165 | Sus | Y | UnknownCause¦Patrolfoundnothing¦¦
22-0111953 | Equipment Failure/Involved | Overhead | Cutout, fuse holder | Broken | 2022 | Tier 2 - Elevated | Transformer only | 9 | 19 | 2022-09-19 | 1815889 | Sus | Y | EquipmentFailureInvolved¦Overhead¦Cutoutfuseholder¦Broken
22-0112168 | Environmental/External | Lightning | Transformer (OH) | Failed/Faulted | 2022 | Tier 2 - Elevated | Transformer only | 9 | 19 | 2022-09-19 | 1815881 | Sus | Y | EnvironmentalExternal¦Lightning¦Transformer(OH)¦FailedFaulted
22-0120218 | 3rd Party | Customer Equipment | Circuit Breaker | Failed/Faulted | 2022 | Tier 2 - Elevated | Distribution Circuit | 10 | 11 | 2022-10-11 | 1835094 | Sus | Y | 3rdParty¦CustomerEquipment¦CircuitBreaker¦FailedFaulted
22-0121809 | Vegetation | Tree - cutting, PG&E contractor | Conductor, Overhead | Broken, wire on ground | 2022 | Tier 3 - Extreme | Distribution Circuit | 10 | 15 | 2022-10-15 | 1837948 | Sus | Y | Vegetation¦TreecuttingPG&Econtractor¦ConductorOverhead¦Brokenwireonground
22-0123394 | Equipment Failure/Involved | Overhead | Transformer (OH) | Failed/Faulted | 2022 | Tier 3 - Extreme | Distribution Circuit | 10 | 20 | 2022-10-20 | 1841698 | Sus | Y | EquipmentFailureInvolved¦Overhead¦Transformer(OH)¦FailedFaulted
22-0129158 | Environmental/External | Lightning | Conductor, Overhead | Normal | 2022 | Tier 2 - Elevated | Distribution Circuit | 11 | 8 | 2022-11-08 | 1857577 | Sus | Y | EnvironmentalExternal¦Lightning¦ConductorOverhead¦Normal
22-0129299 | Unknown Cause | Patrol - found nothing |  |  | 2022 | Tier 3 - Extreme | Distribution Circuit | 11 | 8 | 2022-11-08 | 1858170 | Sus | Y | UnknownCause¦Patrolfoundnothing¦¦
22-0139224 | Unknown Cause | Patrol - found nothing |  |  | 2022 | Tier 2 - Elevated | Transformer only | 12 | 12 | 2022-12-12 | 1887091 | Sus | N | UnknownCause¦Patrolfoundnothing¦¦
22-0142202 | Unknown Cause | Patrol - found nothing |  |  | 2022 | Tier 3 - Extreme | Distribution Circuit | 12 | 30 | 2022-12-30 | 1901835 | Sus | N | UnknownCause¦Patrolfoundnothing¦¦
22-0142320 | Vegetation | Tree - branch fell on line | Conductor, Overhead | Normal | 2022 | Tier 3 - Extreme | Distribution Circuit | 12 | 30 | 2022-12-30 | 1902680 | Sus | N | Vegetation¦Treebranchfellonline¦ConductorOverhead¦Normal
22-0142480 | Vegetation | Tree - fell into line | Conductor, Overhead | On Ground | 2022 | Tier 3 - Extreme | Distribution Circuit | 12 | 31 | 2022-12-31 | 1903098 | Sus | N | Vegetation¦Treefellintoline¦ConductorOverhead¦OnGround
23-0004360 | Vegetation | Tree - fell into line | Conductor, Overhead | Broken, wire on ground | 2022 | Tier 2 - Elevated | Distribution Circuit | 12 | 31 | 2022-12-31 | 1906615 | Sus | N | Vegetation¦Treefellintoline¦ConductorOverhead¦Brokenwireonground
23-0004494 | Vegetation | Tree - fell into line | Transformer | Broken | 2022 | Tier 3 - Extreme | Distribution Circuit | 12 | 31 | 2022-12-31 | 1903879 | Sus | N | Vegetation¦Treefellintoline¦Transformer¦Broken
15-0004969 | Animal | Squirrel | Transformer | Failed/Faulted | 2015 | Tier 3 - Extreme | Transformer only | 1 | 15 | 2015-01-15 | 1164304 | Sus | N | Animal¦Squirrel¦Transformer¦FailedFaulted
15-0006012 | Animal | Bird found | Conductor, Overhead | Normal | 2015 | Tier 2 - Elevated | Distribution Circuit | 1 | 21 | 2015-01-21 | 1166819 | Sus | N | Animal¦Birdfound¦ConductorOverhead¦Normal
15-0010984 | Unknown Cause | Patrol - found nothing |  |  | 2015 | Tier 2 - Elevated | Distribution Circuit | 2 | 7 | 2015-02-07 | 1179959 | Sus | N | UnknownCause¦Patrolfoundnothing¦¦
15-0011227 | Equipment Failure/Involved | Other | Conductor, Overhead | Broken, wire on ground | 2015 | Tier 3 - Extreme | Distribution Circuit | 2 | 7 | 2015-02-07 | 1181149 | Sus | N | EquipmentFailureInvolved¦Other¦ConductorOverhead¦Brokenwireonground
15-0011694 | Equipment Failure/Involved | Other | Fuse | Failed/Faulted | 2015 | Tier 2 - Elevated | Substation - Distribution | 2 | 8 | 2015-02-08 | 1183469 | Sus | N | EquipmentFailureInvolved¦Other¦Fuse¦FailedFaulted
15-0016355 | Equipment Failure/Involved | Other | Transformer | Malfunctioning | 2015 | Tier 3 - Extreme | Transformer only | 2 | 28 | 2015-02-28 | 1197195 | Sus | N | EquipmentFailureInvolved¦Other¦Transformer¦Malfunctioning
15-0027636 | Equipment Failure/Involved | Electrical Overload | Other | Failed/Faulted | 2015 | Tier 2 - Elevated | Transformer only | 4 | 19 | 2015-04-19 | 1221525 | Sus | N | EquipmentFailureInvolved¦ElectricalOverload¦Other¦FailedFaulted
15-0032940 | Equipment Failure/Involved | Overhead | Fuse | Broken | 2015 | Tier 2 - Elevated | Distribution Circuit | 5 | 8 | 2015-05-08 | 1231677 | Sus | Y | EquipmentFailureInvolved¦Overhead¦Fuse¦Broken
15-0035230 | Vegetation | Tree - branch fell on line | Conductor, Overhead | Normal | 2015 | Tier 2 - Elevated | Distribution Circuit | 5 | 19 | 2015-05-19 | 1236977 | Sus | Y | Vegetation¦Treebranchfellonline¦ConductorOverhead¦Normal
15-0038587 | Animal | Squirrel |  | Broken | 2015 | Tier 2 - Elevated | Transformer only | 6 | 4 | 2015-06-04 | 1243801 | Sus | Y | Animal¦Squirrel¦¦Broken
15-0038997 | Environmental/External | Lightning | Other | Failed/Faulted | 2015 | Tier 3 - Extreme | Distribution Circuit | 6 | 5 | 2015-06-05 | 1244618 | Sus | Y | EnvironmentalExternal¦Lightning¦Other¦FailedFaulted
15-0048873 | Equipment Failure/Involved | Overhead | Conductor, Overhead | Broken | 2015 | Tier 2 - Elevated | Distribution Circuit | 7 | 19 | 2015-07-19 | 1273155 | Sus | Y | EquipmentFailureInvolved¦Overhead¦ConductorOverhead¦Broken
15-0051081 | Equipment Failure/Involved | Overhead | Transformer | Failed/Faulted | 2015 | Tier 2 - Elevated | Transformer only | 7 | 28 | 2015-07-28 | 1278863 | Sus | Y | EquipmentFailureInvolved¦Overhead¦Transformer¦FailedFaulted
15-0053547 | Environmental/External | Lightning | Transformer | Failed/Faulted | 2015 | Tier 2 - Elevated | Transformer only | 8 | 7 | 2015-08-07 | 1284264 | Sus | Y | EnvironmentalExternal¦Lightning¦Transformer¦FailedFaulted
15-0055638 | Unknown Cause | Patrol - found nothing |  |  | 2015 | Tier 3 - Extreme | Distribution Circuit | 8 | 17 | 2015-08-17 | 1290402 | Sus | Y | UnknownCause¦Patrolfoundnothing¦¦
15-0061433 | Vegetation | Tree - fell into line | Conductor, Overhead | Broken, wire on ground | 2015 | Tier 3 - Extreme | Distribution Circuit | 9 | 15 | 2015-09-15 | 1306055 | Sus | Y | Vegetation¦Treefellintoline¦ConductorOverhead¦Brokenwireonground
15-0061963 | Environmental/External | Fire, Forest/Grass | Pole-Wood | Burned/flashed | 2015 | Tier 2 - Elevated | Distribution Circuit | 9 | 12 | 2015-09-12 | 1307704 | Sus | Y | EnvironmentalExternal¦FireForestGrass¦PoleWood¦Burnedflashed
15-0062326 | Environmental/External | Fire, Forest/Grass | Pole-Wood | Burned/flashed | 2015 | Tier 3 - Extreme | Distribution Circuit | 9 | 10 | 2015-09-10 | 1308745 | Sus | Y | EnvironmentalExternal¦FireForestGrass¦PoleWood¦Burnedflashed
15-0071203 | Unknown Cause | Patrol - found nothing |  |  | 2015 | Tier 2 - Elevated | Distribution Circuit | 10 | 17 | 2015-10-17 | 1323867 | Sus | Y | UnknownCause¦Patrolfoundnothing¦¦
15-0071205 | Unknown Cause | Patrol - found nothing |  |  | 2015 | Tier 2 - Elevated | Distribution Circuit | 10 | 17 | 2015-10-17 | 1323936 | Sus | Y | UnknownCause¦Patrolfoundnothing¦¦
15-0071509 | Unknown Cause | Patrol - found nothing |  |  | 2015 | Tier 2 - Elevated | Distribution Circuit | 10 | 18 | 2015-10-18 | 1325264 | Sus | Y | UnknownCause¦Patrolfoundnothing¦¦
15-0072116 | Animal | Bird found | Conductor, Overhead | Normal | 2015 | Tier 2 - Elevated | Distribution Circuit | 10 | 20 | 2015-10-20 | 1326519 | Sus | Y | Animal¦Birdfound¦ConductorOverhead¦Normal
15-0074469 | Unknown Cause | Patrol - found nothing |  |  | 2015 | Tier 2 - Elevated | Distribution Circuit | 10 | 31 | 2015-10-31 | 1332136 | Sus | Y | UnknownCause¦Patrolfoundnothing¦¦
15-0078007 | Equipment Failure/Involved | Overhead | Conductor, Overhead | Burned/flashed | 2015 | Tier 2 - Elevated | Distribution Circuit | 11 | 15 | 2015-11-15 | 1342437 | Sus | Y | EquipmentFailureInvolved¦Overhead¦ConductorOverhead¦Burnedflashed
15-0078048 | Animal | Other | Pole-Wood | Broken | 2015 | Tier 2 - Elevated | Distribution Circuit | 11 | 15 | 2015-11-15 | 1342628 | Sus | Y | Animal¦Other¦PoleWood¦Broken
15-0078720 | 3rd Party | Contact with High Voltage, 3rd party | Conductor, Overhead | Burned/flashed | 2015 | Tier 3 - Extreme | Distribution Circuit | 11 | 17 | 2015-11-17 | 1344257 | Sus | Y | 3rdParty¦ContactwithHighVoltage3rdparty¦ConductorOverhead¦Burnedflashed
15-0081544 | Equipment Failure/Involved | Overhead | Transformer (OH) | Broken | 2015 | Tier 3 - Extreme | Distribution Circuit | 11 | 28 | 2015-11-28 | 1349912 | Sus | Y | EquipmentFailureInvolved¦Overhead¦Transformer(OH)¦Broken
15-0081916 | Animal | Squirrel |  | Failed/Faulted | 2015 | Tier 2 - Elevated | Transformer only | 12 | 1 | 2015-12-01 | 1351101 | Sus | N | Animal¦Squirrel¦¦FailedFaulted
15-0084189 | Vegetation | Tree - bark fell into line | Conductor, Overhead | Normal | 2015 | Tier 3 - Extreme | Distribution Circuit | 12 | 11 | 2015-12-11 | 1358547 | Sus | N | Vegetation¦Treebarkfellintoline¦ConductorOverhead¦Normal
15-0084614 | Vegetation | Tree - branch fell on line | Conductor, Overhead | Normal | 2015 | Tier 2 - Elevated | Distribution Circuit | 12 | 13 | 2015-12-13 | 1360300 | Sus | N | Vegetation¦Treebranchfellonline¦ConductorOverhead¦Normal
15-0084887 | Vegetation | Tree - fell into line | Conductor, Overhead | Broken, wire on ground | 2015 | Tier 2 - Elevated | Distribution Circuit | 12 | 13 | 2015-12-13 | 1360144 | Sus | N | Vegetation¦Treefellintoline¦ConductorOverhead¦Brokenwireonground
15-0085638 | Vegetation | Other ground vegetation | Other | Normal | 2015 | Tier 2 - Elevated | Distribution Circuit | 12 | 16 | 2015-12-16 | 1364956 | Sus | N | Vegetation¦Othergroundvegetation¦Other¦Normal
15-0086388 | Unknown Cause | Patrol - found nothing |  |  | 2015 | Tier 2 - Elevated | Distribution Circuit | 12 | 21 | 2015-12-21 | 1367476 | Sus | N | UnknownCause¦Patrolfoundnothing¦¦
15-0086403 | Vegetation | Tree - fell into line | Fuse | Failed/Faulted | 2015 | Tier 3 - Extreme | Distribution Circuit | 12 | 21 | 2015-12-21 | 1367544 | Sus | N | Vegetation¦Treefellintoline¦Fuse¦FailedFaulted
15-0087253 | Unknown Cause | Patrol - not conducted |  |  | 2015 | Tier 2 - Elevated | Transmission line | 12 | 25 | 2015-12-25 | 1371581 | Sus | N | UnknownCause¦Patrolnotconducted¦¦
16-0003854 | Unknown Cause | Patrol - found nothing |  |  | 2016 | Tier 2 - Elevated | Distribution Circuit | 1 | 7 | 2016-01-07 | 1379507 | Sus | N | UnknownCause¦Patrolfoundnothing¦¦
16-0004957 | Vegetation | Tree - fell into line | Conductor, Overhead | Broken, wire on ground | 2016 | Tier 3 - Extreme | Distribution Circuit | 1 | 13 | 2016-01-13 | 1382537 | Sus | N | Vegetation¦Treefellintoline¦ConductorOverhead¦Brokenwireonground
16-0006138 | Unknown Cause | Patrol - found nothing |  |  | 2016 | Tier 2 - Elevated | Distribution Circuit | 1 | 18 | 2016-01-18 | 1386571 | Sus | N | UnknownCause¦Patrolfoundnothing¦¦
16-0006820 | Equipment Failure/Involved | Overhead | Transformer | Failed/Faulted | 2016 | Tier 2 - Elevated | Transformer only | 1 | 20 | 2016-01-20 | 1388452 | Sus | N | EquipmentFailureInvolved¦Overhead¦Transformer¦FailedFaulted
16-0019262 | Unknown Cause | Patrol - not conducted |  |  | 2016 | Tier 2 - Elevated | Distribution Circuit | 3 | 8 | 2016-03-08 | 1425304 | Sus | N | UnknownCause¦Patrolnotconducted¦¦
16-0021004 | Equipment Failure/Involved | Overhead | Other | Failed/Faulted | 2016 | Tier 3 - Extreme | Transformer only | 3 | 12 | 2016-03-12 | 1429738 | Sus | N | EquipmentFailureInvolved¦Overhead¦Other¦FailedFaulted
16-0026122 | Unknown Cause | Patrol - found nothing |  |  | 2016 | Tier 2 - Elevated | Distribution Circuit | 4 | 5 | 2016-04-05 | 1444475 | Sus | N | UnknownCause¦Patrolfoundnothing¦¦
16-0028250 | Environmental/External | Lightning | Transformer (OH) | Broken | 2016 | Tier 2 - Elevated | Transformer only | 4 | 13 | 2016-04-13 | 1449794 | Sus | N | EnvironmentalExternal¦Lightning¦Transformer(OH)¦Broken
16-0028728 | Vegetation | Tree - branch fell on line | Conductor, Overhead | Normal | 2016 | Tier 3 - Extreme | Distribution Circuit | 4 | 14 | 2016-04-14 | 1450832 | Sus | N | Vegetation¦Treebranchfellonline¦ConductorOverhead¦Normal
16-0031045 | Vegetation | Tree - fell into line | Conductor, Overhead | On Ground | 2016 | Tier 2 - Elevated | Distribution Circuit | 4 | 24 | 2016-04-24 | 1457167 | Sus | N | Vegetation¦Treefellintoline¦ConductorOverhead¦OnGround
16-0032237 | Environmental/External | Lightning | Transformer | Failed/Faulted | 2016 | Tier 2 - Elevated | Transformer only | 4 | 27 | 2016-04-27 | 1460665 | Sus | N | EnvironmentalExternal¦Lightning¦Transformer¦FailedFaulted
16-0035447 | Animal | Bird found | Conductor, Overhead | Normal | 2016 | Tier 2 - Elevated | Distribution Circuit | 5 | 11 | 2016-05-11 | 1468325 | Sus | Y | Animal¦Birdfound¦ConductorOverhead¦Normal
16-0040540 | 3rd Party | Vehicle | Pole-Wood | Broken | 2016 | Tier 3 - Extreme | Transformer only | 6 | 2 | 2016-06-02 | 1481397 | Sus | Y | 3rdParty¦Vehicle¦PoleWood¦Broken
16-0040659 | Equipment Failure/Involved | Overhead | Transformer | Failed/Faulted | 2016 | Tier 2 - Elevated | Transformer only | 6 | 2 | 2016-06-02 | 1481659 | Sus | Y | EquipmentFailureInvolved¦Overhead¦Transformer¦FailedFaulted
16-0041016 | Unknown Cause | Patrol - found nothing |  |  | 2016 | Tier 2 - Elevated | Distribution Circuit | 6 | 4 | 2016-06-04 | 1482632 | Sus | Y | UnknownCause¦Patrolfoundnothing¦¦
16-0052170 | Company Initiated | Other Circuits | Conductor, Overhead | Normal | 2016 | Tier 2 - Elevated | Distribution Circuit | 7 | 25 | 2016-07-25 | 1515410 | Sus | Y | CompanyInitiated¦OtherCircuits¦ConductorOverhead¦Normal
16-0056782 | Unknown Cause | Patrol - found nothing |  |  | 2016 | Tier 2 - Elevated | Distribution Circuit | 8 | 11 | 2016-08-11 | 1525126 | Sus | Y | UnknownCause¦Patrolfoundnothing¦¦
16-0064166 | Animal | Squirrel |  | Failed/Faulted | 2016 | Tier 2 - Elevated | Transformer only | 9 | 13 | 2016-09-13 | 1540635 | Sus | Y | Animal¦Squirrel¦¦FailedFaulted
16-0070653 | Animal | Bird found | Booster | Normal | 2016 | Tier 2 - Elevated | Distribution Circuit | 10 | 9 | 2016-10-09 | 1555383 | Sus | Y | Animal¦Birdfound¦Booster¦Normal
16-0072475 | Equipment Failure/Involved | Overhead | Connector or Splice (OH) | Broken | 2016 | Tier 2 - Elevated | Transformer only | 10 | 15 | 2016-10-15 | 1560818 | Sus | Y | EquipmentFailureInvolved¦Overhead¦ConnectororSplice(OH)¦Broken
16-0072706 | Equipment Failure/Involved | Overhead | Conductor, Overhead | Broken, wire on ground | 2016 | Tier 2 - Elevated | Transformer only | 10 | 15 | 2016-10-15 | 1562073 | Sus | Y | EquipmentFailureInvolved¦Overhead¦ConductorOverhead¦Brokenwireonground
16-0079885 | Unknown Cause | Patrol - found nothing |  |  | 2016 | Tier 2 - Elevated | Distribution Circuit | 11 | 15 | 2016-11-15 | 1581414 | Sus | Y | UnknownCause¦Patrolfoundnothing¦¦
16-0085748 | Vegetation | Tree - fell into line | Conductor, Overhead | Broken, wire on ground | 2016 | Tier 2 - Elevated | Distribution Circuit | 12 | 15 | 2016-12-15 | 1602887 | Sus | N | Vegetation¦Treefellintoline¦ConductorOverhead¦Brokenwireonground
16-0085851 | Vegetation | Tree - fell into line | Conductor, Overhead | Broken, wire on ground | 2016 | Tier 3 - Extreme | Distribution Circuit | 12 | 15 | 2016-12-15 | 1603542 | Sus | N | Vegetation¦Treefellintoline¦ConductorOverhead¦Brokenwireonground
17-0003553 | Vegetation | Tree - fell into line | Conductor, Overhead | Broken, wire on ground | 2017 | Tier 3 - Extreme | Distribution Circuit | 1 | 4 | 2017-01-04 | 1617327 | Sus | N | Vegetation¦Treefellintoline¦ConductorOverhead¦Brokenwireonground
17-0005603 | Vegetation | Tree - branch fell on line | Conductor, Overhead | Normal | 2017 | Tier 3 - Extreme | Distribution Circuit | 1 | 8 | 2017-01-08 | 1626393 | Sus | N | Vegetation¦Treebranchfellonline¦ConductorOverhead¦Normal
17-0006191 | Vegetation | Tree - branch fell on line | Conductor, Overhead | Normal | 2017 | Tier 2 - Elevated | Distribution Circuit | 1 | 8 | 2017-01-08 | 1631568 | Sus | N | Vegetation¦Treebranchfellonline¦ConductorOverhead¦Normal
17-0006600 | Vegetation | Tree - fell into line | Conductor, Overhead | Normal | 2017 | Tier 2 - Elevated | Distribution Circuit | 1 | 10 | 2017-01-10 | 1632572 | Sus | N | Vegetation¦Treefellintoline¦ConductorOverhead¦Normal
17-0007233 | Vegetation | Tree - fell into line | Conductor, Overhead | Broken, wire on ground | 2017 | Tier 2 - Elevated | Distribution Circuit | 1 | 10 | 2017-01-10 | 1637588 | Sus | N | Vegetation¦Treefellintoline¦ConductorOverhead¦Brokenwireonground
17-0008437 | Unknown Cause | Patrol - found nothing |  |  | 2017 | Tier 3 - Extreme | Distribution Circuit | 1 | 12 | 2017-01-12 | 1641071 | Sus | N | UnknownCause¦Patrolfoundnothing¦¦
17-0011658 | Vegetation | Tree - fell into line | Conductor, Overhead | On Ground | 2017 | Tier 3 - Extreme | Distribution Circuit | 1 | 20 | 2017-01-20 | 1654535 | Sus | N | Vegetation¦Treefellintoline¦ConductorOverhead¦OnGround
17-0011825 | 3rd Party | Customer Equipment | Conductor, Overhead | Broken | 2017 | Tier 2 - Elevated | Distribution Circuit | 1 | 20 | 2017-01-20 | 1655217 | Sus | N | 3rdParty¦CustomerEquipment¦ConductorOverhead¦Broken
17-0011876 | Vegetation | Tree - fell into line | Conductor, Overhead | Normal | 2017 | Tier 3 - Extreme | Distribution Circuit | 1 | 20 | 2017-01-20 | 1655072 | Sus | N | Vegetation¦Treefellintoline¦ConductorOverhead¦Normal
17-0012819 | Vegetation | Tree - fell into line | Conductor, Overhead | Broken, wire on ground | 2017 | Tier 3 - Extreme | Distribution Circuit | 1 | 22 | 2017-01-22 | 1659127 | Sus | N | Vegetation¦Treefellintoline¦ConductorOverhead¦Brokenwireonground
17-0013143 | Equipment Failure/Involved | Overhead | Pole-Wood | Broken | 2017 | Tier 2 - Elevated | Distribution Circuit | 1 | 22 | 2017-01-22 | 1658658 | Sus | N | EquipmentFailureInvolved¦Overhead¦PoleWood¦Broken
17-0013253 | Unknown Cause | Patrol - found nothing |  |  | 2017 | Tier 3 - Extreme | Distribution Circuit | 1 | 21 | 2017-01-21 | 1657565 | Sus | N | UnknownCause¦Patrolfoundnothing¦¦
17-0017388 | Vegetation | Tree - fell into line | Conductor, Overhead | Broken, wire on ground | 2017 | Tier 3 - Extreme | Distribution Circuit | 2 | 3 | 2017-02-03 | 1674403 | Sus | N | Vegetation¦Treefellintoline¦ConductorOverhead¦Brokenwireonground
17-0017400 | Environmental/External | Lightning | Transformer | Failed/Faulted | 2017 | Tier 2 - Elevated | Transformer only | 2 | 3 | 2017-02-03 | 1674430 | Sus | N | EnvironmentalExternal¦Lightning¦Transformer¦FailedFaulted
17-0018160 | Vegetation | Tree - branch fell on line | Conductor, Overhead | Broken, wire on ground | 2017 | Tier 2 - Elevated | Distribution Circuit | 2 | 7 | 2017-02-07 | 1677894 | Sus | N | Vegetation¦Treebranchfellonline¦ConductorOverhead¦Brokenwireonground
17-0018358 | Vegetation | Tree - fell into line | Conductor, Overhead | Broken, wire on object | 2017 | Tier 3 - Extreme | Distribution Circuit | 2 | 7 | 2017-02-07 | 1678787 | Sus | N | Vegetation¦Treefellintoline¦ConductorOverhead¦Brokenwireonobject
17-0018364 | Vegetation | Tree - fell into line | Conductor, Overhead | Normal | 2017 | Tier 3 - Extreme | Distribution Circuit | 2 | 7 | 2017-02-07 | 1678823 | Sus | N | Vegetation¦Treefellintoline¦ConductorOverhead¦Normal
17-0022227 | Vegetation | Tree - branch fell on line | Conductor, Overhead | Broken, wire on ground | 2017 | Tier 2 - Elevated | Distribution Circuit | 2 | 17 | 2017-02-17 | 1694172 | Sus | N | Vegetation¦Treebranchfellonline¦ConductorOverhead¦Brokenwireonground
17-0022910 | Vegetation | Tree - fell into line | Fuse | Broken | 2017 | Tier 2 - Elevated | Transformer only | 2 | 18 | 2017-02-18 | 1698879 | Sus | N | Vegetation¦Treefellintoline¦Fuse¦Broken
17-0025128 | Vegetation | Tree - fell into line | Conductor, Overhead | Broken, wire on ground | 2017 | Tier 2 - Elevated | Distribution Circuit | 2 | 21 | 2017-02-21 | 1708248 | Sus | N | Vegetation¦Treefellintoline¦ConductorOverhead¦Brokenwireonground
17-0025965 | Vegetation | Tree - fell into line | Conductor, Overhead | Broken, wire on ground | 2017 | Tier 2 - Elevated | Distribution Circuit | 2 | 21 | 2017-02-21 | 1711917 | Sus | N | Vegetation¦Treefellintoline¦ConductorOverhead¦Brokenwireonground
17-0026541 | Unknown Cause | Patrol - found nothing |  |  | 2017 | Tier 2 - Elevated | Distribution Circuit | 2 | 24 | 2017-02-24 | 1713142 | Sus | N | UnknownCause¦Patrolfoundnothing¦¦
17-0026717 | 3rd Party | Vehicle | Pole-Wood | Broken | 2017 | Tier 2 - Elevated | Transformer only | 2 | 25 | 2017-02-25 | 1713739 | Sus | N | 3rdParty¦Vehicle¦PoleWood¦Broken
17-0028803 | Vegetation | Tree - fell into line | Crossarm, Wood | Broken, wire on ground | 2017 | Tier 3 - Extreme | Distribution Circuit | 3 | 6 | 2017-03-06 | 1721096 | Sus | N | Vegetation¦Treefellintoline¦CrossarmWood¦Brokenwireonground
17-0032192 | Unknown Cause | Patrol - not conducted |  |  | 2017 | Tier 2 - Elevated | Distribution Circuit | 3 | 21 | 2017-03-21 | 1731576 | Sus | N | UnknownCause¦Patrolnotconducted¦¦
17-0034000 | Unknown Cause | Patrol - found nothing |  |  | 2017 | Tier 2 - Elevated | Distribution Circuit | 3 | 27 | 2017-03-27 | 1736185 | Sus | N | UnknownCause¦Patrolfoundnothing¦¦
17-0035515 | Equipment Failure/Involved | Overhead | Conductor, Overhead | Burned/flashed | 2017 | Tier 2 - Elevated | Distribution Circuit | 3 | 31 | 2017-03-31 | 1741089 | Sus | N | EquipmentFailureInvolved¦Overhead¦ConductorOverhead¦Burnedflashed
17-0036896 | Vegetation | Tree - branch fell on line | Conductor, Overhead | Together | 2017 | Tier 2 - Elevated | Distribution Circuit | 4 | 6 | 2017-04-06 | 1745123 | Sus | N | Vegetation¦Treebranchfellonline¦ConductorOverhead¦Together
17-0037405 | Vegetation | Tree - fell into line | Crossarm, Wood | Broken | 2017 | Tier 2 - Elevated | Distribution Circuit | 4 | 6 | 2017-04-06 | 1746313 | Sus | N | Vegetation¦Treefellintoline¦CrossarmWood¦Broken
17-0045346 | Vegetation | Tree - fell into line | Pole-Wood | Broken, wire on ground | 2017 | Tier 3 - Extreme | Distribution Circuit | 5 | 4 | 2017-05-04 | 1774730 | Sus | Y | Vegetation¦Treefellintoline¦PoleWood¦Brokenwireonground
17-0053348 | Unknown Cause | Patrol - found nothing |  |  | 2017 | Tier 3 - Extreme | Transformer only | 6 | 7 | 2017-06-07 | 1798732 | Sus | Y | UnknownCause¦Patrolfoundnothing¦¦
17-0056090 | Unknown Cause | Patrol - found nothing |  |  | 2017 | Tier 2 - Elevated | Distribution Circuit | 6 | 18 | 2017-06-18 | 1807495 | Sus | Y | UnknownCause¦Patrolfoundnothing¦¦
17-0057862 | Vegetation | Tree - branch fell on line | Conductor, Overhead | Normal | 2017 | Tier 2 - Elevated | Distribution Circuit | 6 | 22 | 2017-06-22 | 1815340 | Sus | Y | Vegetation¦Treebranchfellonline¦ConductorOverhead¦Normal
17-0060292 | Vegetation | Tree - branch fell on line | Conductor, Overhead | Broken, wire on ground | 2017 | Tier 3 - Extreme | Distribution Circuit | 7 | 3 | 2017-07-03 | 1822932 | Sus | Y | Vegetation¦Treebranchfellonline¦ConductorOverhead¦Brokenwireonground
17-0060329 | Unknown Cause | Patrol - found nothing |  |  | 2017 | Tier 2 - Elevated | Distribution Circuit | 7 | 3 | 2017-07-03 | 1823094 | Sus | Y | UnknownCause¦Patrolfoundnothing¦¦
17-0066391 | Vegetation | Tree - fell into line | Conductor, Overhead | Normal | 2017 | Tier 3 - Extreme | Distribution Circuit | 7 | 28 | 2017-07-28 | 1841933 | Sus | Y | Vegetation¦Treefellintoline¦ConductorOverhead¦Normal
17-0068957 | Equipment Failure/Involved | Underground | Transformer (UG) | Leaking | 2017 | Tier 2 - Elevated | Distribution Circuit | 8 | 9 | 2017-08-09 | 1848997 | Sus | Y | EquipmentFailureInvolved¦Underground¦Transformer(UG)¦Leaking
17-0078198 | Equipment Failure/Involved | Overhead | Transformer (OH) | Failed/Faulted | 2017 | Tier 3 - Extreme | Distribution Circuit | 9 | 11 | 2017-09-11 | 1875733 | Sus | Y | EquipmentFailureInvolved¦Overhead¦Transformer(OH)¦FailedFaulted
17-0078490 | Vegetation | Tree - branch fell on line | Conductor, Overhead | Together | 2017 | Tier 3 - Extreme | Distribution Circuit | 9 | 13 | 2017-09-13 | 1878043 | Sus | Y | Vegetation¦Treebranchfellonline¦ConductorOverhead¦Together
17-0078949 | Unknown Cause | Patrol - found nothing |  |  | 2017 | Tier 2 - Elevated | Distribution Circuit | 9 | 14 | 2017-09-14 | 1878719 | Sus | Y | UnknownCause¦Patrolfoundnothing¦¦
17-0079208 | Unknown Cause | Patrol - found nothing |  |  | 2017 | Tier 3 - Extreme | Distribution Circuit | 9 | 14 | 2017-09-14 | 1879293 | Sus | Y | UnknownCause¦Patrolfoundnothing¦¦
17-0079353 | 3rd Party | Fire, house or bldg. | Crossarm, Wood | Broken | 2017 | Tier 3 - Extreme | Distribution Circuit | 9 | 15 | 2017-09-15 | 1879655 | Sus | Y | 3rdParty¦Firehouseorbldg¦CrossarmWood¦Broken
17-0080950 | 3rd Party | Vehicle | Pole-Wood | Broken | 2017 | Tier 2 - Elevated | Distribution Circuit | 9 | 22 | 2017-09-22 | 1883871 | Sus | Y | 3rdParty¦Vehicle¦PoleWood¦Broken
17-0085754 | Unknown Cause | Patrol - found nothing |  |  | 2017 | Tier 2 - Elevated | Distribution Circuit | 10 | 9 | 2017-10-09 | 1896773 | Sus | Y | UnknownCause¦Patrolfoundnothing¦¦
17-0089245 | Environmental/External | Fire, Forest/Grass | Pole-Wood | Burned/flashed | 2017 | Tier 3 - Extreme | Distribution Circuit | 10 | 16 | 2017-10-16 | 1906365 | Sus | Y | EnvironmentalExternal¦FireForestGrass¦PoleWood¦Burnedflashed
17-0090827 | Vegetation | Tree - fell into line | Conductor, Overhead | Broken, wire on ground | 2017 | Tier 3 - Extreme | Distribution Circuit | 10 | 27 | 2017-10-27 | 1910821 | Sus | Y | Vegetation¦Treefellintoline¦ConductorOverhead¦Brokenwireonground
17-0092635 | Equipment Failure/Involved | Overhead | Fuse | Broken | 2017 | Tier 2 - Elevated | Transformer only | 11 | 4 | 2017-11-04 | 1915926 | Sus | Y | EquipmentFailureInvolved¦Overhead¦Fuse¦Broken
17-0095509 | Equipment Failure/Involved | Underground | Transformer | Leaking | 2017 | Tier 2 - Elevated | Transformer only | 11 | 16 | 2017-11-16 | 1923647 | Sus | Y | EquipmentFailureInvolved¦Underground¦Transformer¦Leaking
17-0097377 | Vegetation | Tree - cutting, PG&E contractor | Conductor, Overhead | Broken, wire on ground | 2017 | Tier 3 - Extreme | Distribution Circuit | 11 | 24 | 2017-11-24 | 1928588 | Sus | Y | Vegetation¦TreecuttingPG&Econtractor¦ConductorOverhead¦Brokenwireonground
17-0100351 | Unknown Cause | Patrol - found nothing |  |  | 2017 | Tier 2 - Elevated | Distribution Circuit | 12 | 6 | 2017-12-06 | 1937509 | Sus | N | UnknownCause¦Patrolfoundnothing¦¦
17-0100915 | Animal | Bird found | Conductor, Overhead | Broken, wire on ground | 2017 | Tier 3 - Extreme | Distribution Circuit | 12 | 9 | 2017-12-09 | 1939399 | Sus | N | Animal¦Birdfound¦ConductorOverhead¦Brokenwireonground
17-0100998 | Animal | Bird found | Fuse | Failed/Faulted | 2017 | Tier 2 - Elevated | Distribution Circuit | 12 | 10 | 2017-12-10 | 1939849 | Sus | N | Animal¦Birdfound¦Fuse¦FailedFaulted
17-0103578 | Unknown Cause | Patrol - found nothing |  |  | 2017 | Tier 2 - Elevated | Distribution Circuit | 12 | 29 | 2017-12-29 | 1952791 | Sus | N | UnknownCause¦Patrolfoundnothing¦¦
18-0004437 | Equipment Failure/Involved | Overhead | Pole-Wood | Broken | 2018 | Tier 2 - Elevated | Distribution Circuit | 1 | 8 | 2018-01-08 | 4119 | Sus | N | EquipmentFailureInvolved¦Overhead¦PoleWood¦Broken
18-0004669 | Vegetation | Tree - fell into line | Conductor, Overhead | On Ground | 2018 | Tier 2 - Elevated | Distribution Circuit | 1 | 9 | 2018-01-09 | 4801 | Sus | N | Vegetation¦Treefellintoline¦ConductorOverhead¦OnGround
18-0006535 | Vegetation | Tree - fell into line | Fuse | Failed/Faulted | 2018 | Tier 3 - Extreme | Distribution Circuit | 1 | 16 | 2018-01-16 | 9105 | Sus | N | Vegetation¦Treefellintoline¦Fuse¦FailedFaulted
18-0008972 | Unknown Cause | Patrol - found nothing |  |  | 2018 | Tier 2 - Elevated | Distribution Circuit | 1 | 25 | 2018-01-25 | 13885 | Sus | N | UnknownCause¦Patrolfoundnothing¦¦
18-0009634 | Equipment Failure/Involved | Overhead | Transformer | Failed/Faulted | 2018 | Tier 2 - Elevated | Transformer only | 1 | 28 | 2018-01-28 | 15396 | Sus | N | EquipmentFailureInvolved¦Overhead¦Transformer¦FailedFaulted
18-0011320 | Equipment Failure/Involved | Overhead | Crossarm, Wood | Broken | 2018 | Tier 2 - Elevated | Distribution Circuit | 2 | 3 | 2018-02-03 | 18926 | Sus | N | EquipmentFailureInvolved¦Overhead¦CrossarmWood¦Broken
18-0012037 | Equipment Failure/Involved | Overhead | Insulator | Broken | 2018 | Tier 2 - Elevated | Distribution Circuit | 2 | 6 | 2018-02-06 | 20539 | Sus | N | EquipmentFailureInvolved¦Overhead¦Insulator¦Broken
18-0015248 | 3rd Party | Vehicle | Pole-Wood | Normal | 2018 | Tier 3 - Extreme | Distribution Circuit | 2 | 18 | 2018-02-18 | 26744 | Sus | N | 3rdParty¦Vehicle¦PoleWood¦Normal
18-0015943 | Equipment Failure/Involved | Overhead | Insulator | Broken, wire on object | 2018 | Tier 3 - Extreme | Distribution Circuit | 2 | 21 | 2018-02-21 | 28657 | Sus | N | EquipmentFailureInvolved¦Overhead¦Insulator¦Brokenwireonobject
18-0020555 | Equipment Failure/Involved | Overhead | Secondary | Broken | 2018 | Tier 2 - Elevated | Transformer only | 3 | 7 | 2018-03-07 | 39754 | Sus | N | EquipmentFailureInvolved¦Overhead¦Secondary¦Broken
18-0023557 | Unknown Cause | Patrol - found nothing |  |  | 2018 | Tier 2 - Elevated | Distribution Circuit | 3 | 16 | 2018-03-16 | 46054 | Sus | N | UnknownCause¦Patrolfoundnothing¦¦
18-0023601 | Unknown Cause | Patrol - found nothing |  |  | 2018 | Tier 3 - Extreme | Distribution Circuit | 3 | 16 | 2018-03-16 | 45897 | Sus | N | UnknownCause¦Patrolfoundnothing¦¦
18-0025598 | Unknown Cause | Patrol - not conducted |  |  | 2018 | Tier 2 - Elevated | Distribution Circuit | 3 | 22 | 2018-03-22 | 50735 | Sus | N | UnknownCause¦Patrolnotconducted¦¦
18-0028658 | Equipment Failure/Involved | Overhead | Crossarm, Wood | Broken | 2018 | Tier 2 - Elevated | Distribution Circuit | 4 | 2 | 2018-04-02 | 58362 | Sus | N | EquipmentFailureInvolved¦Overhead¦CrossarmWood¦Broken
18-0029073 | Unknown Cause | Patrol - not conducted |  |  | 2018 | Tier 2 - Elevated | Distribution Circuit | 4 | 4 | 2018-04-04 | 59202 | Sus | N | UnknownCause¦Patrolnotconducted¦¦
18-0040261 | Vegetation | Tree - fell into line | Conductor, Overhead | Broken, wire on ground | 2018 | Tier 2 - Elevated | Distribution Circuit | 5 | 11 | 2018-05-11 | 83766 | Sus | Y | Vegetation¦Treefellintoline¦ConductorOverhead¦Brokenwireonground
18-0040553 | Vegetation | Tree - fell into line | Conductor, Overhead | Broken, wire on ground | 2018 | Tier 2 - Elevated | Distribution Circuit | 5 | 12 | 2018-05-12 | 85075 | Sus | Y | Vegetation¦Treefellintoline¦ConductorOverhead¦Brokenwireonground
18-0042191 | Unknown Cause | Patrol - found nothing |  |  | 2018 | Tier 2 - Elevated | Distribution Circuit | 5 | 18 | 2018-05-18 | 88917 | Sus | Y | UnknownCause¦Patrolfoundnothing¦¦
18-0042471 | Vegetation | Tree - fell into line | Conductor, Overhead | Broken, wire on ground | 2018 | Tier 3 - Extreme | Distribution Circuit | 5 | 19 | 2018-05-19 | 89501 | Sus | Y | Vegetation¦Treefellintoline¦ConductorOverhead¦Brokenwireonground
18-0044945 | 3rd Party | Vehicle | Pole-Wood | Broken, wire on object | 2018 | Tier 2 - Elevated | Distribution Circuit | 5 | 29 | 2018-05-29 | 95457 | Sus | Y | 3rdParty¦Vehicle¦PoleWood¦Brokenwireonobject
18-0056613 | Unknown Cause | Patrol - found nothing |  |  | 2018 | Tier 2 - Elevated | Distribution Circuit | 7 | 3 | 2018-07-03 | 123539 | Sus | Y | UnknownCause¦Patrolfoundnothing¦¦
18-0059873 | Environmental/External | Fire, Forest/Grass | Pole-Wood | Broken, wire on ground | 2018 | Tier 2 - Elevated | Distribution Circuit | 7 | 14 | 2018-07-14 | 131931 | Sus | Y | EnvironmentalExternal¦FireForestGrass¦PoleWood¦Brokenwireonground
18-0060118 | Unknown Cause | Patrol - found nothing |  |  | 2018 | Tier 3 - Extreme | Distribution Circuit | 7 | 16 | 2018-07-16 | 132464 | Sus | Y | UnknownCause¦Patrolfoundnothing¦¦
18-0060344 | Equipment Failure/Involved | Overhead | Conductor, Overhead | Together | 2018 | Tier 3 - Extreme | Distribution Circuit | 7 | 16 | 2018-07-16 | 133181 | Sus | Y | EquipmentFailureInvolved¦Overhead¦ConductorOverhead¦Together
18-0065164 | Environmental/External | Fire, Forest/Grass | Pole-Wood | Burned/flashed | 2018 | Tier 3 - Extreme | Distribution Circuit | 7 | 26 | 2018-07-26 | 145433 | Sus | Y | EnvironmentalExternal¦FireForestGrass¦PoleWood¦Burnedflashed
18-0068410 | Equipment Failure/Involved | Overhead | Crossarm, Wood | Broken | 2018 | Tier 3 - Extreme | Distribution Circuit | 8 | 9 | 2018-08-09 | 152321 | Sus | Y | EquipmentFailureInvolved¦Overhead¦CrossarmWood¦Broken
18-0072305 | Unknown Cause | Patrol - found nothing |  |  | 2018 | Tier 2 - Elevated | Distribution Circuit | 8 | 22 | 2018-08-22 | 159887 | Sus | Y | UnknownCause¦Patrolfoundnothing¦¦
18-0073358 | Vegetation | Tree - fell into line | Conductor, Overhead | Together | 2018 | Tier 3 - Extreme | Distribution Circuit | 8 | 24 | 2018-08-24 | 161904 | Sus | Y | Vegetation¦Treefellintoline¦ConductorOverhead¦Together
18-0075875 | Unknown Cause | Patrol - found nothing |  |  | 2018 | Tier 3 - Extreme | Distribution Circuit | 9 | 2 | 2018-09-02 | 167074 | Sus | Y | UnknownCause¦Patrolfoundnothing¦¦
18-0077806 | Unknown Cause | Patrol - found nothing |  |  | 2018 | Tier 3 - Extreme | Distribution Circuit | 9 | 8 | 2018-09-08 | 170836 | Sus | Y | UnknownCause¦Patrolfoundnothing¦¦
18-0077910 | Unknown Cause | Patrol - found nothing |  |  | 2018 | Tier 2 - Elevated | Distribution Circuit | 9 | 9 | 2018-09-09 | 170985 | Sus | Y | UnknownCause¦Patrolfoundnothing¦¦
18-0078005 | Vegetation | Tree - fell into line | Conductor, Overhead | Broken, wire on ground | 2018 | Tier 3 - Extreme | Distribution Circuit | 9 | 10 | 2018-09-10 | 171180 | Sus | Y | Vegetation¦Treefellintoline¦ConductorOverhead¦Brokenwireonground
18-0080022 | Equipment Failure/Involved | Overhead | Conductor, Overhead | Deteriorated | 2018 | Tier 3 - Extreme | Distribution Circuit | 9 | 15 | 2018-09-15 | 174933 | Sus | Y | EquipmentFailureInvolved¦Overhead¦ConductorOverhead¦Deteriorated
18-0084130 | Unknown Cause | Patrol - found nothing |  |  | 2018 | Tier 3 - Extreme | Distribution Circuit | 9 | 27 | 2018-09-27 | 182472 | Sus | Y | UnknownCause¦Patrolfoundnothing¦¦
18-0084943 | Equipment Failure/Involved | Overhead | Fuse | Failed/Faulted | 2018 | Tier 2 - Elevated | Transformer only | 9 | 30 | 2018-09-30 | 184405 | Sus | Y | EquipmentFailureInvolved¦Overhead¦Fuse¦FailedFaulted
18-0090126 | Animal | Bird found | Conductor, Overhead | Normal | 2018 | Tier 3 - Extreme | Distribution Circuit | 10 | 13 | 2018-10-13 | 194454 | Sus | Y | Animal¦Birdfound¦ConductorOverhead¦Normal
18-0093521 | 3rd Party | Vehicle | Pole-Wood | Broken | 2018 | Tier 2 - Elevated | Distribution Circuit | 10 | 23 | 2018-10-23 | 201066 | Sus | Y | 3rdParty¦Vehicle¦PoleWood¦Broken
18-0095809 | Wildfire Mitigation | CWSP - Vegetation Removal |  |  | 2018 | Tier 3 - Extreme | Distribution Circuit | 10 | 31 | 2018-10-31 | 206111 | Sus | Y | WildfireMitigation¦CWSPVegetationRemoval¦¦
18-0096831 | Equipment Failure/Involved | Overhead | Connector or Splice (OH) | Deteriorated | 2018 | Tier 3 - Extreme | Transformer only | 11 | 3 | 2018-11-03 | 208313 | Sus | Y | EquipmentFailureInvolved¦Overhead¦ConnectororSplice(OH)¦Deteriorated
18-0099823 | Wildfire Mitigation | CWSP - Vegetation Removal |  |  | 2018 | Tier 3 - Extreme | Distribution Circuit | 11 | 16 | 2018-11-16 | 216454 | Sus | Y | WildfireMitigation¦CWSPVegetationRemoval¦¦
18-0100085 | Equipment Failure/Involved | Overhead | Connector or Splice (OH) | Broken, wire on ground | 2018 | Tier 2 - Elevated | Distribution Circuit | 11 | 15 | 2018-11-15 | 216107 | Sus | Y | EquipmentFailureInvolved¦Overhead¦ConnectororSplice(OH)¦Brokenwireonground
18-0100906 | Environmental/External | Fire, Forest/Grass | Pole-Wood | Burned/flashed | 2018 | Tier 3 - Extreme | Distribution Circuit | 11 | 8 | 2018-11-08 | 217985 | Sus | Y | EnvironmentalExternal¦FireForestGrass¦PoleWood¦Burnedflashed
18-0101053 | Environmental/External | Fire, Forest/Grass | Pole-Wood | Burned/flashed | 2018 | Tier 3 - Extreme | Distribution Circuit | 11 | 8 | 2018-11-08 | 218307 | Sus | Y | EnvironmentalExternal¦FireForestGrass¦PoleWood¦Burnedflashed
18-0101165 | 3rd Party | Tree - cutting, 3rd party | Conductor, Overhead | Normal | 2018 | Tier 3 - Extreme | Distribution Circuit | 11 | 19 | 2018-11-19 | 218454 | Sus | Y | 3rdParty¦Treecutting3rdparty¦ConductorOverhead¦Normal
18-0105300 | Vegetation | Tree - branch fell on line | Conductor, Overhead | Normal | 2018 | Tier 3 - Extreme | Distribution Circuit | 11 | 29 | 2018-11-29 | 229107 | Sus | Y | Vegetation¦Treebranchfellonline¦ConductorOverhead¦Normal
18-0105556 | Unknown Cause | Patrol - not conducted |  |  | 2018 | Tier 2 - Elevated | Distribution Circuit | 11 | 30 | 2018-11-30 | 230155 | Sus | Y | UnknownCause¦Patrolnotconducted¦¦
18-0108080 | Equipment Failure/Involved | Overhead | Fuse | Broken | 2018 | Tier 2 - Elevated | Distribution Circuit | 12 | 8 | 2018-12-08 | 236365 | Sus | N | EquipmentFailureInvolved¦Overhead¦Fuse¦Broken
19-0004176 | Equipment Failure/Involved | Overhead | Crossarm, Wood | Broken | 2019 | Tier 2 - Elevated | Distribution Circuit | 1 | 3 | 2019-01-03 | 252609 | Sus | N | EquipmentFailureInvolved¦Overhead¦CrossarmWood¦Broken
19-0004788 | Equipment Failure/Involved | Overhead | Jumper | Burned Open | 2019 | Tier 2 - Elevated | Distribution Circuit | 1 | 5 | 2019-01-05 | 254278 | Sus | N | EquipmentFailureInvolved¦Overhead¦Jumper¦BurnedOpen
19-0005852 | Vegetation | Tree - fell into line | Conductor, Overhead | Broken, wire on ground | 2019 | Tier 3 - Extreme | Distribution Circuit | 1 | 6 | 2019-01-06 | 256154 | Sus | N | Vegetation¦Treefellintoline¦ConductorOverhead¦Brokenwireonground
19-0008848 | Unknown Cause | Patrol - found nothing |  |  | 2019 | Tier 2 - Elevated | Distribution Circuit | 1 | 15 | 2019-01-15 | 265366 | Sus | N | UnknownCause¦Patrolfoundnothing¦¦
19-0009878 | Vegetation | Tree - branch fell on line | Fuse | Failed/Faulted | 2019 | Tier 3 - Extreme | Distribution Circuit | 1 | 16 | 2019-01-16 | 267304 | Sus | N | Vegetation¦Treebranchfellonline¦Fuse¦FailedFaulted
19-0010572 | Vegetation | Tree - fell into line | Conductor, Overhead | Broken, wire on ground | 2019 | Tier 3 - Extreme | Distribution Circuit | 1 | 17 | 2019-01-17 | 272325 | Sus | N | Vegetation¦Treefellintoline¦ConductorOverhead¦Brokenwireonground
19-0010586 | Vegetation | Tree - fell into line | Conductor, Overhead | Broken, wire on ground | 2019 | Tier 2 - Elevated | Distribution Circuit | 1 | 17 | 2019-01-17 | 272568 | Sus | N | Vegetation¦Treefellintoline¦ConductorOverhead¦Brokenwireonground
19-0010981 | Vegetation | Tree - branch fell on line | Conductor, Overhead | Normal | 2019 | Tier 3 - Extreme | Distribution Circuit | 1 | 16 | 2019-01-16 | 271981 | Sus | N | Vegetation¦Treebranchfellonline¦ConductorOverhead¦Normal
19-0011952 | Unknown Cause | Patrol - found nothing |  |  | 2019 | Tier 2 - Elevated | Distribution Circuit | 1 | 18 | 2019-01-18 | 275904 | Sus | N | UnknownCause¦Patrolfoundnothing¦¦
19-0012500 | Unknown Cause | Patrol - not conducted |  |  | 2019 | Tier 2 - Elevated | Distribution Circuit | 1 | 20 | 2019-01-20 | 277024 | Sus | N | UnknownCause¦Patrolnotconducted¦¦
19-0012842 | Unknown Cause | Patrol - found nothing |  |  | 2019 | Tier 2 - Elevated | Distribution Circuit | 1 | 21 | 2019-01-21 | 278041 | Sus | N | UnknownCause¦Patrolfoundnothing¦¦
19-0018256 | Vegetation | Tree - fell into line | Conductor, Overhead | Broken, wire on ground | 2019 | Tier 3 - Extreme | Distribution Circuit | 2 | 5 | 2019-02-05 | 291225 | Sus | N | Vegetation¦Treefellintoline¦ConductorOverhead¦Brokenwireonground
19-0018681 | Vegetation | Tree - fell into line | Conductor, Overhead | Broken, wire on ground | 2019 | Tier 3 - Extreme | Distribution Circuit | 2 | 4 | 2019-02-04 | 291138 | Sus | N | Vegetation¦Treefellintoline¦ConductorOverhead¦Brokenwireonground
19-0018789 | Vegetation | Tree - fell into line | Conductor, Overhead | Normal | 2019 | Tier 2 - Elevated | Distribution Circuit | 2 | 5 | 2019-02-05 | 293782 | Sus | N | Vegetation¦Treefellintoline¦ConductorOverhead¦Normal
19-0020085 | Vegetation | Tree - fell into line | Conductor, Overhead | Normal | 2019 | Tier 3 - Extreme | Distribution Circuit | 2 | 6 | 2019-02-06 | 292697 | Sus | N | Vegetation¦Treefellintoline¦ConductorOverhead¦Normal
19-0020396 | Vegetation | Tree - fell into line | Conductor, Overhead | Broken, wire on ground | 2019 | Tier 3 - Extreme | Distribution Circuit | 2 | 9 | 2019-02-09 | 297223 | Sus | N | Vegetation¦Treefellintoline¦ConductorOverhead¦Brokenwireonground
19-0020485 | Vegetation | Tree - fell into line | Pole-Wood | Broken, wire on ground | 2019 | Tier 2 - Elevated | Distribution Circuit | 2 | 9 | 2019-02-09 | 297595 | Sus | N | Vegetation¦Treefellintoline¦PoleWood¦Brokenwireonground
19-0020759 | Environmental/External | Lightning | Transformer | Failed/Faulted | 2019 | Tier 2 - Elevated | Transformer only | 2 | 10 | 2019-02-10 | 298924 | Sus | N | EnvironmentalExternal¦Lightning¦Transformer¦FailedFaulted
19-0021624 | Unknown Cause | Patrol - found nothing |  |  | 2019 | Tier 2 - Elevated | Distribution Circuit | 2 | 12 | 2019-02-12 | 300797 | Sus | N | UnknownCause¦Patrolfoundnothing¦¦
19-0021766 | Vegetation | Tree - bark fell into line | Conductor, Overhead | Broken | 2019 | Tier 2 - Elevated | Distribution Circuit | 2 | 13 | 2019-02-13 | 302562 | Sus | N | Vegetation¦Treebarkfellintoline¦ConductorOverhead¦Broken
19-0021843 | Vegetation | Tree - fell into line | Conductor, Overhead | Broken, wire on ground | 2019 | Tier 2 - Elevated | Distribution Circuit | 2 | 12 | 2019-02-12 | 301501 | Sus | N | Vegetation¦Treefellintoline¦ConductorOverhead¦Brokenwireonground
19-0021958 | Vegetation | Tree - fell into line | Pole-Wood | Broken, wire on ground | 2019 | Tier 3 - Extreme | Distribution Circuit | 2 | 13 | 2019-02-13 | 302920 | Sus | N | Vegetation¦Treefellintoline¦PoleWood¦Brokenwireonground
19-0022426 | Vegetation | Tree - branch fell on line | Conductor, Overhead | Normal | 2019 | Tier 3 - Extreme | Distribution Circuit | 2 | 13 | 2019-02-13 | 303167 | Sus | N | Vegetation¦Treebranchfellonline¦ConductorOverhead¦Normal
19-0022538 | Vegetation | Tree - fell into line | Conductor, Overhead | Normal | 2019 | Tier 2 - Elevated | Distribution Circuit | 2 | 13 | 2019-02-13 | 305390 | Sus | N | Vegetation¦Treefellintoline¦ConductorOverhead¦Normal
19-0022698 | Vegetation | Tree - fell into line | Pole-Wood | Broken | 2019 | Tier 2 - Elevated | Distribution Circuit | 2 | 12 | 2019-02-12 | 305847 | Sus | N | Vegetation¦Treefellintoline¦PoleWood¦Broken
19-0022931 | Unknown Cause | Patrol - not conducted |  |  | 2019 | Tier 2 - Elevated | Distribution Circuit | 2 | 13 | 2019-02-13 | 307567 | Sus | N | UnknownCause¦Patrolnotconducted¦¦
19-0023596 | Unknown Cause | Patrol - not conducted |  |  | 2019 | Tier 3 - Extreme | Distribution Circuit | 2 | 14 | 2019-02-14 | 310529 | Sus | N | UnknownCause¦Patrolnotconducted¦¦
19-0024963 | Vegetation | Tree - fell into line | Conductor, Overhead | Broken, wire on ground | 2019 | Tier 3 - Extreme | Distribution Circuit | 2 | 16 | 2019-02-16 | 315158 | Sus | N | Vegetation¦Treefellintoline¦ConductorOverhead¦Brokenwireonground
19-0025147 | Vegetation | Tree - fell into line | Conductor, Overhead | Together | 2019 | Tier 3 - Extreme | Distribution Circuit | 2 | 17 | 2019-02-17 | 315625 | Sus | N | Vegetation¦Treefellintoline¦ConductorOverhead¦Together
19-0025208 | Vegetation | Tree - branch fell on line | Conductor, Overhead | Broken, wire on ground | 2019 | Tier 2 - Elevated | Distribution Circuit | 2 | 13 | 2019-02-13 | 302490 | Sus | N | Vegetation¦Treebranchfellonline¦ConductorOverhead¦Brokenwireonground
19-0025239 | Vegetation | Tree - grew into line | Conductor, Overhead | Broken, wire on ground | 2019 | Tier 3 - Extreme | Distribution Circuit | 2 | 17 | 2019-02-17 | 316476 | Sus | N | Vegetation¦Treegrewintoline¦ConductorOverhead¦Brokenwireonground
19-0025635 | Vegetation | Tree - fell into line | Conductor, Overhead | Broken, wire on ground | 2019 | Tier 2 - Elevated | Distribution Circuit | 2 | 18 | 2019-02-18 | 317678 | Sus | N | Vegetation¦Treefellintoline¦ConductorOverhead¦Brokenwireonground
19-0025704 | Equipment Failure/Involved | Overhead | Transformer (OH) | Failed/Faulted | 2019 | Tier 3 - Extreme | Distribution Circuit | 2 | 18 | 2019-02-18 | 315163 | Sus | N | EquipmentFailureInvolved¦Overhead¦Transformer(OH)¦FailedFaulted
19-0028498 | Unknown Cause | Patrol - found nothing |  |  | 2019 | Tier 2 - Elevated | Distribution Circuit | 2 | 26 | 2019-02-26 | 324821 | Sus | N | UnknownCause¦Patrolfoundnothing¦¦
19-0031418 | Equipment Failure/Involved | Overhead | Conductor, Overhead | Broken, wire on ground | 2019 | Tier 2 - Elevated | Distribution Circuit | 3 | 6 | 2019-03-06 | 333052 | Sus | N | EquipmentFailureInvolved¦Overhead¦ConductorOverhead¦Brokenwireonground
19-0032298 | Equipment Failure/Involved | Overhead | Conductor, Overhead | Normal | 2019 | Tier 2 - Elevated | Distribution Circuit | 3 | 9 | 2019-03-09 | 335164 | Sus | N | EquipmentFailureInvolved¦Overhead¦ConductorOverhead¦Normal
19-0033360 | Vegetation | Tree - fell into line | Conductor, Overhead | Broken, wire on ground | 2019 | Tier 2 - Elevated | Distribution Circuit | 3 | 13 | 2019-03-13 | 338168 | Sus | N | Vegetation¦Treefellintoline¦ConductorOverhead¦Brokenwireonground
19-0034004 | 3rd Party | Customer Equipment | Metering Equipment | Malfunctioning | 2019 | Tier 2 - Elevated | Transformer only | 3 | 14 | 2019-03-14 | 339675 | Sus | N | 3rdParty¦CustomerEquipment¦MeteringEquipment¦Malfunctioning
19-0036306 | Animal | Bird found | Transformer (OH) | Normal | 2019 | Tier 2 - Elevated | Distribution Circuit | 3 | 23 | 2019-03-23 | 345901 | Sus | N | Animal¦Birdfound¦Transformer(OH)¦Normal
19-0036444 | Environmental/External | Lightning | Transformer | Failed/Faulted | 2019 | Tier 2 - Elevated | Distribution Circuit | 3 | 24 | 2019-03-24 | 346213 | Sus | N | EnvironmentalExternal¦Lightning¦Transformer¦FailedFaulted
19-0037786 | Equipment Failure/Involved | Overhead | Transformer | Failed/Faulted | 2019 | Tier 2 - Elevated | Transformer only | 3 | 28 | 2019-03-28 | 349127 | Sus | N | EquipmentFailureInvolved¦Overhead¦Transformer¦FailedFaulted
19-0041440 | 3rd Party | Vehicle | Pole-Wood | Broken | 2019 | Tier 2 - Elevated | Distribution Circuit | 4 | 10 | 2019-04-10 | 358385 | Sus | N | 3rdParty¦Vehicle¦PoleWood¦Broken
19-0042735 | Animal | Other | Lightning Arrestor | Burned/flashed | 2019 | Tier 2 - Elevated | Distribution Circuit | 4 | 16 | 2019-04-16 | 361491 | Sus | N | Animal¦Other¦LightningArrestor¦Burnedflashed
19-0043918 | Animal | Squirrel | Cutout, fuse holder | Failed/Faulted | 2019 | Tier 2 - Elevated | Transformer only | 4 | 18 | 2019-04-18 | 362908 | Sus | N | Animal¦Squirrel¦Cutoutfuseholder¦FailedFaulted
19-0053910 | Vegetation | Tree - fell into line | Fuse | Failed/Faulted | 2019 | Tier 3 - Extreme | Distribution Circuit | 5 | 19 | 2019-05-19 | 385097 | Sus | Y | Vegetation¦Treefellintoline¦Fuse¦FailedFaulted
19-0054183 | Equipment Failure/Involved | Overhead | Insulator | Broken | 2019 | Tier 2 - Elevated | Distribution Circuit | 5 | 20 | 2019-05-20 | 385794 | Sus | Y | EquipmentFailureInvolved¦Overhead¦Insulator¦Broken
19-0057818 | Equipment Failure/Involved | Underground | Transformer | Failed/Faulted | 2019 | Tier 2 - Elevated | Distribution Circuit | 5 | 26 | 2019-05-26 | 390883 | Sus | Y | EquipmentFailureInvolved¦Underground¦Transformer¦FailedFaulted
19-0060219 | Equipment Failure/Involved | Overhead | Cutout, fuse holder | Broken | 2019 | Tier 3 - Extreme | Transformer only | 5 | 30 | 2019-05-30 | 393777 | Sus | Y | EquipmentFailureInvolved¦Overhead¦Cutoutfuseholder¦Broken
19-0064143 | Vegetation | Tree - fell into line | Conductor, Overhead | Normal | 2019 | Tier 3 - Extreme | Distribution Circuit | 6 | 7 | 2019-06-07 | 400499 | Sus | Y | Vegetation¦Treefellintoline¦ConductorOverhead¦Normal
19-0065575 | Equipment Failure/Involved | Underground | Transformer | Failed/Faulted | 2019 | Tier 2 - Elevated | Distribution Circuit | 6 | 10 | 2019-06-10 | 404536 | Sus | Y | EquipmentFailureInvolved¦Underground¦Transformer¦FailedFaulted
19-0071010 | Animal | Other | Cutout, fuse holder | Failed/Faulted | 2019 | Tier 2 - Elevated | Distribution Circuit | 6 | 22 | 2019-06-22 | 426055 | Sus | Y | Animal¦Other¦Cutoutfuseholder¦FailedFaulted
19-0076498 | Environmental/External | Fire, Forest/Grass | Conductor, Overhead | Normal | 2019 | Tier 2 - Elevated | Distribution Circuit | 7 | 11 | 2019-07-11 | 445394 | Sus | Y | EnvironmentalExternal¦FireForestGrass¦ConductorOverhead¦Normal
19-0077709 | Unknown Cause | Patrol - found nothing |  |  | 2019 | Tier 2 - Elevated | Distribution Circuit | 7 | 15 | 2019-07-15 | 453069 | Sus | Y | UnknownCause¦Patrolfoundnothing¦¦
19-0078187 | Unknown Cause | Patrol - found nothing |  |  | 2019 | Tier 2 - Elevated | Transformer only | 7 | 17 | 2019-07-17 | 455037 | Sus | Y | UnknownCause¦Patrolfoundnothing¦¦
19-0079030 | Vegetation | Tree - fell into line | Conductor, Overhead | Broken, wire on ground | 2019 | Tier 2 - Elevated | Distribution Circuit | 7 | 19 | 2019-07-19 | 459930 | Sus | Y | Vegetation¦Treefellintoline¦ConductorOverhead¦Brokenwireonground
19-0082085 | Equipment Failure/Involved | Overhead | Secondary | Broken | 2019 | Tier 3 - Extreme | Transformer only | 7 | 29 | 2019-07-29 | 474360 | Sus | Y | EquipmentFailureInvolved¦Overhead¦Secondary¦Broken
19-0086423 | Unknown Cause | Patrol - found nothing |  |  | 2019 | Tier 2 - Elevated | Distribution Circuit | 8 | 10 | 2019-08-10 | 498263 | Sus | Y | UnknownCause¦Patrolfoundnothing¦¦
19-0097716 | Equipment Failure/Involved | Overhead | Cutout, fuse holder | Failed/Faulted | 2019 | Tier 2 - Elevated | Distribution Circuit | 9 | 11 | 2019-09-11 | 570733 | Sus | Y | EquipmentFailureInvolved¦Overhead¦Cutoutfuseholder¦FailedFaulted
19-0101930 | Equipment Failure/Involved | Underground | Other | Malfunctioning | 2019 | Tier 2 - Elevated | Distribution Circuit | 10 | 5 | 2019-10-05 | 644215 | Sus | Y | EquipmentFailureInvolved¦Underground¦Other¦Malfunctioning
19-0105272 | Equipment Failure/Involved | Overhead | Conductor, Overhead | Broken, wire on ground | 2019 | Tier 2 - Elevated | Distribution Circuit | 9 | 29 | 2019-09-29 | 629460 | Sus | Y | EquipmentFailureInvolved¦Overhead¦ConductorOverhead¦Brokenwireonground
19-0106854 | Unknown Cause | Patrol - found nothing |  |  | 2019 | Tier 2 - Elevated | Distribution Circuit | 10 | 3 | 2019-10-03 | 638967 | Sus | Y | UnknownCause¦Patrolfoundnothing¦¦
19-0112075 | Equipment Failure/Involved | Electrical Overload | Fuse | Burned Open | 2019 | Tier 3 - Extreme | Distribution Circuit | 10 | 15 | 2019-10-15 | 659859 | Sus | Y | EquipmentFailureInvolved¦ElectricalOverload¦Fuse¦BurnedOpen
19-0114540 | Animal | Squirrel | Transformer (OH) | Normal | 2019 | Tier 2 - Elevated | Distribution Circuit | 10 | 22 | 2019-10-22 | 676934 | Sus | Y | Animal¦Squirrel¦Transformer(OH)¦Normal
19-0116774 | Wildfire Mitigation | Public Safety Power Shut-off | Conductor, Overhead | Normal | 2019 | Tier 2 - Elevated | Distribution Circuit | 10 | 26 | 2019-10-26 | 685522 | Sus | Y | WildfireMitigation¦PublicSafetyPowerShutoff¦ConductorOverhead¦Normal
19-0122153 | 3rd Party | Vehicle | Pole-Wood | Broken | 2019 | Tier 3 - Extreme | Transmission line | 11 | 6 | 2019-11-06 | 701239 | Sus | Y | 3rdParty¦Vehicle¦PoleWood¦Broken
19-0126233 | Equipment Failure/Involved | Overhead | Transformer (OH) | Failed/Faulted | 2019 | Tier 3 - Extreme | Distribution Circuit | 11 | 19 | 2019-11-19 | 709857 | Sus | Y | EquipmentFailureInvolved¦Overhead¦Transformer(OH)¦FailedFaulted
19-0130777 | Vegetation | Tree - branch fell on line | Pole-Wood | Broken, wire on ground | 2019 | Tier 3 - Extreme | Distribution Circuit | 11 | 28 | 2019-11-28 | 722659 | Sus | Y | Vegetation¦Treebranchfellonline¦PoleWood¦Brokenwireonground
19-0130777 | Vegetation | Tree - branch fell on line | Pole-Wood | Broken, wire on ground | 2019 | Tier 3 - Extreme | Distribution Circuit | 11 | 28 | 2019-11-28 | 722659 | Sus | Y | Vegetation¦Treebranchfellonline¦PoleWood¦Brokenwireonground
19-0130884 | Unknown Cause | Patrol - found nothing |  |  | 2019 | Tier 3 - Extreme | Distribution Circuit | 11 | 28 | 2019-11-28 | 723004 | Sus | Y | UnknownCause¦Patrolfoundnothing¦¦
19-0131614 | Equipment Failure/Involved | Overhead | Lightning Arrestor | Failed/Faulted | 2019 | Tier 3 - Extreme | Distribution Circuit | 11 | 30 | 2019-11-30 | 725207 | Sus | Y | EquipmentFailureInvolved¦Overhead¦LightningArrestor¦FailedFaulted
19-0134680 | Equipment Failure/Involved | Overhead | Jumper | Burned Open | 2019 | Tier 2 - Elevated | Distribution Circuit | 12 | 7 | 2019-12-07 | 732195 | Sus | N | EquipmentFailureInvolved¦Overhead¦Jumper¦BurnedOpen
19-0136313 | Vegetation | Tree - fell into line | Transformer | Broken | 2019 | Tier 3 - Extreme | Transformer only | 12 | 12 | 2019-12-12 | 737980 | Sus | N | Vegetation¦Treefellintoline¦Transformer¦Broken
19-0137132 | 3rd Party | Vehicle | Crossarm, Wood | Broken, wire on ground | 2019 | Tier 2 - Elevated | Distribution Circuit | 12 | 18 | 2019-12-18 | 745560 | Sus | N | 3rdParty¦Vehicle¦CrossarmWood¦Brokenwireonground
19-0137132 | 3rd Party | Vehicle | Crossarm, Wood | Broken, wire on ground | 2019 | Tier 2 - Elevated | Distribution Circuit | 12 | 18 | 2019-12-18 | 745560 | Sus | N | 3rdParty¦Vehicle¦CrossarmWood¦Brokenwireonground
19-0137276 | Unknown Cause | Patrol - found nothing |  |  | 2019 | Tier 2 - Elevated | Distribution Circuit | 12 | 19 | 2019-12-19 | 746694 | Sus | N | UnknownCause¦Patrolfoundnothing¦¦
19-0138049 | Unknown Cause | Patrol - found nothing |  |  | 2019 | Tier 2 - Elevated | Distribution Circuit | 12 | 27 | 2019-12-27 | 751434 | Sus | N | UnknownCause¦Patrolfoundnothing¦¦
20-0009967 | Vegetation | Tree - bark fell into line | Conductor, Overhead | Normal | 2020 | Tier 3 - Extreme | Distribution Circuit | 1 | 16 | 2020-01-16 | 762513 | Sus | N | Vegetation¦Treebarkfellintoline¦ConductorOverhead¦Normal
20-0011427 | Unknown Cause | Patrol - found nothing |  |  | 2020 | Tier 3 - Extreme | Distribution Circuit | 1 | 20 | 2020-01-20 | 766835 | Sus | N | UnknownCause¦Patrolfoundnothing¦¦
20-0012510 | 3rd Party | Vehicle | Pole-Wood | Broken | 2020 | Tier 2 - Elevated | Distribution Circuit | 1 | 22 | 2020-01-22 | 768355 | Sus | N | 3rdParty¦Vehicle¦PoleWood¦Broken
20-0029999 | 3rd Party | Customer Equipment | Conductor, Overhead | Normal | 2020 | Tier 3 - Extreme | Distribution Circuit | 3 | 9 | 2020-03-09 | 839654 | Sus | N | 3rdParty¦CustomerEquipment¦ConductorOverhead¦Normal
20-0032977 | Equipment Failure/Involved | Overhead | Crossarm, Wood | Broken | 2020 | Tier 2 - Elevated | Distribution Circuit | 3 | 16 | 2020-03-16 | 855530 | Sus | N | EquipmentFailureInvolved¦Overhead¦CrossarmWood¦Broken
20-0033018 | Vegetation | Tree - branch fell on line | Conductor, Overhead | Normal | 2020 | Tier 3 - Extreme | Distribution Circuit | 3 | 16 | 2020-03-16 | 854511 | Sus | N | Vegetation¦Treebranchfellonline¦ConductorOverhead¦Normal
20-0033423 | Vegetation | Tree - fell into line | Conductor, Overhead | Normal | 2020 | Tier 3 - Extreme | Distribution Circuit | 3 | 16 | 2020-03-16 | 854298 | Sus | N | Vegetation¦Treefellintoline¦ConductorOverhead¦Normal
20-0033919 | Vegetation | Tree - branch fell on line | Conductor, Overhead | Broken, wire on ground | 2020 | Tier 3 - Extreme | Distribution Circuit | 3 | 16 | 2020-03-16 | 858448 | Sus | N | Vegetation¦Treebranchfellonline¦ConductorOverhead¦Brokenwireonground
20-0034780 | Equipment Failure/Involved | Overhead | Crossarm, Wood | Broken | 2020 | Tier 3 - Extreme | Distribution Circuit | 3 | 20 | 2020-03-20 | 859915 | Sus | N | EquipmentFailureInvolved¦Overhead¦CrossarmWood¦Broken
20-0034960 | Vegetation | Tree - branch fell on line | Conductor, Overhead | Together | 2020 | Tier 2 - Elevated | Distribution Circuit | 3 | 21 | 2020-03-21 | 860796 | Sus | N | Vegetation¦Treebranchfellonline¦ConductorOverhead¦Together
20-0038685 | Equipment Failure/Involved | Underground | Transformer | Broken | 2020 | Tier 3 - Extreme | Distribution Circuit | 4 | 5 | 2020-04-05 | 883459 | Sus | N | EquipmentFailureInvolved¦Underground¦Transformer¦Broken
20-0040292 | Equipment Failure/Involved | Overhead | Cutout, fuse holder | Broken | 2020 | Tier 2 - Elevated | Transformer only | 4 | 10 | 2020-04-10 | 893315 | Sus | N | EquipmentFailureInvolved¦Overhead¦Cutoutfuseholder¦Broken
20-0048081 | Unknown Cause | Patrol - found nothing |  |  | 2020 | Tier 2 - Elevated | Distribution Circuit | 5 | 7 | 2020-05-07 | 908722 | Sus | Y | UnknownCause¦Patrolfoundnothing¦¦
20-0052308 | Unknown Cause | Patrol - found nothing |  |  | 2020 | Tier 2 - Elevated | Distribution Circuit | 5 | 20 | 2020-05-20 | 918221 | Sus | Y | UnknownCause¦Patrolfoundnothing¦¦
20-0060252 | Equipment Failure/Involved | Overhead | Transformer | Failed/Faulted | 2020 | Tier 3 - Extreme | Transformer only | 6 | 11 | 2020-06-11 | 936938 | Sus | Y | EquipmentFailureInvolved¦Overhead¦Transformer¦FailedFaulted
20-0060988 | Animal | Bird found | Conductor, Overhead | Normal | 2020 | Tier 2 - Elevated | Distribution Circuit | 6 | 14 | 2020-06-14 | 938786 | Sus | Y | Animal¦Birdfound¦ConductorOverhead¦Normal
20-0063926 | Unknown Cause | Patrol - found nothing |  |  | 2020 | Tier 2 - Elevated | Distribution Circuit | 6 | 23 | 2020-06-23 | 945153 | Sus | Y | UnknownCause¦Patrolfoundnothing¦¦
20-0065612 | Equipment Failure/Involved | Underground | Transformer (UG) | Failed/Faulted | 2020 | Tier 2 - Elevated | Distribution Circuit | 6 | 26 | 2020-06-26 | 948423 | Sus | Y | EquipmentFailureInvolved¦Underground¦Transformer(UG)¦FailedFaulted
20-0068414 | 3rd Party | Vehicle | Pole-Wood | Broken | 2020 | Tier 2 - Elevated | Distribution Circuit | 7 | 4 | 2020-07-04 | 957952 | Sus | Y | 3rdParty¦Vehicle¦PoleWood¦Broken
20-0072296 | Vegetation | Tree - cutting, PG&E contractor | Conductor, Overhead | Normal | 2020 | Tier 3 - Extreme | Distribution Circuit | 7 | 15 | 2020-07-15 | 965438 | Sus | Y | Vegetation¦TreecuttingPG&Econtractor¦ConductorOverhead¦Normal
20-0077665 | Equipment Failure/Involved | Overhead | Jumper | Burned Open | 2020 | Tier 2 - Elevated | Distribution Circuit | 7 | 29 | 2020-07-29 | 974788 | Sus | Y | EquipmentFailureInvolved¦Overhead¦Jumper¦BurnedOpen
20-0086103 | Vegetation | Tree - fell into line | Crossarm, Wood | Broken | 2020 | Tier 2 - Elevated | Distribution Circuit | 8 | 17 | 2020-08-17 | 1017498 | Sus | Y | Vegetation¦Treefellintoline¦CrossarmWood¦Broken
20-0089086 | Vegetation | Tree - branch fell on line | Conductor, Overhead | Broken, wire on object | 2020 | Tier 2 - Elevated | Distribution Circuit | 8 | 23 | 2020-08-23 | 1027814 | Sus | Y | Vegetation¦Treebranchfellonline¦ConductorOverhead¦Brokenwireonobject
20-0090495 | Environmental/External | Fire, Forest/Grass | Other | Burned/flashed | 2020 | Tier 3 - Extreme | Distribution Circuit | 8 | 19 | 2020-08-19 | 1033402 | Sus | Y | EnvironmentalExternal¦FireForestGrass¦Other¦Burnedflashed
20-0092255 | Environmental/External | Fire, Forest/Grass | Conductor, Overhead | Normal | 2020 | Tier 3 - Extreme | Distribution Circuit | 8 | 19 | 2020-08-19 | 1046761 | Sus | Y | EnvironmentalExternal¦FireForestGrass¦ConductorOverhead¦Normal
20-0102581 | Unknown Cause | Patrol - found nothing |  |  | 2020 | Tier 2 - Elevated | Distribution Circuit | 9 | 28 | 2020-09-28 | 1097032 | Sus | Y | UnknownCause¦Patrolfoundnothing¦¦
20-0104930 | Unknown Cause | Patrol - found nothing |  |  | 2020 | Tier 2 - Elevated | Distribution Circuit | 10 | 4 | 2020-10-04 | 1110771 | Sus | Y | UnknownCause¦Patrolfoundnothing¦¦
20-0109619 | Wildfire Mitigation | Public Safety Power Shut-off | Conductor, Overhead | Broken, wire on ground | 2020 | Tier 3 - Extreme | Distribution Circuit | 10 | 14 | 2020-10-14 | 1119274 | Sus | Y | WildfireMitigation¦PublicSafetyPowerShutoff¦ConductorOverhead¦Brokenwireonground
20-0111454 | 3rd Party | Other | Transformer (OH) | Normal | 2020 | Tier 3 - Extreme | Distribution Circuit | 10 | 21 | 2020-10-21 | 1122626 | Sus | Y | 3rdParty¦Other¦Transformer(OH)¦Normal
20-0112083 | Equipment Failure/Involved | Overhead | Transformer (OH) | Deteriorated | 2020 | Tier 3 - Extreme | Transformer only | 10 | 23 | 2020-10-23 | 1124020 | Sus | Y | EquipmentFailureInvolved¦Overhead¦Transformer(OH)¦Deteriorated
20-0118218 | Unknown Cause | Patrol - found nothing |  |  | 2020 | Tier 2 - Elevated | Distribution Circuit | 11 | 7 | 2020-11-07 | 1138232 | Sus | Y | UnknownCause¦Patrolfoundnothing¦¦
20-0120438 | Equipment Failure/Involved | Overhead | Conductor, Overhead | Together | 2020 | Tier 3 - Extreme | Distribution Circuit | 11 | 13 | 2020-11-13 | 1143360 | Sus | Y | EquipmentFailureInvolved¦Overhead¦ConductorOverhead¦Together
20-0131817 | Vegetation | Tree - fell into line | Conductor, Overhead | Normal | 2020 | Tier 2 - Elevated | Distribution Circuit | 12 | 25 | 2020-12-25 | 1198799 | Sus | N | Vegetation¦Treefellintoline¦ConductorOverhead¦Normal
20-0132382 | Equipment Failure/Involved | Overhead | Conductor, Overhead | Broken, wire on ground | 2020 | Tier 3 - Extreme | Distribution Circuit | 12 | 31 | 2020-12-31 | 1201991 | Sus | N | EquipmentFailureInvolved¦Overhead¦ConductorOverhead¦Brokenwireonground
21-0004841 | Equipment Failure/Involved | Overhead | Conductor, Overhead | Broken, wire on ground | 2021 | Tier 2 - Elevated | Distribution Circuit | 1 | 4 | 2021-01-04 | 1203975 | Sus | N | EquipmentFailureInvolved¦Overhead¦ConductorOverhead¦Brokenwireonground
21-0010223 | Vegetation | Tree - branch fell on line | Conductor, Overhead | Normal | 2021 | Tier 3 - Extreme | Distribution Circuit | 1 | 19 | 2021-01-19 | 1214985 | Sus | N | Vegetation¦Treebranchfellonline¦ConductorOverhead¦Normal
21-0011728 | Vegetation | Tree - branch fell on line | Conductor, Overhead | Broken, wire on ground | 2021 | Tier 3 - Extreme | Distribution Circuit | 1 | 18 | 2021-01-18 | 1219220 | Sus | N | Vegetation¦Treebranchfellonline¦ConductorOverhead¦Brokenwireonground
21-0012437 | Unknown Cause | Patrol - found nothing |  |  | 2021 | Tier 2 - Elevated | Distribution Circuit | 1 | 22 | 2021-01-22 | 1220475 | Sus | N | UnknownCause¦Patrolfoundnothing¦¦
21-0012481 | Vegetation | Tree - branch fell on line | Conductor, Overhead | Broken, wire on ground | 2021 | Tier 3 - Extreme | Distribution Circuit | 1 | 21 | 2021-01-21 | 1220582 | Sus | N | Vegetation¦Treebranchfellonline¦ConductorOverhead¦Brokenwireonground
21-0016677 | Vegetation | Tree - fell into line | Conductor, Overhead | Broken, wire on ground | 2021 | Tier 2 - Elevated | Distribution Circuit | 1 | 26 | 2021-01-26 | 1236833 | Sus | N | Vegetation¦Treefellintoline¦ConductorOverhead¦Brokenwireonground
21-0017073 | Vegetation | Tree - branch fell on line | Conductor, Overhead | Normal | 2021 | Tier 3 - Extreme | Distribution Circuit | 1 | 28 | 2021-01-28 | 1238326 | Sus | N | Vegetation¦Treebranchfellonline¦ConductorOverhead¦Normal
21-0017714 | Vegetation | Tree - branch fell on line | Conductor, Overhead | Broken, wire on ground | 2021 | Tier 3 - Extreme | Distribution Circuit | 1 | 28 | 2021-01-28 | 1239639 | Sus | N | Vegetation¦Treebranchfellonline¦ConductorOverhead¦Brokenwireonground
21-0019352 | Vegetation | Tree - fell into line | Conductor, Overhead | Broken, wire on ground | 2021 | Tier 2 - Elevated | Distribution Circuit | 1 | 26 | 2021-01-26 | 1228786 | Sus | N | Vegetation¦Treefellintoline¦ConductorOverhead¦Brokenwireonground
21-0020907 | Vegetation | Tree - fell into line | Pole-Wood | Broken, wire on ground | 2021 | Tier 2 - Elevated | Distribution Circuit | 2 | 2 | 2021-02-02 | 1246051 | Sus | N | Vegetation¦Treefellintoline¦PoleWood¦Brokenwireonground
21-0020975 | Unknown Cause | Patrol - found nothing |  |  | 2021 | Tier 2 - Elevated | Distribution Circuit | 2 | 2 | 2021-02-02 | 1246209 | Sus | N | UnknownCause¦Patrolfoundnothing¦¦
21-0022258 | Equipment Failure/Involved | Overhead | Crossarm, Wood | Broken | 2021 | Tier 2 - Elevated | Transformer only | 2 | 5 | 2021-02-05 | 1248663 | Sus | N | EquipmentFailureInvolved¦Overhead¦CrossarmWood¦Broken
21-0028801 | Equipment Failure/Involved | Electrical Overload | Transformer (OH) | Failed/Faulted | 2021 | Tier 2 - Elevated | Transformer only | 2 | 23 | 2021-02-23 | 1260640 | Sus | N | EquipmentFailureInvolved¦ElectricalOverload¦Transformer(OH)¦FailedFaulted
21-0030165 | Unknown Cause | Patrol - found nothing |  |  | 2021 | Tier 2 - Elevated | Distribution Circuit | 2 | 26 | 2021-02-26 | 1263205 | Sus | N | UnknownCause¦Patrolfoundnothing¦¦
21-0033020 | Equipment Failure/Involved | Fire, pole | Footings, Tower or Pole | Burned/flashed | 2021 | Tier 2 - Elevated | Transmission line | 3 | 6 | 2021-03-06 | 1271701 | Sus | N | EquipmentFailureInvolved¦Firepole¦FootingsTowerorPole¦Burnedflashed
21-0033150 | Equipment Failure/Involved | Overhead | Conductor, Overhead | Broken, wire on ground | 2021 | Tier 3 - Extreme | Distribution Circuit | 3 | 7 | 2021-03-07 | 1272760 | Sus | N | EquipmentFailureInvolved¦Overhead¦ConductorOverhead¦Brokenwireonground
21-0035131 | Environmental/External | Lightning | Transformer | Failed/Faulted | 2021 | Tier 2 - Elevated | Transformer only | 3 | 11 | 2021-03-11 | 1278365 | Sus | N | EnvironmentalExternal¦Lightning¦Transformer¦FailedFaulted
21-0041666 | Equipment Failure/Involved | Overhead | Transformer (OH) | Broken | 2021 | Tier 2 - Elevated | Distribution Circuit | 3 | 26 | 2021-03-26 | 1299916 | Sus | N | EquipmentFailureInvolved¦Overhead¦Transformer(OH)¦Broken
21-0055789 | Vegetation | Tree - bark fell into line | Conductor, Overhead | Normal | 2021 | Tier 3 - Extreme | Transformer only | 5 | 1 | 2021-05-01 | 1338869 | Sus | Y | Vegetation¦Treebarkfellintoline¦ConductorOverhead¦Normal
21-0057711 | Equipment Failure/Involved | Underground | Transformer (UG) | Failed/Faulted | 2021 | Tier 2 - Elevated | Distribution Circuit | 5 | 6 | 2021-05-06 | 1342175 | Sus | Y | EquipmentFailureInvolved¦Underground¦Transformer(UG)¦FailedFaulted
21-0064936 | Unknown Cause | Patrol - not conducted |  |  | 2021 | Tier 2 - Elevated | Distribution Circuit | 5 | 24 | 2021-05-24 | 1356965 | Sus | Y | UnknownCause¦Patrolnotconducted¦¦
21-0071106 | Vegetation | Tree - branch fell on line | Conductor, Overhead | Broken, wire on ground | 2021 | Tier 2 - Elevated | Distribution Circuit | 6 | 7 | 2021-06-07 | 1367760 | Sus | Y | Vegetation¦Treebranchfellonline¦ConductorOverhead¦Brokenwireonground
21-0076653 | Vegetation | Tree - fell into line | Conductor, Overhead | Broken, wire on ground | 2021 | Tier 3 - Extreme | Distribution Circuit | 6 | 19 | 2021-06-19 | 1379172 | Sus | Y | Vegetation¦Treefellintoline¦ConductorOverhead¦Brokenwireonground
21-0084624 | Animal | Squirrel | Fuse | Normal | 2021 | Tier 2 - Elevated | Distribution Circuit | 7 | 2 | 2021-07-02 | 1391034 | Sus | Y | Animal¦Squirrel¦Fuse¦Normal
21-0086883 | Unknown Cause | Patrol - found nothing |  |  | 2021 | Tier 2 - Elevated | Distribution Circuit | 7 | 9 | 2021-07-09 | 1395182 | Sus | Y | UnknownCause¦Patrolfoundnothing¦¦
21-0091211 | Vegetation | Tree - fell into line | Secondary | Broken | 2021 | Tier 2 - Elevated | Transformer only | 7 | 17 | 2021-07-17 | 1406761 | Sus | Y | Vegetation¦Treefellintoline¦Secondary¦Broken
21-0100593 | Vegetation | Tree - branch fell on line | Conductor, Overhead | Normal | 2021 | Tier 3 - Extreme | Distribution Circuit | 8 | 5 | 2021-08-05 | 1434967 | Sus | Y | Vegetation¦Treebranchfellonline¦ConductorOverhead¦Normal
21-0101334 | Vegetation | Tree - grew into line | Fuse | Normal | 2021 | Tier 2 - Elevated | Distribution Circuit | 8 | 6 | 2021-08-06 | 1436098 | Sus | Y | Vegetation¦Treegrewintoline¦Fuse¦Normal
21-0103361 | Vegetation | Tree - fell into line | Crossarm, Wood | Broken, wire on ground | 2021 | Tier 3 - Extreme | Distribution Circuit | 8 | 11 | 2021-08-11 | 1440544 | Sus | Y | Vegetation¦Treefellintoline¦CrossarmWood¦Brokenwireonground
21-0105766 | Wildfire Mitigation | Public Safety Power Shut-off | Conductor, Overhead | Normal | 2021 | Tier 2 - Elevated | Distribution Circuit | 8 | 17 | 2021-08-17 | 1445448 | Sus | Y | WildfireMitigation¦PublicSafetyPowerShutoff¦ConductorOverhead¦Normal
21-0105783 | Wildfire Mitigation | Public Safety Power Shut-off | Conductor, Overhead | Normal | 2021 | Tier 2 - Elevated | Distribution Circuit | 8 | 17 | 2021-08-17 | 1445984 | Sus | Y | WildfireMitigation¦PublicSafetyPowerShutoff¦ConductorOverhead¦Normal
21-0107114 | Equipment Failure/Involved | Overhead | Pole-Wood | Broken | 2021 | Tier 2 - Elevated | Distribution Circuit | 8 | 20 | 2021-08-20 | 1448208 | Sus | Y | EquipmentFailureInvolved¦Overhead¦PoleWood¦Broken
21-0114908 | Vegetation | Tree - branch fell on line | Conductor, Overhead | Broken, wire on ground | 2021 | Tier 3 - Extreme | Distribution Circuit | 9 | 8 | 2021-09-08 | 1464763 | Sus | Y | Vegetation¦Treebranchfellonline¦ConductorOverhead¦Brokenwireonground
21-0117778 | Equipment Failure/Involved | Overhead | Pole-Wood | Broken | 2021 | Tier 2 - Elevated | Distribution Circuit | 9 | 15 | 2021-09-15 | 1472351 | Sus | Y | EquipmentFailureInvolved¦Overhead¦PoleWood¦Broken
21-0126384 | Unknown Cause | Patrol - found nothing |  |  | 2021 | Tier 3 - Extreme | Distribution Circuit | 10 | 6 | 2021-10-06 | 1488063 | Sus | Y | UnknownCause¦Patrolfoundnothing¦¦
21-0126987 | 3rd Party | Vehicle | Pole-Wood | Broken | 2021 | Tier 2 - Elevated | Distribution Circuit | 10 | 6 | 2021-10-06 | 1489204 | Sus | Y | 3rdParty¦Vehicle¦PoleWood¦Broken
21-0129395 | Vegetation | Tree - fell into line | Conductor, Overhead | Broken, wire on ground | 2021 | Tier 2 - Elevated | Distribution Circuit | 10 | 11 | 2021-10-11 | 1495018 | Sus | Y | Vegetation¦Treefellintoline¦ConductorOverhead¦Brokenwireonground
21-0133642 | Equipment Failure/Involved | Overhead | Pole-Wood | Deteriorated | 2021 | Tier 2 - Elevated | Transformer only | 10 | 20 | 2021-10-20 | 1502995 | Sus | Y | EquipmentFailureInvolved¦Overhead¦PoleWood¦Deteriorated
21-0136794 | Equipment Failure/Involved | Overhead | Crossarm, Wood | Broken | 2021 | Tier 2 - Elevated | Distribution Circuit | 10 | 24 | 2021-10-24 | 1516088 | Sus | Y | EquipmentFailureInvolved¦Overhead¦CrossarmWood¦Broken
21-0137073 | Vegetation | Tree - fell into line | Conductor, Overhead | Broken, wire on ground | 2021 | Tier 3 - Extreme | Distribution Circuit | 10 | 24 | 2021-10-24 | 1517481 | Sus | Y | Vegetation¦Treefellintoline¦ConductorOverhead¦Brokenwireonground
21-0143196 | Unknown Cause | Patrol - found nothing |  |  | 2021 | Tier 2 - Elevated | Distribution Circuit | 11 | 8 | 2021-11-08 | 1536995 | Sus | Y | UnknownCause¦Patrolfoundnothing¦¦
21-0143619 | Equipment Failure/Involved | Overhead | Conductor, Overhead | Normal | 2021 | Tier 3 - Extreme | Distribution Circuit | 11 | 8 | 2021-11-08 | 1538029 | Sus | Y | EquipmentFailureInvolved¦Overhead¦ConductorOverhead¦Normal
21-0153948 | Unknown Cause | Patrol - found nothing |  |  | 2021 | Tier 2 - Elevated | Distribution Circuit | 12 | 1 | 2021-12-01 | 1557495 | Sus | N | UnknownCause¦Patrolfoundnothing¦¦
21-0158148 | Vegetation | Tree - fell into line | Pole-Wood | Broken | 2021 | Tier 3 - Extreme | Distribution Circuit | 12 | 14 | 2021-12-14 | 1570093 | Sus | N | Vegetation¦Treefellintoline¦PoleWood¦Broken
21-0160160 | Vegetation | Tree - branch fell on line | Conductor, Overhead | Normal | 2021 | Tier 3 - Extreme | Distribution Circuit | 12 | 22 | 2021-12-22 | 1579341 | Sus | N | Vegetation¦Treebranchfellonline¦ConductorOverhead¦Normal
21-0160590 | Vegetation | Tree - fell into line | Conductor, Overhead | Together | 2021 | Tier 2 - Elevated | Distribution Circuit | 12 | 25 | 2021-12-25 | 1581377 | Sus | N | Vegetation¦Treefellintoline¦ConductorOverhead¦Together
21-0160736 | Vegetation | Tree - fell into line | Conductor, Overhead | Deteriorated | 2021 | Tier 3 - Extreme | Distribution Circuit | 12 | 25 | 2021-12-25 | 1581484 | Sus | N | Vegetation¦Treefellintoline¦ConductorOverhead¦Deteriorated
21-0161611 | Vegetation | Tree - fell into line | Conductor, Overhead | Normal | 2021 | Tier 3 - Extreme | Distribution Circuit | 12 | 29 | 2021-12-29 | 1588730 | Sus | N | Vegetation¦Treefellintoline¦ConductorOverhead¦Normal
22-0005026 | Vegetation | Tree - fell into line | Service conductor | Broken, wire on ground | 2021 | Tier 2 - Elevated | Distribution Circuit | 12 | 27 | 2021-12-27 | 1585097 | Sus | N | Vegetation¦Treefellintoline¦Serviceconductor¦Brokenwireonground
22-0005311 | Unknown Cause | Patrol - found nothing |  |  | 2022 | Tier 2 - Elevated | Distribution Circuit | 1 | 3 | 2022-01-03 | 1593113 | Sus | N | UnknownCause¦Patrolfoundnothing¦¦
22-0006318 | Vegetation | Tree - fell into line | Conductor, Overhead | Normal | 2022 | Tier 3 - Extreme | Distribution Circuit | 1 | 5 | 2022-01-05 | 1595439 | Sus | N | Vegetation¦Treefellintoline¦ConductorOverhead¦Normal
22-0006490 | Vegetation | Tree - branch fell on line | Insulator | Normal | 2022 | Tier 2 - Elevated | Distribution Circuit | 1 | 5 | 2022-01-05 | 1595784 | Sus | N | Vegetation¦Treebranchfellonline¦Insulator¦Normal
22-0007315 | Vegetation | Tree - fell into line | Conductor, Overhead | Normal | 2021 | Tier 2 - Elevated | Distribution Circuit | 12 | 26 | 2021-12-26 | 1597255 | Sus | N | Vegetation¦Treefellintoline¦ConductorOverhead¦Normal
22-0007604 | Environmental/External | Ice or snow | Conductor, Overhead | Broken, wire on ground | 2021 | Tier 2 - Elevated | Distribution Circuit | 12 | 27 | 2021-12-27 | 1598191 | Sus | N | EnvironmentalExternal¦Iceorsnow¦ConductorOverhead¦Brokenwireonground
22-0015950 | Vegetation | Tree - fell into line | Service conductor | Broken | 2022 | Tier 2 - Elevated | Transformer only | 1 | 28 | 2022-01-28 | 1615492 | Sus | N | Vegetation¦Treefellintoline¦Serviceconductor¦Broken
22-0017276 | Vegetation | Tree - fell into line | Conductor, Overhead | Broken, wire on ground | 2022 | Tier 3 - Extreme | Distribution Circuit | 2 | 1 | 2022-02-01 | 1618698 | Sus | N | Vegetation¦Treefellintoline¦ConductorOverhead¦Brokenwireonground
22-0020585 | Equipment Failure/Involved | Overhead | Jumper | Burned Open | 2022 | Tier 3 - Extreme | Distribution Circuit | 2 | 9 | 2022-02-09 | 1624450 | Sus | N | EquipmentFailureInvolved¦Overhead¦Jumper¦BurnedOpen
22-0022015 | Vegetation | Tree - branch fell on line | Conductor, Overhead | Broken, wire on ground | 2022 | Tier 2 - Elevated | Distribution Circuit | 2 | 14 | 2022-02-14 | 1626911 | Sus | N | Vegetation¦Treebranchfellonline¦ConductorOverhead¦Brokenwireonground
22-0031986 | Vegetation | Tree - branch fell on line | Conductor, Overhead | Broken, wire on ground | 2022 | Tier 3 - Extreme | Distribution Circuit | 3 | 9 | 2022-03-09 | 1645654 | Sus | N | Vegetation¦Treebranchfellonline¦ConductorOverhead¦Brokenwireonground
22-0033089 | Equipment Failure/Involved | Overhead | Conductor, Overhead | Deteriorated | 2022 | Tier 3 - Extreme | Distribution Circuit | 3 | 11 | 2022-03-11 | 1647085 | Sus | N | EquipmentFailureInvolved¦Overhead¦ConductorOverhead¦Deteriorated
22-0033333 | 3rd Party | Tree - cutting, 3rd party | Conductor, Overhead | Normal | 2022 | Tier 2 - Elevated | Distribution Circuit | 3 | 13 | 2022-03-13 | 1647675 | Sus | N | 3rdParty¦Treecutting3rdparty¦ConductorOverhead¦Normal
22-0039793 | Equipment Failure/Involved | Overhead | Anchor or Guy | Normal | 2022 | Tier 3 - Extreme | Distribution Circuit | 3 | 28 | 2022-03-28 | 1658396 | Sus | N | EquipmentFailureInvolved¦Overhead¦AnchororGuy¦Normal
22-0056462 | 3rd Party | Vehicle | Pole-Wood | Broken | 2022 | Tier 3 - Extreme | Distribution Circuit | 4 | 30 | 2022-04-30 | 1685336 | Sus | N | 3rdParty¦Vehicle¦PoleWood¦Broken
22-0088646 | 3rd Party | Tree - cutting, 3rd party | Transformer (OH) | Failed/Faulted | 2022 | Tier 2 - Elevated | Transformer only | 7 | 22 | 2022-07-22 | 1763097 | Sus | Y | 3rdParty¦Treecutting3rdparty¦Transformer(OH)¦FailedFaulted
22-0089776 | Vegetation | Tree - fell into line | Conductor, Overhead | Broken | 2022 | Tier 3 - Extreme | Distribution Circuit | 7 | 26 | 2022-07-26 | 1765908 | Sus | Y | Vegetation¦Treefellintoline¦ConductorOverhead¦Broken
22-0090588 | Equipment Failure/Involved | Overhead | Pole-Wood | Broken | 2022 | Tier 2 - Elevated | Distribution Circuit | 7 | 28 | 2022-07-28 | 1766968 | Sus | Y | EquipmentFailureInvolved¦Overhead¦PoleWood¦Broken
22-0099138 | Animal | Bird found | Conductor, Overhead | Normal | 2022 | Tier 2 - Elevated | Distribution Circuit | 8 | 18 | 2022-08-18 | 1784320 | Sus | Y | Animal¦Birdfound¦ConductorOverhead¦Normal
22-0105182 | Vegetation | Tree - branch fell on line | Conductor, Overhead | Normal | 2022 | Tier 3 - Extreme | Distribution Circuit | 9 | 22 | 2022-09-22 | 1819296 | Sus | Y | Vegetation¦Treebranchfellonline¦ConductorOverhead¦Normal
22-0105553 | Unknown Cause | Patrol - found nothing |  |  | 2022 | Tier 3 - Extreme | Distribution Circuit | 9 | 3 | 2022-09-03 | 1798515 | Sus | Y | UnknownCause¦Patrolfoundnothing¦¦
22-0108288 | Equipment Failure/Involved | Electrical Overload | Transformer | Failed/Faulted | 2022 | Tier 3 - Extreme | Transformer only | 9 | 9 | 2022-09-09 | 1806699 | Sus | Y | EquipmentFailureInvolved¦ElectricalOverload¦Transformer¦FailedFaulted
22-0109010 | Animal | Squirrel | Fuse | Failed/Faulted | 2022 | Tier 3 - Extreme | Distribution Circuit | 9 | 11 | 2022-09-11 | 1808467 | Sus | Y | Animal¦Squirrel¦Fuse¦FailedFaulted
22-0113345 | Vegetation | Tree - branch fell on line | Conductor, Overhead | Broken, wire on ground | 2022 | Tier 3 - Extreme | Distribution Circuit | 9 | 21 | 2022-09-21 | 1818673 | Sus | Y | Vegetation¦Treebranchfellonline¦ConductorOverhead¦Brokenwireonground
22-0117208 | Vegetation | Tree - fell into line | Conductor, Overhead | Normal | 2022 | Tier 2 - Elevated | Distribution Circuit | 10 | 3 | 2022-10-03 | 1826762 | Sus | Y | Vegetation¦Treefellintoline¦ConductorOverhead¦Normal
22-0122960 | Equipment Failure/Involved | Overhead | Transformer (OH) | Failed/Faulted | 2022 | Tier 2 - Elevated | Transformer only | 10 | 19 | 2022-10-19 | 1840683 | Sus | Y | EquipmentFailureInvolved¦Overhead¦Transformer(OH)¦FailedFaulted
22-0124255 | Unknown Cause | Patrol - found nothing |  |  | 2022 | Tier 2 - Elevated | Distribution Circuit | 10 | 24 | 2022-10-24 | 1843881 | Sus | Y | UnknownCause¦Patrolfoundnothing¦¦
22-0126257 | Vegetation | Tree - grew into line | Conductor, Overhead | Normal | 2022 | Tier 3 - Extreme | Distribution Circuit | 10 | 31 | 2022-10-31 | 1849354 | Sus | Y | Vegetation¦Treegrewintoline¦ConductorOverhead¦Normal
22-0128145 | Equipment Failure/Involved | Overhead | Pole-Wood | Deteriorated | 2022 | Tier 2 - Elevated | Distribution Circuit | 11 | 5 | 2022-11-05 | 1854222 | Sus | Y | EquipmentFailureInvolved¦Overhead¦PoleWood¦Deteriorated
22-0128317 | Vegetation | Tree - grew into line | Conductor, Overhead | Normal | 2022 | Tier 3 - Extreme | Distribution Circuit | 11 | 6 | 2022-11-06 | 1855326 | Sus | Y | Vegetation¦Treegrewintoline¦ConductorOverhead¦Normal
22-0128377 | Environmental/External | Lightning | Transformer (OH) | Failed/Faulted | 2022 | Tier 2 - Elevated | Distribution Circuit | 11 | 6 | 2022-11-06 | 1855523 | Sus | Y | EnvironmentalExternal¦Lightning¦Transformer(OH)¦FailedFaulted
22-0129376 | Equipment Failure/Involved | Overhead | Cutout, fuse holder | Failed/Faulted | 2022 | Tier 2 - Elevated | Transformer only | 11 | 8 | 2022-11-08 | 1858080 | Sus | Y | EquipmentFailureInvolved¦Overhead¦Cutoutfuseholder¦FailedFaulted
22-0135791 | Equipment Failure/Involved | Overhead | Connector or Splice (OH) | Broken | 2022 | Tier 3 - Extreme | Transformer only | 12 | 1 | 2022-12-01 | 1873542 | Sus | N | EquipmentFailureInvolved¦Overhead¦ConnectororSplice(OH)¦Broken
22-0136335 | Equipment Failure/Involved | Overhead | Connector or Splice (OH) | Burned Open | 2022 | Tier 2 - Elevated | Transformer only | 12 | 3 | 2022-12-03 | 1875254 | Sus | N | EquipmentFailureInvolved¦Overhead¦ConnectororSplice(OH)¦BurnedOpen
22-0138243 | Unknown Cause | Patrol - found nothing |  |  | 2022 | Tier 3 - Extreme | Distribution Circuit | 12 | 10 | 2022-12-10 | 1880572 | Sus | N | UnknownCause¦Patrolfoundnothing¦¦
22-0141390 | Vegetation | Tree - fell into line | Conductor, Overhead | Broken, wire on ground | 2022 | Tier 2 - Elevated | Distribution Circuit | 12 | 26 | 2022-12-26 | 1897827 | Sus | N | Vegetation¦Treefellintoline¦ConductorOverhead¦Brokenwireonground
22-0141670 | Vegetation | Tree - branch fell on line | Conductor, Overhead | Broken, wire on ground | 2022 | Tier 3 - Extreme | Distribution Circuit | 12 | 27 | 2022-12-27 | 1898738 | Sus | N | Vegetation¦Treebranchfellonline¦ConductorOverhead¦Brokenwireonground
22-0142024 | Animal | Other | Conductor, Overhead | Normal | 2022 | Tier 2 - Elevated | Distribution Circuit | 12 | 29 | 2022-12-29 | 1900881 | Sus | N | Animal¦Other¦ConductorOverhead¦Normal
22-0142178 | Vegetation | Tree - branch fell on line | Transformer | Bent or Twisted | 2022 | Tier 3 - Extreme | Transformer only | 12 | 30 | 2022-12-30 | 1901837 | Sus | N | Vegetation¦Treebranchfellonline¦Transformer¦BentorTwisted
22-0142684 | Vegetation | Tree - fell into line | Conductor, Overhead | Broken, wire on ground | 2022 | Tier 2 - Elevated | Distribution Circuit | 12 | 31 | 2022-12-31 | 1904934 | Sus | N | Vegetation¦Treefellintoline¦ConductorOverhead¦Brokenwireonground
23-0004367 | Vegetation | Tree - fell into line | Conductor, Overhead | Broken, wire on ground | 2022 | Tier 3 - Extreme | Distribution Circuit | 12 | 31 | 2022-12-31 | 1906752 | Sus | N | Vegetation¦Treefellintoline¦ConductorOverhead¦Brokenwireonground
15-0013433 | Equipment Failure/Involved | Other | Conductor, Overhead | Broken | 2015 | Tier 3 - Extreme | Distribution Circuit | 2 | 15 | 2015-02-15 | 1190376 | Sus | N | EquipmentFailureInvolved¦Other¦ConductorOverhead¦Broken
15-0042006 | Environmental/External | Fire, Forest/Grass | Pole-Wood | Burned/flashed | 2015 | Tier 2 - Elevated | Transmission line | 6 | 18 | 2015-06-18 | 1253080 | Sus | Y | EnvironmentalExternal¦FireForestGrass¦PoleWood¦Burnedflashed
15-0042384 | Vegetation | Tree - fell into line | Conductor, Overhead | Normal | 2015 | Tier 2 - Elevated | Distribution Circuit | 6 | 21 | 2015-06-21 | 1254295 | Sus | Y | Vegetation¦Treefellintoline¦ConductorOverhead¦Normal
15-0043685 | Equipment Failure/Involved | Overhead | Fuse | Failed/Faulted | 2015 | Tier 2 - Elevated | Distribution Circuit | 6 | 26 | 2015-06-26 | 1257520 | Sus | Y | EquipmentFailureInvolved¦Overhead¦Fuse¦FailedFaulted
15-0044048 | Vegetation | Tree - fell into line | Other | Broken | 2015 | Tier 3 - Extreme | Distribution Circuit | 6 | 29 | 2015-06-29 | 1258790 | Sus | Y | Vegetation¦Treefellintoline¦Other¦Broken
15-0046662 | Equipment Failure/Involved | Overhead | Transformer (OH) | Failed/Faulted | 2015 | Tier 2 - Elevated | Transformer only | 7 | 9 | 2015-07-09 | 1265803 | Sus | Y | EquipmentFailureInvolved¦Overhead¦Transformer(OH)¦FailedFaulted
15-0048086 | Vegetation | Tree - branch fell on line | Conductor, Overhead | Together | 2015 | Tier 2 - Elevated | Distribution Circuit | 7 | 17 | 2015-07-17 | 1269392 | Sus | Y | Vegetation¦Treebranchfellonline¦ConductorOverhead¦Together
15-0048730 | Environmental/External | Lightning | Transformer (OH) | Failed/Faulted | 2015 | Tier 2 - Elevated | Transformer only | 7 | 19 | 2015-07-19 | 1272596 | Sus | Y | EnvironmentalExternal¦Lightning¦Transformer(OH)¦FailedFaulted
15-0049701 | Equipment Failure/Involved | Overhead | Transformer (OH) | Failed/Faulted | 2015 | Tier 2 - Elevated | Distribution Circuit | 7 | 22 | 2015-07-22 | 1274983 | Sus | Y | EquipmentFailureInvolved¦Overhead¦Transformer(OH)¦FailedFaulted
15-0051360 | Equipment Failure/Involved | Overhead | Transformer (OH) | Failed/Faulted | 2015 | Tier 3 - Extreme | Transformer only | 7 | 29 | 2015-07-29 | 1279417 | Sus | Y | EquipmentFailureInvolved¦Overhead¦Transformer(OH)¦FailedFaulted
15-0057079 | Unknown Cause | Patrol - found nothing |  |  | 2015 | Tier 3 - Extreme | Distribution Circuit | 8 | 24 | 2015-08-24 | 1293995 | Sus | Y | UnknownCause¦Patrolfoundnothing¦¦
15-0058078 | Vegetation | Tree - fell into line | Crossarm, Wood | Broken | 2015 | Tier 3 - Extreme | Distribution Circuit | 8 | 28 | 2015-08-28 | 1296273 | Sus | Y | Vegetation¦Treefellintoline¦CrossarmWood¦Broken
15-0058187 | 3rd Party | Other | Fuse | Failed/Faulted | 2015 | Tier 3 - Extreme | Distribution Circuit | 8 | 29 | 2015-08-29 | 1296793 | Sus | Y | 3rdParty¦Other¦Fuse¦FailedFaulted
15-0058810 | Unknown Cause | Patrol - found nothing |  |  | 2015 | Tier 2 - Elevated | Distribution Circuit | 9 | 2 | 2015-09-02 | 1298678 | Sus | Y | UnknownCause¦Patrolfoundnothing¦¦
15-0067677 | Vegetation | Tree - fell into line | Pole-Wood | Broken, wire on ground | 2015 | Tier 3 - Extreme | Distribution Circuit | 10 | 3 | 2015-10-03 | 1316247 | Sus | Y | Vegetation¦Treefellintoline¦PoleWood¦Brokenwireonground
15-0081802 | Vegetation | Tree - fell into line | Crossarm, Wood | Broken | 2015 | Tier 2 - Elevated | Distribution Circuit | 11 | 30 | 2015-11-30 | 1350806 | Sus | Y | Vegetation¦Treefellintoline¦CrossarmWood¦Broken
15-0084552 | Vegetation | Tree - branch fell on line | Conductor, Overhead | Together | 2015 | Tier 2 - Elevated | Distribution Circuit | 12 | 13 | 2015-12-13 | 1360081 | Sus | N | Vegetation¦Treebranchfellonline¦ConductorOverhead¦Together
15-0084908 | Vegetation | Tree - fell into line | Conductor, Overhead | Broken, wire on ground | 2015 | Tier 2 - Elevated | Distribution Circuit | 12 | 13 | 2015-12-13 | 1362412 | Sus | N | Vegetation¦Treefellintoline¦ConductorOverhead¦Brokenwireonground
15-0086181 | 3rd Party | Vehicle | Pole-Wood | Broken, wire on ground | 2015 | Tier 3 - Extreme | Distribution Circuit | 12 | 19 | 2015-12-19 | 1366613 | Sus | N | 3rdParty¦Vehicle¦PoleWood¦Brokenwireonground
15-0087068 | Vegetation | Tree - branch fell on line | Conductor, Overhead | Normal | 2015 | Tier 3 - Extreme | Distribution Circuit | 12 | 24 | 2015-12-24 | 1370801 | Sus | N | Vegetation¦Treebranchfellonline¦ConductorOverhead¦Normal
15-0087260 | Environmental/External | Ice or snow | Connector or Splice (OH) | Broken, wire on ground | 2015 | Tier 2 - Elevated | Distribution Circuit | 12 | 25 | 2015-12-25 | 1371535 | Sus | N | EnvironmentalExternal¦Iceorsnow¦ConnectororSplice(OH)¦Brokenwireonground
15-0087869 | 3rd Party | Customer Equipment | Conductor, Overhead | Broken | 2015 | Tier 2 - Elevated | Distribution Circuit | 12 | 30 | 2015-12-30 | 1374894 | Sus | N | 3rdParty¦CustomerEquipment¦ConductorOverhead¦Broken
15-0087869 | 3rd Party | Customer Equipment | Conductor, Overhead | Broken | 2015 | Tier 2 - Elevated | Distribution Circuit | 12 | 30 | 2015-12-30 | 1374894 | Sus | N | 3rdParty¦CustomerEquipment¦ConductorOverhead¦Broken
16-0004936 | Vegetation | Tree - fell into line | Conductor, Overhead | Normal | 2016 | Tier 3 - Extreme | Distribution Circuit | 1 | 13 | 2016-01-13 | 1382469 | Sus | N | Vegetation¦Treefellintoline¦ConductorOverhead¦Normal
16-0007738 | Animal | Squirrel | Conductor, Overhead | Normal | 2016 | Tier 3 - Extreme | Distribution Circuit | 1 | 23 | 2016-01-23 | 1390646 | Sus | N | Animal¦Squirrel¦ConductorOverhead¦Normal
16-0014365 | Unknown Cause | Patrol - found nothing |  |  | 2016 | Tier 3 - Extreme | Distribution Circuit | 2 | 20 | 2016-02-20 | 1409845 | Sus | N | UnknownCause¦Patrolfoundnothing¦¦
16-0018533 | Equipment Failure/Involved | Overhead | Transformer | Failed/Faulted | 2016 | Tier 2 - Elevated | Transformer only | 3 | 6 | 2016-03-06 | 1422456 | Sus | N | EquipmentFailureInvolved¦Overhead¦Transformer¦FailedFaulted
16-0018835 | Vegetation | Tree - branch fell on line | Conductor, Overhead | Broken, wire on ground | 2016 | Tier 2 - Elevated | Distribution Circuit | 3 | 7 | 2016-03-07 | 1423632 | Sus | N | Vegetation¦Treebranchfellonline¦ConductorOverhead¦Brokenwireonground
16-0020725 | Unknown Cause | Patrol - found nothing |  |  | 2016 | Tier 2 - Elevated | Distribution Circuit | 3 | 12 | 2016-03-12 | 1429075 | Sus | N | UnknownCause¦Patrolfoundnothing¦¦
16-0024823 | Equipment Failure/Involved | Overhead | Transformer | Failed/Faulted | 2016 | Tier 2 - Elevated | Transformer only | 3 | 29 | 2016-03-29 | 1441011 | Sus | N | EquipmentFailureInvolved¦Overhead¦Transformer¦FailedFaulted
16-0030414 | Equipment Failure/Involved | Overhead | Pole-Wood | Broken, wire on ground | 2016 | Tier 2 - Elevated | Distribution Circuit | 4 | 21 | 2016-04-21 | 1455381 | Sus | N | EquipmentFailureInvolved¦Overhead¦PoleWood¦Brokenwireonground
16-0030664 | Vegetation | Tree - branch fell on line | Conductor, Overhead | Normal | 2016 | Tier 3 - Extreme | Distribution Circuit | 4 | 22 | 2016-04-22 | 1455627 | Sus | N | Vegetation¦Treebranchfellonline¦ConductorOverhead¦Normal
16-0031156 | Environmental/External | Lightning | Transformer (OH) | Broken, wire on ground | 2016 | Tier 2 - Elevated | Distribution Circuit | 4 | 24 | 2016-04-24 | 1457497 | Sus | N | EnvironmentalExternal¦Lightning¦Transformer(OH)¦Brokenwireonground
16-0034644 | Unknown Cause | Patrol - found nothing |  |  | 2016 | Tier 2 - Elevated | Distribution Circuit | 5 | 7 | 2016-05-07 | 1466402 | Sus | Y | UnknownCause¦Patrolfoundnothing¦¦
16-0035121 | 3rd Party | Vehicle | Anchor or Guy | Broken | 2016 | Tier 2 - Elevated | Distribution Circuit | 5 | 10 | 2016-05-10 | 1467589 | Sus | Y | 3rdParty¦Vehicle¦AnchororGuy¦Broken
16-0036406 | Equipment Failure/Involved | Overhead | Conductor, Overhead | Broken, wire on ground | 2016 | Tier 3 - Extreme | Distribution Circuit | 5 | 17 | 2016-05-17 | 1470929 | Sus | Y | EquipmentFailureInvolved¦Overhead¦ConductorOverhead¦Brokenwireonground
16-0038926 | Vegetation | Tree - branch fell on line | Conductor, Overhead | Broken, wire on ground | 2016 | Tier 3 - Extreme | Distribution Circuit | 5 | 27 | 2016-05-27 | 1478008 | Sus | Y | Vegetation¦Treebranchfellonline¦ConductorOverhead¦Brokenwireonground
16-0041365 | Vegetation | Tree - branch fell on line | Conductor, Overhead | Broken, wire on ground | 2016 | Tier 2 - Elevated | Distribution Circuit | 6 | 6 | 2016-06-06 | 1483835 | Sus | Y | Vegetation¦Treebranchfellonline¦ConductorOverhead¦Brokenwireonground
16-0043875 | Equipment Failure/Involved | Overhead | Insulator | Failed/Faulted | 2016 | Tier 2 - Elevated | Distribution Circuit | 6 | 17 | 2016-06-17 | 1491137 | Sus | Y | EquipmentFailureInvolved¦Overhead¦Insulator¦FailedFaulted
16-0044901 | Unknown Cause | Patrol - not conducted |  |  | 2016 | Tier 2 - Elevated | Distribution Circuit | 6 | 21 | 2016-06-21 | 1493618 | Sus | Y | UnknownCause¦Patrolnotconducted¦¦
16-0047493 | Animal | Other | Fuse | Failed/Faulted | 2016 | Tier 2 - Elevated | Distribution Circuit | 7 | 1 | 2016-07-01 | 1499813 | Sus | Y | Animal¦Other¦Fuse¦FailedFaulted
16-0048714 | Animal | Squirrel | Transformer (OH) | Normal | 2016 | Tier 3 - Extreme | Distribution Circuit | 7 | 8 | 2016-07-08 | 1502920 | Sus | Y | Animal¦Squirrel¦Transformer(OH)¦Normal
16-0055869 | Vegetation | Tree - grew into line | Secondary | Burned/flashed | 2016 | Tier 2 - Elevated | Transformer only | 8 | 8 | 2016-08-08 | 1523425 | Sus | Y | Vegetation¦Treegrewintoline¦Secondary¦Burnedflashed
16-0060587 | Unknown Cause | Patrol - found nothing |  |  | 2016 | Tier 2 - Elevated | Distribution Circuit | 8 | 29 | 2016-08-29 | 1533529 | Sus | Y | UnknownCause¦Patrolfoundnothing¦¦
16-0065910 | Vegetation | Tree - fell into line | Conductor, Overhead | Broken, wire on ground | 2016 | Tier 2 - Elevated | Distribution Circuit | 9 | 20 | 2016-09-20 | 1544546 | Sus | Y | Vegetation¦Treefellintoline¦ConductorOverhead¦Brokenwireonground
16-0072886 | Vegetation | Tree - fell into line | Conductor, Overhead | Broken, wire on ground | 2016 | Tier 3 - Extreme | Distribution Circuit | 10 | 16 | 2016-10-16 | 1562841 | Sus | Y | Vegetation¦Treefellintoline¦ConductorOverhead¦Brokenwireonground
16-0074851 | 3rd Party | Fire, house or bldg. | Cutout, fuse holder | Failed/Faulted | 2016 | Tier 2 - Elevated | Transformer only | 10 | 23 | 2016-10-23 | 1568080 | Sus | Y | 3rdParty¦Firehouseorbldg¦Cutoutfuseholder¦FailedFaulted
16-0076594 | 3rd Party | Vehicle | Pole-Wood | Broken | 2016 | Tier 2 - Elevated | Distribution Circuit | 10 | 28 | 2016-10-28 | 1572353 | Sus | Y | 3rdParty¦Vehicle¦PoleWood¦Broken
16-0076765 | Unknown Cause | Patrol - found nothing |  |  | 2016 | Tier 2 - Elevated | Distribution Circuit | 10 | 30 | 2016-10-30 | 1573008 | Sus | Y | UnknownCause¦Patrolfoundnothing¦¦
16-0078556 | Equipment Failure/Involved | Overhead | Insulator | Arcing | 2016 | Tier 2 - Elevated | Distribution Circuit | 11 | 7 | 2016-11-07 | 1577943 | Sus | Y | EquipmentFailureInvolved¦Overhead¦Insulator¦Arcing
16-0082200 | Unknown Cause | Patrol - found nothing |  |  | 2016 | Tier 3 - Extreme | Distribution Circuit | 11 | 25 | 2016-11-25 | 1588697 | Sus | Y | UnknownCause¦Patrolfoundnothing¦¦
16-0084953 | Vegetation | Tree - fell into line | Conductor, Overhead | Broken, wire on ground | 2016 | Tier 3 - Extreme | Distribution Circuit | 12 | 10 | 2016-12-10 | 1598549 | Sus | N | Vegetation¦Treefellintoline¦ConductorOverhead¦Brokenwireonground
16-0085611 | Equipment Failure/Involved | Overhead | Connector or Splice (OH) | Burned Open | 2016 | Tier 2 - Elevated | Distribution Circuit | 12 | 14 | 2016-12-14 | 1602154 | Sus | N | EquipmentFailureInvolved¦Overhead¦ConnectororSplice(OH)¦BurnedOpen
16-0085626 | Vegetation | Tree - branch fell on line | Conductor, Overhead | Broken, wire on ground | 2016 | Tier 3 - Extreme | Distribution Circuit | 12 | 14 | 2016-12-14 | 1602202 | Sus | N | Vegetation¦Treebranchfellonline¦ConductorOverhead¦Brokenwireonground
16-0086518 | Unknown Cause | Patrol - found nothing |  |  | 2016 | Tier 2 - Elevated | Distribution Circuit | 12 | 20 | 2016-12-20 | 1607546 | Sus | N | UnknownCause¦Patrolfoundnothing¦¦
17-0002698 | Unknown Cause | Patrol - found nothing |  |  | 2017 | Tier 2 - Elevated | Distribution Circuit | 1 | 1 | 2017-01-01 | 1614217 | Sus | N | UnknownCause¦Patrolfoundnothing¦¦
17-0002844 | Equipment Failure/Involved | Overhead | Conductor, Overhead | On Ground | 2017 | Tier 2 - Elevated | Distribution Circuit | 1 | 2 | 2017-01-02 | 1614864 | Sus | N | EquipmentFailureInvolved¦Overhead¦ConductorOverhead¦OnGround
17-0004634 | Vegetation | Tree - fell into line | Conductor, Overhead | Broken, wire on ground | 2017 | Tier 2 - Elevated | Distribution Circuit | 1 | 7 | 2017-01-07 | 1621065 | Sus | N | Vegetation¦Treefellintoline¦ConductorOverhead¦Brokenwireonground
17-0005057 | Vegetation | Tree - fell into line | Conductor, Overhead | Broken, wire on ground | 2017 | Tier 2 - Elevated | Distribution Circuit | 1 | 8 | 2017-01-08 | 1623078 | Sus | N | Vegetation¦Treefellintoline¦ConductorOverhead¦Brokenwireonground
17-0005068 | Vegetation | Tree - fell into line | Conductor, Overhead | Broken, wire on ground | 2017 | Tier 3 - Extreme | Distribution Circuit | 1 | 8 | 2017-01-08 | 1623885 | Sus | N | Vegetation¦Treefellintoline¦ConductorOverhead¦Brokenwireonground
17-0005286 | Vegetation | Tree - branch fell on line | Conductor, Overhead | On Ground | 2017 | Tier 3 - Extreme | Distribution Circuit | 1 | 8 | 2017-01-08 | 1626502 | Sus | N | Vegetation¦Treebranchfellonline¦ConductorOverhead¦OnGround
17-0005648 | Vegetation | Tree - branch fell on line | Conductor, Overhead | Broken, wire on ground | 2017 | Tier 3 - Extreme | Distribution Circuit | 1 | 8 | 2017-01-08 | 1625102 | Sus | N | Vegetation¦Treebranchfellonline¦ConductorOverhead¦Brokenwireonground
17-0005667 | Vegetation | Tree - fell into line | Conductor, Overhead | Broken, wire on ground | 2017 | Tier 2 - Elevated | Distribution Circuit | 1 | 8 | 2017-01-08 | 1628888 | Sus | N | Vegetation¦Treefellintoline¦ConductorOverhead¦Brokenwireonground
17-0006156 | Equipment Failure/Involved | Overhead | Transformer (OH) | Broken | 2017 | Tier 2 - Elevated | Transformer only | 1 | 9 | 2017-01-09 | 1631436 | Sus | N | EquipmentFailureInvolved¦Overhead¦Transformer(OH)¦Broken
17-0006875 | Equipment Failure/Involved | Overhead | Conductor, Overhead | Broken, wire on ground | 2017 | Tier 2 - Elevated | Distribution Circuit | 1 | 10 | 2017-01-10 | 1635033 | Sus | N | EquipmentFailureInvolved¦Overhead¦ConductorOverhead¦Brokenwireonground
17-0007427 | Vegetation | Tree - fell into line | Conductor, Overhead | Broken, wire on ground | 2017 | Tier 3 - Extreme | Distribution Circuit | 1 | 11 | 2017-01-11 | 1638730 | Sus | N | Vegetation¦Treefellintoline¦ConductorOverhead¦Brokenwireonground
17-0008242 | Company Initiated | Return Circuit Normal | Conductor, Overhead | Normal | 2017 | Tier 3 - Extreme | Distribution Circuit | 1 | 12 | 2017-01-12 | 1641903 | Sus | N | CompanyInitiated¦ReturnCircuitNormal¦ConductorOverhead¦Normal
17-0009974 | Unknown Cause | Patrol - not conducted |  |  | 2017 | Tier 3 - Extreme | Transformer only | 1 | 18 | 2017-01-18 | 1646111 | Sus | N | UnknownCause¦Patrolnotconducted¦¦
17-0011106 | Vegetation | Tree - fell into line | Conductor, Overhead | Broken, wire on ground | 2017 | Tier 2 - Elevated | Distribution Circuit | 1 | 19 | 2017-01-19 | 1651932 | Sus | N | Vegetation¦Treefellintoline¦ConductorOverhead¦Brokenwireonground
17-0012615 | Unknown Cause | Patrol - found nothing |  |  | 2017 | Tier 3 - Extreme | Distribution Circuit | 1 | 22 | 2017-01-22 | 1657989 | Sus | N | UnknownCause¦Patrolfoundnothing¦¦
17-0013721 | Vegetation | Tree - branch fell on line | Conductor, Overhead | Broken, wire on object | 2017 | Tier 2 - Elevated | Distribution Circuit | 1 | 22 | 2017-01-22 | 1659355 | Sus | N | Vegetation¦Treebranchfellonline¦ConductorOverhead¦Brokenwireonobject
17-0013839 | Unknown Cause | Patrol - found nothing |  |  | 2017 | Tier 2 - Elevated | Distribution Circuit | 1 | 23 | 2017-01-23 | 1663660 | Sus | N | UnknownCause¦Patrolfoundnothing¦¦
17-0014821 | Vegetation | Tree - fell into line | Conductor, Overhead | Normal | 2017 | Tier 2 - Elevated | Distribution Circuit | 1 | 25 | 2017-01-25 | 1667141 | Sus | N | Vegetation¦Treefellintoline¦ConductorOverhead¦Normal
17-0017117 | Vegetation | Tree - fell into line | Conductor, Overhead | Broken, wire on ground | 2017 | Tier 2 - Elevated | Distribution Circuit | 2 | 3 | 2017-02-03 | 1673646 | Sus | N | Vegetation¦Treefellintoline¦ConductorOverhead¦Brokenwireonground
17-0017526 | Animal | Other | Fuse | Failed/Faulted | 2017 | Tier 2 - Elevated | Distribution Circuit | 2 | 5 | 2017-02-05 | 1675245 | Sus | N | Animal¦Other¦Fuse¦FailedFaulted
17-0018829 | Environmental/External | Flood/Erosion | Pole-Wood | Broken | 2017 | Tier 2 - Elevated | Distribution Circuit | 2 | 8 | 2017-02-08 | 1681231 | Sus | N | EnvironmentalExternal¦FloodErosion¦PoleWood¦Broken
17-0021033 | Vegetation | Tree - fell into line | Conductor, Overhead | Broken, wire on ground | 2017 | Tier 3 - Extreme | Distribution Circuit | 2 | 14 | 2017-02-14 | 1688429 | Sus | N | Vegetation¦Treefellintoline¦ConductorOverhead¦Brokenwireonground
17-0030253 | Unknown Cause | Patrol - found nothing |  |  | 2017 | Tier 2 - Elevated | Distribution Circuit | 3 | 12 | 2017-03-12 | 1725518 | Sus | N | UnknownCause¦Patrolfoundnothing¦¦
17-0031305 | Animal | Squirrel | Fuse | Failed/Faulted | 2017 | Tier 3 - Extreme | Distribution Circuit | 3 | 16 | 2017-03-16 | 1728487 | Sus | N | Animal¦Squirrel¦Fuse¦FailedFaulted
17-0037702 | Unknown Cause | Patrol - found nothing |  |  | 2017 | Tier 2 - Elevated | Distribution Circuit | 4 | 7 | 2017-04-07 | 1749908 | Sus | N | UnknownCause¦Patrolfoundnothing¦¦
17-0037707 | Unknown Cause | Patrol - found nothing |  |  | 2017 | Tier 2 - Elevated | Distribution Circuit | 4 | 6 | 2017-04-06 | 1748596 | Sus | N | UnknownCause¦Patrolfoundnothing¦¦
17-0039650 | Vegetation | Tree - branch fell on line | Conductor, Overhead | Normal | 2017 | Tier 2 - Elevated | Distribution Circuit | 4 | 12 | 2017-04-12 | 1756314 | Sus | N | Vegetation¦Treebranchfellonline¦ConductorOverhead¦Normal
17-0040454 | Unknown Cause | Patrol - not conducted |  |  | 2017 | Tier 3 - Extreme | Distribution Circuit | 4 | 15 | 2017-04-15 | 1758279 | Sus | N | UnknownCause¦Patrolnotconducted¦¦
17-0051250 | Animal | Bird found |  | Failed/Faulted | 2017 | Tier 2 - Elevated | Transformer only | 5 | 28 | 2017-05-28 | 1792469 | Sus | Y | Animal¦Birdfound¦¦FailedFaulted
17-0051362 | Equipment Failure/Involved | Overhead | Transformer (OH) | Failed/Faulted | 2017 | Tier 2 - Elevated | Transformer only | 5 | 29 | 2017-05-29 | 1792806 | Sus | Y | EquipmentFailureInvolved¦Overhead¦Transformer(OH)¦FailedFaulted
17-0051590 | Equipment Failure/Involved | Overhead | Transformer | Leaking | 2017 | Tier 3 - Extreme | Transformer only | 5 | 30 | 2017-05-30 | 1793541 | Sus | Y | EquipmentFailureInvolved¦Overhead¦Transformer¦Leaking
17-0054199 | Vegetation | Tree - branch fell on line | Conductor, Overhead | Normal | 2017 | Tier 3 - Extreme | Distribution Circuit | 6 | 10 | 2017-06-10 | 1801205 | Sus | Y | Vegetation¦Treebranchfellonline¦ConductorOverhead¦Normal
17-0056146 | Equipment Failure/Involved | Overhead | Transformer (OH) | Failed/Faulted | 2017 | Tier 2 - Elevated | Transformer only | 6 | 18 | 2017-06-18 | 1807955 | Sus | Y | EquipmentFailureInvolved¦Overhead¦Transformer(OH)¦FailedFaulted
17-0060015 | 3rd Party | Vehicle | Anchor or Guy | Normal | 2017 | Tier 2 - Elevated | Distribution Circuit | 7 | 1 | 2017-07-01 | 1822189 | Sus | Y | 3rdParty¦Vehicle¦AnchororGuy¦Normal
17-0060166 | Equipment Failure/Involved | Overhead | Transformer | Failed/Faulted | 2017 | Tier 3 - Extreme | Transformer only | 7 | 3 | 2017-07-03 | 1822583 | Sus | Y | EquipmentFailureInvolved¦Overhead¦Transformer¦FailedFaulted
17-0062403 | Environmental/External | Fire, Forest/Grass | Secondary | Broken, wire on ground | 2017 | Tier 3 - Extreme | Distribution Circuit | 7 | 12 | 2017-07-12 | 1830061 | Sus | Y | EnvironmentalExternal¦FireForestGrass¦Secondary¦Brokenwireonground
17-0063088 | Equipment Failure/Involved | Overhead | Connector or Splice (OH) | Broken | 2017 | Tier 2 - Elevated | Distribution Circuit | 7 | 14 | 2017-07-14 | 1831810 | Sus | Y | EquipmentFailureInvolved¦Overhead¦ConnectororSplice(OH)¦Broken
17-0063153 | Vegetation | Tree - branch fell on line | Conductor, Overhead | Broken, wire on ground | 2017 | Tier 2 - Elevated | Distribution Circuit | 7 | 15 | 2017-07-15 | 1832366 | Sus | Y | Vegetation¦Treebranchfellonline¦ConductorOverhead¦Brokenwireonground
17-0065736 | Vegetation | Tree - branch fell on line | Cutout, fuse holder | Failed/Faulted | 2017 | Tier 3 - Extreme | Distribution Circuit | 7 | 26 | 2017-07-26 | 1840366 | Sus | Y | Vegetation¦Treebranchfellonline¦Cutoutfuseholder¦FailedFaulted
17-0068034 | Equipment Failure/Involved | Overhead | Jumper | Burned Open | 2017 | Tier 3 - Extreme | Distribution Circuit | 8 | 4 | 2017-08-04 | 1846429 | Sus | Y | EquipmentFailureInvolved¦Overhead¦Jumper¦BurnedOpen
17-0069971 | Unknown Cause | Patrol - found nothing |  |  | 2017 | Tier 2 - Elevated | Distribution Circuit | 8 | 13 | 2017-08-13 | 1851761 | Sus | Y | UnknownCause¦Patrolfoundnothing¦¦
17-0073223 | Equipment Failure/Involved | Overhead | Transformer | Failed/Faulted | 2017 | Tier 2 - Elevated | Transformer only | 8 | 27 | 2017-08-27 | 1860825 | Sus | Y | EquipmentFailureInvolved¦Overhead¦Transformer¦FailedFaulted
17-0073548 | Vegetation | Tree - branch fell on line | Conductor, Overhead | Normal | 2017 | Tier 3 - Extreme | Distribution Circuit | 8 | 28 | 2017-08-28 | 1861474 | Sus | Y | Vegetation¦Treebranchfellonline¦ConductorOverhead¦Normal
17-0078467 | Unknown Cause | Patrol - found nothing |  |  | 2017 | Tier 2 - Elevated | Distribution Circuit | 9 | 13 | 2017-09-13 | 1877922 | Sus | Y | UnknownCause¦Patrolfoundnothing¦¦
17-0079832 | Vegetation | Tree - fell into line | Crossarm, Wood | Broken, wire on ground | 2017 | Tier 2 - Elevated | Distribution Circuit | 9 | 18 | 2017-09-18 | 1881312 | Sus | Y | Vegetation¦Treefellintoline¦CrossarmWood¦Brokenwireonground
17-0086750 | Environmental/External | Fire, Forest/Grass | Pole-Wood | Broken, wire on ground | 2017 | Tier 2 - Elevated | Distribution Circuit | 10 | 8 | 2017-10-08 | 1899357 | Sus | Y | EnvironmentalExternal¦FireForestGrass¦PoleWood¦Brokenwireonground
17-0086786 | Environmental/External | Fire, Forest/Grass | Crossarm, Wood | Burned/flashed | 2017 | Tier 2 - Elevated | Distribution Circuit | 10 | 9 | 2017-10-09 | 1899434 | Sus | Y | EnvironmentalExternal¦FireForestGrass¦CrossarmWood¦Burnedflashed
17-0087678 | Vegetation | Tree - branch fell on line | Conductor, Overhead | Broken, wire on ground | 2017 | Tier 2 - Elevated | Distribution Circuit | 10 | 8 | 2017-10-08 | 1901716 | Sus | Y | Vegetation¦Treebranchfellonline¦ConductorOverhead¦Brokenwireonground
17-0088207 | Environmental/External | Fire, Forest/Grass | Pole-Wood | Broken, wire on ground | 2017 | Tier 3 - Extreme | Distribution Circuit | 10 | 8 | 2017-10-08 | 1903137 | Sus | Y | EnvironmentalExternal¦FireForestGrass¦PoleWood¦Brokenwireonground
17-0089796 | Equipment Failure/Involved | Overhead | Pole-Wood | Broken | 2017 | Tier 3 - Extreme | Distribution Circuit | 10 | 23 | 2017-10-23 | 1908199 | Sus | Y | EquipmentFailureInvolved¦Overhead¦PoleWood¦Broken
17-0092743 | Unknown Cause | Patrol - found nothing |  |  | 2017 | Tier 3 - Extreme | Distribution Circuit | 11 | 5 | 2017-11-05 | 1916273 | Sus | Y | UnknownCause¦Patrolfoundnothing¦¦
17-0093668 | Unknown Cause | Patrol - found nothing |  |  | 2017 | Tier 3 - Extreme | Distribution Circuit | 11 | 8 | 2017-11-08 | 1918745 | Sus | Y | UnknownCause¦Patrolfoundnothing¦¦
17-0096611 | Vegetation | Tree - branch fell on line | Conductor, Overhead | Normal | 2017 | Tier 3 - Extreme | Distribution Circuit | 11 | 20 | 2017-11-20 | 1926734 | Sus | Y | Vegetation¦Treebranchfellonline¦ConductorOverhead¦Normal
17-0103004 | Equipment Failure/Involved | Overhead | Recloser | Malfunctioning | 2017 | Tier 3 - Extreme | Distribution Circuit | 12 | 21 | 2017-12-21 | 1949926 | Sus | N | EquipmentFailureInvolved¦Overhead¦Recloser¦Malfunctioning
18-0004465 | Vegetation | Tree - branch fell on line | Conductor, Overhead | Normal | 2018 | Tier 2 - Elevated | Distribution Circuit | 1 | 8 | 2018-01-08 | 4345 | Sus | N | Vegetation¦Treebranchfellonline¦ConductorOverhead¦Normal
18-0008288 | Equipment Failure/Involved | Overhead | Cutout, fuse holder | Broken | 2018 | Tier 2 - Elevated | Transformer only | 1 | 23 | 2018-01-23 | 12586 | Sus | N | EquipmentFailureInvolved¦Overhead¦Cutoutfuseholder¦Broken
18-0008429 | Equipment Failure/Involved | Overhead | Crossarm, Wood | Broken | 2018 | Tier 3 - Extreme | Distribution Circuit | 1 | 24 | 2018-01-24 | 13070 | Sus | N | EquipmentFailureInvolved¦Overhead¦CrossarmWood¦Broken
18-0011606 | Vegetation | Tree - branch fell on line | Fuse | Failed/Faulted | 2018 | Tier 3 - Extreme | Distribution Circuit | 2 | 5 | 2018-02-05 | 19589 | Sus | N | Vegetation¦Treebranchfellonline¦Fuse¦FailedFaulted
18-0017923 | Unknown Cause | Patrol - found nothing |  |  | 2018 | Tier 2 - Elevated | Distribution Circuit | 2 | 27 | 2018-02-27 | 33100 | Sus | N | UnknownCause¦Patrolfoundnothing¦¦
18-0018817 | Vegetation | Tree - bark fell into line | Conductor, Overhead | Normal | 2018 | Tier 2 - Elevated | Distribution Circuit | 3 | 1 | 2018-03-01 | 35621 | Sus | N | Vegetation¦Treebarkfellintoline¦ConductorOverhead¦Normal
18-0019324 | Vegetation | Tree - branch fell on line | Conductor, Overhead | Together | 2018 | Tier 2 - Elevated | Distribution Circuit | 3 | 3 | 2018-03-03 | 37048 | Sus | N | Vegetation¦Treebranchfellonline¦ConductorOverhead¦Together
18-0023524 | Vegetation | Tree - branch fell on line | Conductor, Overhead | Normal | 2018 | Tier 3 - Extreme | Distribution Circuit | 3 | 16 | 2018-03-16 | 45880 | Sus | N | Vegetation¦Treebranchfellonline¦ConductorOverhead¦Normal
18-0024469 | Equipment Failure/Involved | Underground | Secondary | Broken | 2018 | Tier 2 - Elevated | Transformer only | 3 | 20 | 2018-03-20 | 48650 | Sus | N | EquipmentFailureInvolved¦Underground¦Secondary¦Broken
18-0025331 | Vegetation | Tree - fell into line | Secondary | Broken | 2018 | Tier 2 - Elevated | Transformer only | 3 | 22 | 2018-03-22 | 50144 | Sus | N | Vegetation¦Treefellintoline¦Secondary¦Broken
18-0026017 | Animal | Squirrel | Conductor, Overhead | Normal | 2018 | Tier 3 - Extreme | Distribution Circuit | 3 | 23 | 2018-03-23 | 51794 | Sus | N | Animal¦Squirrel¦ConductorOverhead¦Normal
18-0027848 | Unknown Cause | Patrol - not conducted |  |  | 2018 | Tier 3 - Extreme | Distribution Circuit | 3 | 29 | 2018-03-29 | 56236 | Sus | N | UnknownCause¦Patrolnotconducted¦¦
18-0039445 | Unknown Cause | Patrol - found nothing |  |  | 2018 | Tier 2 - Elevated | Distribution Circuit | 5 | 9 | 2018-05-09 | 82079 | Sus | Y | UnknownCause¦Patrolfoundnothing¦¦
18-0040630 | Unknown Cause | Patrol - found nothing |  |  | 2018 | Tier 2 - Elevated | Distribution Circuit | 5 | 13 | 2018-05-13 | 85356 | Sus | Y | UnknownCause¦Patrolfoundnothing¦¦
18-0047707 | Equipment Failure/Involved | Overhead | Transformer | Failed/Faulted | 2018 | Tier 2 - Elevated | Transformer only | 6 | 5 | 2018-06-05 | 102167 | Sus | Y | EquipmentFailureInvolved¦Overhead¦Transformer¦FailedFaulted
18-0054125 | Unknown Cause | Patrol - found nothing |  |  | 2018 | Tier 2 - Elevated | Distribution Circuit | 6 | 24 | 2018-06-24 | 117195 | Sus | Y | UnknownCause¦Patrolfoundnothing¦¦
18-0055780 | Unknown Cause | Patrol - found nothing |  |  | 2018 | Tier 2 - Elevated | Distribution Circuit | 6 | 29 | 2018-06-29 | 121178 | Sus | Y | UnknownCause¦Patrolfoundnothing¦¦
18-0057685 | Vegetation | Tree - fell into line | Conductor, Overhead | Broken, wire on ground | 2018 | Tier 2 - Elevated | Distribution Circuit | 7 | 7 | 2018-07-07 | 126147 | Sus | Y | Vegetation¦Treefellintoline¦ConductorOverhead¦Brokenwireonground
18-0059958 | Unknown Cause | Patrol - found nothing |  |  | 2018 | Tier 2 - Elevated | Distribution Circuit | 7 | 15 | 2018-07-15 | 132144 | Sus | Y | UnknownCause¦Patrolfoundnothing¦¦
18-0061640 | Equipment Failure/Involved | Electrical Overload | Other | Normal | 2018 | Tier 3 - Extreme | Distribution Circuit | 7 | 19 | 2018-07-19 | 135918 | Sus | Y | EquipmentFailureInvolved¦ElectricalOverload¦Other¦Normal
18-0063771 | Equipment Failure/Involved | Electrical Overload | Fuse | Failed/Faulted | 2018 | Tier 2 - Elevated | Distribution Circuit | 7 | 25 | 2018-07-25 | 140379 | Sus | Y | EquipmentFailureInvolved¦ElectricalOverload¦Fuse¦FailedFaulted
18-0066735 | Environmental/External | Fire, Forest/Grass | Pole-Wood | Burned/flashed | 2018 | Tier 3 - Extreme | Distribution Circuit | 8 | 4 | 2018-08-04 | 148885 | Sus | Y | EnvironmentalExternal¦FireForestGrass¦PoleWood¦Burnedflashed
18-0066739 | Environmental/External | Fire, Forest/Grass | Pole-Wood | Burned/flashed | 2018 | Tier 3 - Extreme | Distribution Circuit | 7 | 26 | 2018-07-26 | 148900 | Sus | Y | EnvironmentalExternal¦FireForestGrass¦PoleWood¦Burnedflashed
18-0072734 | Equipment Failure/Involved | Overhead | Transformer (OH) | Broken | 2018 | Tier 3 - Extreme | Distribution Circuit | 8 | 23 | 2018-08-23 | 160623 | Sus | Y | EquipmentFailureInvolved¦Overhead¦Transformer(OH)¦Broken
18-0083602 | Unknown Cause | Patrol - found nothing |  |  | 2018 | Tier 2 - Elevated | Distribution Circuit | 9 | 26 | 2018-09-26 | 181512 | Sus | Y | UnknownCause¦Patrolfoundnothing¦¦
18-0084807 | Vegetation | Tree - fell into line | Conductor, Overhead | Together | 2018 | Tier 3 - Extreme | Distribution Circuit | 9 | 29 | 2018-09-29 | 183743 | Sus | Y | Vegetation¦Treefellintoline¦ConductorOverhead¦Together
18-0084876 | Animal | Bird found | Conductor, Overhead | Normal | 2018 | Tier 2 - Elevated | Distribution Circuit | 9 | 29 | 2018-09-29 | 184118 | Sus | Y | Animal¦Birdfound¦ConductorOverhead¦Normal
18-0084929 | Unknown Cause | Patrol - found nothing |  |  | 2018 | Tier 2 - Elevated | Distribution Circuit | 9 | 30 | 2018-09-30 | 184349 | Sus | Y | UnknownCause¦Patrolfoundnothing¦¦
18-0087520 | Vegetation | Tree - fell into line | Conductor, Overhead | Broken | 2018 | Tier 3 - Extreme | Distribution Circuit | 10 | 5 | 2018-10-05 | 189335 | Sus | Y | Vegetation¦Treefellintoline¦ConductorOverhead¦Broken
18-0093242 | Equipment Failure/Involved | Overhead | Secondary | Together | 2018 | Tier 3 - Extreme | Transformer only | 10 | 23 | 2018-10-23 | 200720 | Sus | Y | EquipmentFailureInvolved¦Overhead¦Secondary¦Together
18-0094457 | Wildfire Mitigation | CWSP - Vegetation Removal |  |  | 2018 | Tier 3 - Extreme | Distribution Circuit | 10 | 26 | 2018-10-26 | 202786 | Sus | Y | WildfireMitigation¦CWSPVegetationRemoval¦¦
18-0095128 | Wildfire Mitigation | CWSP - Vegetation Removal |  |  | 2018 | Tier 3 - Extreme | Distribution Circuit | 10 | 29 | 2018-10-29 | 204332 | Sus | Y | WildfireMitigation¦CWSPVegetationRemoval¦¦
18-0097881 | Unknown Cause | Patrol - found nothing |  |  | 2018 | Tier 3 - Extreme | Distribution Circuit | 11 | 7 | 2018-11-07 | 210546 | Sus | Y | UnknownCause¦Patrolfoundnothing¦¦
18-0098280 | Equipment Failure/Involved | Overhead | Secondary | Together | 2018 | Tier 3 - Extreme | Distribution Circuit | 11 | 8 | 2018-11-08 | 211712 | Sus | Y | EquipmentFailureInvolved¦Overhead¦Secondary¦Together
18-0100921 | Environmental/External | Fire, Forest/Grass | Pole-Wood | Burned/flashed | 2018 | Tier 3 - Extreme | Distribution Circuit | 11 | 8 | 2018-11-08 | 218033 | Sus | Y | EnvironmentalExternal¦FireForestGrass¦PoleWood¦Burnedflashed
18-0101071 | Environmental/External | Fire, Forest/Grass | Pole-Wood | Burned/flashed | 2018 | Tier 3 - Extreme | Distribution Circuit | 11 | 8 | 2018-11-08 | 218333 | Sus | Y | EnvironmentalExternal¦FireForestGrass¦PoleWood¦Burnedflashed
18-0101266 | Environmental/External | Fire, Forest/Grass | Pole-Wood | Burned/flashed | 2018 | Tier 3 - Extreme | Distribution Circuit | 11 | 8 | 2018-11-08 | 218642 | Sus | Y | EnvironmentalExternal¦FireForestGrass¦PoleWood¦Burnedflashed
18-0101448 | Environmental/External | Fire, Forest/Grass | Pole-Wood | Burned/flashed | 2018 | Tier 3 - Extreme | Distribution Circuit | 11 | 8 | 2018-11-08 | 219048 | Sus | Y | EnvironmentalExternal¦FireForestGrass¦PoleWood¦Burnedflashed
18-0102335 | Unknown Cause | Patrol - found nothing |  |  | 2018 | Tier 2 - Elevated | Distribution Circuit | 11 | 22 | 2018-11-22 | 221954 | Sus | Y | UnknownCause¦Patrolfoundnothing¦¦
18-0106022 | Equipment Failure/Involved | Overhead | Transformer | Failed/Faulted | 2018 | Tier 2 - Elevated | Transformer only | 12 | 2 | 2018-12-02 | 231416 | Sus | N | EquipmentFailureInvolved¦Overhead¦Transformer¦FailedFaulted
18-0109174 | Unknown Cause | Patrol - found nothing |  |  | 2018 | Tier 2 - Elevated | Distribution Circuit | 12 | 14 | 2018-12-14 | 240034 | Sus | N | UnknownCause¦Patrolfoundnothing¦¦
18-0109175 | Equipment Failure/Involved | Overhead | Conductor, Overhead | Broken, wire on ground | 2018 | Tier 2 - Elevated | Distribution Circuit | 12 | 14 | 2018-12-14 | 240155 | Sus | N | EquipmentFailureInvolved¦Overhead¦ConductorOverhead¦Brokenwireonground
18-0109720 | Environmental/External | Fire, Forest/Grass | Pole-Wood | Burned/flashed | 2018 | Tier 3 - Extreme | Distribution Circuit | 12 | 17 | 2018-12-17 | 242593 | Sus | N | EnvironmentalExternal¦FireForestGrass¦PoleWood¦Burnedflashed
18-0110333 | Vegetation | Tree - bark fell into line | Conductor, Overhead | Normal | 2018 | Tier 2 - Elevated | Distribution Circuit | 12 | 22 | 2018-12-22 | 245588 | Sus | N | Vegetation¦Treebarkfellintoline¦ConductorOverhead¦Normal
19-0005167 | Vegetation | Tree - branch fell on line | Conductor, Overhead | Normal | 2019 | Tier 2 - Elevated | Distribution Circuit | 1 | 6 | 2019-01-06 | 255734 | Sus | N | Vegetation¦Treebranchfellonline¦ConductorOverhead¦Normal
19-0005182 | Unknown Cause | Patrol - not conducted |  |  | 2019 | Tier 2 - Elevated | Distribution Circuit | 1 | 6 | 2019-01-06 | 255700 | Sus | N | UnknownCause¦Patrolnotconducted¦¦
19-0005209 | Vegetation | Tree - branch fell on line | Conductor, Overhead | Bent or Twisted | 2019 | Tier 2 - Elevated | Distribution Circuit | 1 | 6 | 2019-01-06 | 255962 | Sus | N | Vegetation¦Treebranchfellonline¦ConductorOverhead¦BentorTwisted
19-0005333 | Equipment Failure/Involved | Overhead | Conductor, Overhead | Together | 2019 | Tier 2 - Elevated | Distribution Circuit | 1 | 6 | 2019-01-06 | 256119 | Sus | N | EquipmentFailureInvolved¦Overhead¦ConductorOverhead¦Together
19-0006493 | Vegetation | Tree - branch fell on line | Conductor, Overhead | Normal | 2019 | Tier 3 - Extreme | Distribution Circuit | 1 | 8 | 2019-01-08 | 260919 | Sus | N | Vegetation¦Treebranchfellonline¦ConductorOverhead¦Normal
19-0008398 | Equipment Failure/Involved | Overhead | Transformer (OH) | Broken | 2019 | Tier 2 - Elevated | Distribution Circuit | 1 | 13 | 2019-01-13 | 264434 | Sus | N | EquipmentFailureInvolved¦Overhead¦Transformer(OH)¦Broken
19-0010831 | Vegetation | Tree - fell into line | Pole-Wood | Broken, wire on ground | 2019 | Tier 2 - Elevated | Distribution Circuit | 1 | 17 | 2019-01-17 | 272081 | Sus | N | Vegetation¦Treefellintoline¦PoleWood¦Brokenwireonground
19-0010843 | Unknown Cause | Patrol - found nothing |  |  | 2019 | Tier 3 - Extreme | Distribution Circuit | 1 | 16 | 2019-01-16 | 271032 | Sus | N | UnknownCause¦Patrolfoundnothing¦¦
19-0011233 | Vegetation | Tree - branch fell on line | Conductor, Overhead | Together | 2019 | Tier 3 - Extreme | Distribution Circuit | 1 | 17 | 2019-01-17 | 272212 | Sus | N | Vegetation¦Treebranchfellonline¦ConductorOverhead¦Together
19-0011278 | Vegetation | Tree - fell into line | Conductor, Overhead | Broken, wire on ground | 2019 | Tier 3 - Extreme | Distribution Circuit | 1 | 16 | 2019-01-16 | 271061 | Sus | N | Vegetation¦Treefellintoline¦ConductorOverhead¦Brokenwireonground
19-0011301 | Vegetation | Tree - fell into line | Service conductor | Broken, wire on ground | 2019 | Tier 2 - Elevated | Distribution Circuit | 1 | 16 | 2019-01-16 | 267715 | Sus | N | Vegetation¦Treefellintoline¦Serviceconductor¦Brokenwireonground
19-0017536 | Vegetation | Tree - fell into line | Conductor, Overhead | Broken, wire on ground | 2019 | Tier 3 - Extreme | Distribution Circuit | 2 | 3 | 2019-02-03 | 288853 | Sus | N | Vegetation¦Treefellintoline¦ConductorOverhead¦Brokenwireonground
19-0017585 | Environmental/External | Lightning | Transformer | Failed/Faulted | 2019 | Tier 2 - Elevated | Transformer only | 2 | 3 | 2019-02-03 | 289029 | Sus | N | EnvironmentalExternal¦Lightning¦Transformer¦FailedFaulted
19-0018389 | Vegetation | Tree - fell into line | Pole-Wood | Broken, wire on ground | 2019 | Tier 2 - Elevated | Distribution Circuit | 2 | 4 | 2019-02-04 | 291191 | Sus | N | Vegetation¦Treefellintoline¦PoleWood¦Brokenwireonground
19-0019018 | Vegetation | Tree - fell into line | Conductor, Overhead | Normal | 2019 | Tier 3 - Extreme | Distribution Circuit | 2 | 4 | 2019-02-04 | 291136 | Sus | N | Vegetation¦Treefellintoline¦ConductorOverhead¦Normal
19-0020041 | Vegetation | Tree - fell into line | Pole-Wood | Broken, wire on ground | 2019 | Tier 2 - Elevated | Distribution Circuit | 2 | 6 | 2019-02-06 | 294500 | Sus | N | Vegetation¦Treefellintoline¦PoleWood¦Brokenwireonground
19-0021423 | Equipment Failure/Involved | Overhead | Insulator | Broken | 2019 | Tier 2 - Elevated | Distribution Circuit | 2 | 11 | 2019-02-11 | 300646 | Sus | N | EquipmentFailureInvolved¦Overhead¦Insulator¦Broken
19-0022532 | Environmental/External | Ice or snow | Conductor, Overhead | Normal | 2019 | Tier 2 - Elevated | Distribution Circuit | 2 | 13 | 2019-02-13 | 302890 | Sus | N | EnvironmentalExternal¦Iceorsnow¦ConductorOverhead¦Normal
19-0022815 | Vegetation | Tree - fell into line | Conductor, Overhead | Broken, wire on ground | 2019 | Tier 3 - Extreme | Distribution Circuit | 2 | 14 | 2019-02-14 | 306861 | Sus | N | Vegetation¦Treefellintoline¦ConductorOverhead¦Brokenwireonground
19-0022884 | Vegetation | Tree - fell into line | Crossarm, Wood | Broken | 2019 | Tier 2 - Elevated | Distribution Circuit | 2 | 14 | 2019-02-14 | 306224 | Sus | N | Vegetation¦Treefellintoline¦CrossarmWood¦Broken
19-0025224 | Unknown Cause | Patrol - found nothing |  |  | 2019 | Tier 2 - Elevated | Distribution Circuit | 2 | 14 | 2019-02-14 | 311330 | Sus | N | UnknownCause¦Patrolfoundnothing¦¦
19-0025608 | Vegetation | Tree - fell into line | Conductor, Overhead | Normal | 2019 | Tier 3 - Extreme | Distribution Circuit | 2 | 17 | 2019-02-17 | 317100 | Sus | N | Vegetation¦Treefellintoline¦ConductorOverhead¦Normal
19-0025624 | Vegetation | Tree - fell into line | Conductor, Overhead | Normal | 2019 | Tier 3 - Extreme | Distribution Circuit | 2 | 18 | 2019-02-18 | 317633 | Sus | N | Vegetation¦Treefellintoline¦ConductorOverhead¦Normal
19-0025706 | Vegetation | Tree - fell into line | Pole-Wood | Broken, wire on ground | 2019 | Tier 2 - Elevated | Distribution Circuit | 2 | 13 | 2019-02-13 | 318032 | Sus | N | Vegetation¦Treefellintoline¦PoleWood¦Brokenwireonground
19-0027068 | Equipment Failure/Involved | Overhead | Connector or Splice (OH) | Broken | 2019 | Tier 2 - Elevated | Transformer only | 2 | 21 | 2019-02-21 | 320715 | Sus | N | EquipmentFailureInvolved¦Overhead¦ConnectororSplice(OH)¦Broken
19-0035729 | 3rd Party | Other | Jumper | Broken | 2019 | Tier 3 - Extreme | Distribution Circuit | 3 | 21 | 2019-03-21 | 344701 | Sus | N | 3rdParty¦Other¦Jumper¦Broken
19-0037718 | Environmental/External | Lightning | Fuse | Failed/Faulted | 2019 | Tier 2 - Elevated | Distribution Circuit | 3 | 27 | 2019-03-27 | 348882 | Sus | N | EnvironmentalExternal¦Lightning¦Fuse¦FailedFaulted
19-0039798 | Animal | Squirrel | Lightning Arrestor | Broken | 2019 | Tier 2 - Elevated | Distribution Circuit | 4 | 4 | 2019-04-04 | 353841 | Sus | N | Animal¦Squirrel¦LightningArrestor¦Broken
19-0041056 | Vegetation | Tree - bark fell into line | Pole-Wood | Broken, wire on ground | 2019 | Tier 2 - Elevated | Distribution Circuit | 4 | 9 | 2019-04-09 | 356846 | Sus | N | Vegetation¦Treebarkfellintoline¦PoleWood¦Brokenwireonground
19-0051072 | Vegetation | Tree - branch fell on line | Conductor, Overhead | Arcing | 2019 | Tier 2 - Elevated | Distribution Circuit | 5 | 11 | 2019-05-11 | 378643 | Sus | Y | Vegetation¦Treebranchfellonline¦ConductorOverhead¦Arcing
19-0051567 | Unknown Cause | Patrol - not conducted |  |  | 2019 | Tier 2 - Elevated | Distribution Circuit | 5 | 14 | 2019-05-14 | 379803 | Sus | Y | UnknownCause¦Patrolnotconducted¦¦
19-0052494 | Vegetation | Tree - palm frond fell into line | Conductor, Overhead | Normal | 2019 | Tier 2 - Elevated | Distribution Circuit | 5 | 15 | 2019-05-15 | 381611 | Sus | Y | Vegetation¦Treepalmfrondfellintoline¦ConductorOverhead¦Normal
19-0054054 | Unknown Cause | Patrol - not conducted |  |  | 2019 | Tier 3 - Extreme | Distribution Circuit | 5 | 19 | 2019-05-19 | 385610 | Sus | Y | UnknownCause¦Patrolnotconducted¦¦
19-0056435 | Unknown Cause | Patrol - found nothing |  |  | 2019 | Tier 2 - Elevated | Distribution Circuit | 5 | 23 | 2019-05-23 | 388884 | Sus | Y | UnknownCause¦Patrolfoundnothing¦¦
19-0056547 | Vegetation | Tree - fell into line | Conductor, Overhead | Normal | 2019 | Tier 2 - Elevated | Distribution Circuit | 5 | 23 | 2019-05-23 | 389171 | Sus | Y | Vegetation¦Treefellintoline¦ConductorOverhead¦Normal
19-0057797 | 3rd Party | Vehicle | Anchor or Guy | Normal | 2019 | Tier 2 - Elevated | Distribution Circuit | 5 | 26 | 2019-05-26 | 390789 | Sus | Y | 3rdParty¦Vehicle¦AnchororGuy¦Normal
19-0068623 | Equipment Failure/Involved | Overhead | Transformer | Burned/flashed | 2019 | Tier 2 - Elevated | Transformer only | 6 | 17 | 2019-06-17 | 417601 | Sus | Y | EquipmentFailureInvolved¦Overhead¦Transformer¦Burnedflashed
19-0073436 | Animal | Squirrel | Pothead(Riser Termination) | Normal | 2019 | Tier 3 - Extreme | Distribution Circuit | 6 | 30 | 2019-06-30 | 437520 | Sus | Y | Animal¦Squirrel¦Pothead(RiserTermination)¦Normal
19-0089854 | Animal | Squirrel | Transformer (OH) | Normal | 2019 | Tier 2 - Elevated | Distribution Circuit | 8 | 20 | 2019-08-20 | 524493 | Sus | Y | Animal¦Squirrel¦Transformer(OH)¦Normal
19-0099664 | Vegetation | Tree - branch fell on line | Conductor, Overhead | Together | 2019 | Tier 3 - Extreme | Distribution Circuit | 9 | 16 | 2019-09-16 | 585096 | Sus | Y | Vegetation¦Treebranchfellonline¦ConductorOverhead¦Together
19-0106006 | Vegetation | Tree - fell into line | Conductor, Overhead | Deteriorated | 2019 | Tier 3 - Extreme | Distribution Circuit | 10 | 1 | 2019-10-01 | 633649 | Sus | Y | Vegetation¦Treefellintoline¦ConductorOverhead¦Deteriorated
19-0117729 | Equipment Failure/Involved | Overhead | Transformer (OH) | Broken | 2019 | Tier 2 - Elevated | Distribution Circuit | 10 | 26 | 2019-10-26 | 691347 | Sus | Y | EquipmentFailureInvolved¦Overhead¦Transformer(OH)¦Broken
19-0119871 | 3rd Party | Vehicle | Pole-Wood | Broken, wire on ground | 2019 | Tier 2 - Elevated | Distribution Circuit | 11 | 1 | 2019-11-01 | 697328 | Sus | Y | 3rdParty¦Vehicle¦PoleWood¦Brokenwireonground
19-0129546 | Unknown Cause | Patrol - found nothing |  |  | 2019 | Tier 2 - Elevated | Distribution Circuit | 11 | 26 | 2019-11-26 | 717774 | Sus | Y | UnknownCause¦Patrolfoundnothing¦¦
19-0130133 | Equipment Failure/Involved | Overhead | Conductor, Overhead | Broken, wire on ground | 2019 | Tier 3 - Extreme | Distribution Circuit | 11 | 27 | 2019-11-27 | 720969 | Sus | Y | EquipmentFailureInvolved¦Overhead¦ConductorOverhead¦Brokenwireonground
19-0130818 | Animal | Bird found | Conductor, Overhead | Normal | 2019 | Tier 2 - Elevated | Distribution Circuit | 11 | 28 | 2019-11-28 | 722623 | Sus | Y | Animal¦Birdfound¦ConductorOverhead¦Normal
19-0132213 | Vegetation | Tree - fell into line | Pole-Wood | Broken, wire on ground | 2019 | Tier 3 - Extreme | Distribution Circuit | 12 | 1 | 2019-12-01 | 725428 | Sus | N | Vegetation¦Treefellintoline¦PoleWood¦Brokenwireonground
19-0133526 | Equipment Failure/Involved | Underground | Transformer (UG) | Failed/Faulted | 2019 | Tier 3 - Extreme | Distribution Circuit | 12 | 4 | 2019-12-04 | 729868 | Sus | N | EquipmentFailureInvolved¦Underground¦Transformer(UG)¦FailedFaulted
19-0134827 | Unknown Cause | Patrol - found nothing |  |  | 2019 | Tier 3 - Extreme | Distribution Circuit | 12 | 7 | 2019-12-07 | 732819 | Sus | N | UnknownCause¦Patrolfoundnothing¦¦
19-0137006 | Vegetation | Tree - branch fell on line | Conductor, Overhead | Normal | 2019 | Tier 3 - Extreme | Distribution Circuit | 12 | 17 | 2019-12-17 | 744941 | Sus | N | Vegetation¦Treebranchfellonline¦ConductorOverhead¦Normal
19-0137927 | Vegetation | Tree - branch fell on line | Conductor, Overhead | Normal | 2019 | Tier 3 - Extreme | Distribution Circuit | 12 | 25 | 2019-12-25 | 750366 | Sus | N | Vegetation¦Treebranchfellonline¦ConductorOverhead¦Normal
20-0006852 | Vegetation | Tree - fell into line | Conductor, Overhead | Broken, wire on ground | 2020 | Tier 2 - Elevated | Distribution Circuit | 1 | 9 | 2020-01-09 | 757803 | Sus | N | Vegetation¦Treefellintoline¦ConductorOverhead¦Brokenwireonground
20-0010328 | Vegetation | Tree - fell into line | Conductor, Overhead | Broken, wire on ground | 2020 | Tier 3 - Extreme | Distribution Circuit | 1 | 16 | 2020-01-16 | 763363 | Sus | N | Vegetation¦Treefellintoline¦ConductorOverhead¦Brokenwireonground
20-0010661 | Vegetation | Tree - branch fell on line | Conductor, Overhead | Normal | 2020 | Tier 3 - Extreme | Distribution Circuit | 1 | 16 | 2020-01-16 | 761955 | Sus | N | Vegetation¦Treebranchfellonline¦ConductorOverhead¦Normal
20-0010986 | Equipment Failure/Involved | Overhead | Fuse | Broken | 2020 | Tier 2 - Elevated | Distribution Circuit | 1 | 17 | 2020-01-17 | 764884 | Sus | N | EquipmentFailureInvolved¦Overhead¦Fuse¦Broken
20-0011156 | Unknown Cause | Patrol - found nothing |  |  | 2020 | Tier 2 - Elevated | Distribution Circuit | 1 | 19 | 2020-01-19 | 765980 | Sus | N | UnknownCause¦Patrolfoundnothing¦¦
20-0013870 | Unknown Cause | Patrol - found nothing |  |  | 2020 | Tier 2 - Elevated | Distribution Circuit | 1 | 27 | 2020-01-27 | 770567 | Sus | N | UnknownCause¦Patrolfoundnothing¦¦
20-0019171 | Vegetation | Tree - fell into line | Conductor, Overhead | Together | 2020 | Tier 2 - Elevated | Distribution Circuit | 2 | 9 | 2020-02-09 | 781638 | Sus | N | Vegetation¦Treefellintoline¦ConductorOverhead¦Together
20-0026576 | Vegetation | Tree - grew into line | Conductor, Overhead | Normal | 2020 | Tier 3 - Extreme | Distribution Circuit | 2 | 27 | 2020-02-27 | 815633 | Sus | N | Vegetation¦Treegrewintoline¦ConductorOverhead¦Normal
20-0034602 | Unknown Cause | Patrol - found nothing |  |  | 2020 | Tier 3 - Extreme | Distribution Circuit | 3 | 20 | 2020-03-20 | 859402 | Sus | N | UnknownCause¦Patrolfoundnothing¦¦
20-0034923 | Vegetation | Tree - fell into line | Pole-Wood | Broken | 2020 | Tier 3 - Extreme | Distribution Circuit | 3 | 21 | 2020-03-21 | 859955 | Sus | N | Vegetation¦Treefellintoline¦PoleWood¦Broken
20-0035380 | Vegetation | Tree - fell into line | Conductor, Overhead | Normal | 2020 | Tier 3 - Extreme | Distribution Circuit | 3 | 23 | 2020-03-23 | 862201 | Sus | N | Vegetation¦Treefellintoline¦ConductorOverhead¦Normal
20-0035895 | Equipment Failure/Involved | Electrical Overload | Switch | Failed/Faulted | 2020 | Tier 2 - Elevated | Transformer only | 3 | 24 | 2020-03-24 | 863983 | Sus | N | EquipmentFailureInvolved¦ElectricalOverload¦Switch¦FailedFaulted
20-0038297 | Equipment Failure/Involved | Overhead | Pole-Wood | Broken | 2020 | Tier 2 - Elevated | Distribution Circuit | 4 | 3 | 2020-04-03 | 881696 | Sus | N | EquipmentFailureInvolved¦Overhead¦PoleWood¦Broken
20-0038851 | Vegetation | Tree - branch fell on line | Service conductor | Broken, wire on ground | 2020 | Tier 3 - Extreme | Distribution Circuit | 4 | 6 | 2020-04-06 | 884115 | Sus | N | Vegetation¦Treebranchfellonline¦Serviceconductor¦Brokenwireonground
20-0040275 | Animal | Bird found | Conductor, Overhead | Normal | 2020 | Tier 2 - Elevated | Distribution Circuit | 4 | 10 | 2020-04-10 | 893306 | Sus | N | Animal¦Birdfound¦ConductorOverhead¦Normal
20-0041880 | Equipment Failure/Involved | Overhead | Transformer | Failed/Faulted | 2020 | Tier 2 - Elevated | Transformer only | 4 | 16 | 2020-04-16 | 896192 | Sus | N | EquipmentFailureInvolved¦Overhead¦Transformer¦FailedFaulted
20-0043699 | Vegetation | Tree - fell into line | Other | Broken | 2020 | Tier 2 - Elevated | Distribution Circuit | 4 | 22 | 2020-04-22 | 899414 | Sus | N | Vegetation¦Treefellintoline¦Other¦Broken
20-0046963 | Equipment Failure/Involved | Overhead | Pole-Wood | Deteriorated | 2020 | Tier 2 - Elevated | Transformer only | 5 | 4 | 2020-05-04 | 906878 | Sus | Y | EquipmentFailureInvolved¦Overhead¦PoleWood¦Deteriorated
20-0047941 | Vegetation | Tree - branch fell on line | Conductor, Overhead | Broken, wire on ground | 2020 | Tier 2 - Elevated | Distribution Circuit | 5 | 6 | 2020-05-06 | 908464 | Sus | Y | Vegetation¦Treebranchfellonline¦ConductorOverhead¦Brokenwireonground
20-0056082 | Unknown Cause | Patrol - found nothing |  |  | 2020 | Tier 2 - Elevated | Distribution Circuit | 5 | 31 | 2020-05-31 | 926931 | Sus | Y | UnknownCause¦Patrolfoundnothing¦¦
20-0056614 | Animal | Other | Conductor, Overhead | Normal | 2020 | Tier 2 - Elevated | Distribution Circuit | 6 | 2 | 2020-06-02 | 928437 | Sus | Y | Animal¦Other¦ConductorOverhead¦Normal
20-0061898 | Vegetation | Tree - fell into line | Conductor, Overhead | Together | 2020 | Tier 2 - Elevated | Distribution Circuit | 6 | 16 | 2020-06-16 | 940547 | Sus | Y | Vegetation¦Treefellintoline¦ConductorOverhead¦Together
20-0065863 | Vegetation | Tree - branch fell on line | Conductor, Overhead | Normal | 2020 | Tier 2 - Elevated | Distribution Circuit | 6 | 28 | 2020-06-28 | 949511 | Sus | Y | Vegetation¦Treebranchfellonline¦ConductorOverhead¦Normal
20-0074885 | Unknown Cause | Patrol - found nothing |  |  | 2020 | Tier 2 - Elevated | Distribution Circuit | 7 | 22 | 2020-07-22 | 970197 | Sus | Y | UnknownCause¦Patrolfoundnothing¦¦
20-0076561 | Vegetation | Tree - branch fell on line | Transformer (OH) | Leaking | 2020 | Tier 3 - Extreme | Distribution Circuit | 7 | 27 | 2020-07-27 | 973157 | Sus | Y | Vegetation¦Treebranchfellonline¦Transformer(OH)¦Leaking
20-0079044 | Unknown Cause | Patrol - found nothing |  |  | 2020 | Tier 2 - Elevated | Distribution Circuit | 8 | 3 | 2020-08-03 | 977722 | Sus | Y | UnknownCause¦Patrolfoundnothing¦¦
20-0085805 | Equipment Failure/Involved | Overhead | Transformer | Failed/Faulted | 2020 | Tier 2 - Elevated | Transformer only | 8 | 17 | 2020-08-17 | 1016781 | Sus | Y | EquipmentFailureInvolved¦Overhead¦Transformer¦FailedFaulted
20-0086444 | Vegetation | Tree - branch fell on line | Transformer (OH) | Broken, wire on ground | 2020 | Tier 3 - Extreme | Distribution Circuit | 8 | 17 | 2020-08-17 | 1015994 | Sus | Y | Vegetation¦Treebranchfellonline¦Transformer(OH)¦Brokenwireonground
20-0087270 | Animal | Squirrel | Bushing | Normal | 2020 | Tier 3 - Extreme | Distribution Circuit | 8 | 19 | 2020-08-19 | 1021575 | Sus | Y | Animal¦Squirrel¦Bushing¦Normal
20-0089084 | Environmental/External | Fire, Forest/Grass | Conductor, Overhead | Normal | 2020 | Tier 2 - Elevated | Distribution Circuit | 8 | 23 | 2020-08-23 | 1027826 | Sus | Y | EnvironmentalExternal¦FireForestGrass¦ConductorOverhead¦Normal
20-0089534 | Equipment Failure/Involved | Overhead | Conductor, Overhead | Broken | 2020 | Tier 3 - Extreme | Distribution Circuit | 8 | 24 | 2020-08-24 | 1028917 | Sus | Y | EquipmentFailureInvolved¦Overhead¦ConductorOverhead¦Broken
20-0089953 | Equipment Failure/Involved | Overhead | Transformer (OH) | Failed/Faulted | 2020 | Tier 3 - Extreme | Transformer only | 8 | 25 | 2020-08-25 | 1030213 | Sus | Y | EquipmentFailureInvolved¦Overhead¦Transformer(OH)¦FailedFaulted
20-0090435 | Environmental/External | Fire, Forest/Grass | Conductor, Overhead | Normal | 2020 | Tier 3 - Extreme | Distribution Circuit | 8 | 19 | 2020-08-19 | 1033319 | Sus | Y | EnvironmentalExternal¦FireForestGrass¦ConductorOverhead¦Normal
20-0094259 | Unknown Cause | Patrol - found nothing |  |  | 2020 | Tier 2 - Elevated | Distribution Circuit | 9 | 7 | 2020-09-07 | 1058599 | Sus | Y | UnknownCause¦Patrolfoundnothing¦¦
20-0097875 | Unknown Cause | Patrol - found nothing |  |  | 2020 | Tier 3 - Extreme | Distribution Circuit | 9 | 15 | 2020-09-15 | 1073360 | Sus | Y | UnknownCause¦Patrolfoundnothing¦¦
20-0100088 | Company Initiated | Personnel, company | Relay | Malfunctioning | 2020 | Tier 2 - Elevated | Substation - Transmission | 9 | 22 | 2020-09-22 | 1087082 | Sus | Y | CompanyInitiated¦Personnelcompany¦Relay¦Malfunctioning
20-0100092 | Environmental/External | Fire, Forest/Grass | Conductor, Overhead | Burned/flashed | 2020 | Tier 3 - Extreme | Distribution Circuit | 9 | 7 | 2020-09-07 | 1087283 | Sus | Y | EnvironmentalExternal¦FireForestGrass¦ConductorOverhead¦Burnedflashed
20-0100364 | Equipment Failure/Involved | Overhead | Transformer | Failed/Faulted | 2020 | Tier 2 - Elevated | Distribution Circuit | 9 | 22 | 2020-09-22 | 1088350 | Sus | Y | EquipmentFailureInvolved¦Overhead¦Transformer¦FailedFaulted
20-0100522 | Environmental/External | Fire, Forest/Grass | Conductor, Overhead | Burned/flashed | 2020 | Tier 2 - Elevated | Distribution Circuit | 9 | 7 | 2020-09-07 | 1088947 | Sus | Y | EnvironmentalExternal¦FireForestGrass¦ConductorOverhead¦Burnedflashed
20-0106868 | Unknown Cause | Patrol - found nothing |  |  | 2020 | Tier 2 - Elevated | Distribution Circuit | 10 | 9 | 2020-10-09 | 1114289 | Sus | Y | UnknownCause¦Patrolfoundnothing¦¦
20-0107436 | Equipment Failure/Involved | Overhead | Transformer (OH) | Broken | 2020 | Tier 2 - Elevated | Transformer only | 10 | 12 | 2020-10-12 | 1115603 | Sus | Y | EquipmentFailureInvolved¦Overhead¦Transformer(OH)¦Broken
20-0112748 | Equipment Failure/Involved | Overhead | Transformer | Failed/Faulted | 2020 | Tier 3 - Extreme | Transformer only | 10 | 24 | 2020-10-24 | 1124460 | Sus | Y | EquipmentFailureInvolved¦Overhead¦Transformer¦FailedFaulted
20-0115082 | Equipment Failure/Involved | Overhead | Pole-Wood | Broken | 2020 | Tier 2 - Elevated | Distribution Circuit | 10 | 30 | 2020-10-30 | 1131907 | Sus | Y | EquipmentFailureInvolved¦Overhead¦PoleWood¦Broken
20-0120364 | Equipment Failure/Involved | Overhead | Insulator | Broken | 2020 | Tier 2 - Elevated | Distribution Circuit | 11 | 13 | 2020-11-13 | 1143185 | Sus | Y | EquipmentFailureInvolved¦Overhead¦Insulator¦Broken
20-0122498 | Equipment Failure/Involved | Overhead | Conductor, Overhead | Broken, wire on ground | 2020 | Tier 2 - Elevated | Distribution Circuit | 11 | 18 | 2020-11-18 | 1148619 | Sus | Y | EquipmentFailureInvolved¦Overhead¦ConductorOverhead¦Brokenwireonground
20-0123906 | Equipment Failure/Involved | Overhead | Connector or Splice (OH) | Broken, wire on ground | 2020 | Tier 3 - Extreme | Distribution Circuit | 11 | 22 | 2020-11-22 | 1152635 | Sus | Y | EquipmentFailureInvolved¦Overhead¦ConnectororSplice(OH)¦Brokenwireonground
20-0125878 | Unknown Cause | Patrol - found nothing |  |  | 2020 | Tier 2 - Elevated | Distribution Circuit | 11 | 30 | 2020-11-30 | 1156295 | Sus | Y | UnknownCause¦Patrolfoundnothing¦¦
20-0128245 | Animal | Bird found | Fuse | Normal | 2020 | Tier 2 - Elevated | Distribution Circuit | 12 | 6 | 2020-12-06 | 1166248 | Sus | N | Animal¦Birdfound¦Fuse¦Normal
20-0131117 | Unknown Cause | Patrol - found nothing |  |  | 2020 | Tier 2 - Elevated | Transformer only | 12 | 18 | 2020-12-18 | 1194166 | Sus | N | UnknownCause¦Patrolfoundnothing¦¦
21-0004409 | Unknown Cause | Patrol - found nothing |  |  | 2021 | Tier 2 - Elevated | Distribution Circuit | 1 | 3 | 2021-01-03 | 1202705 | Sus | N | UnknownCause¦Patrolfoundnothing¦¦
21-0004607 | Equipment Failure/Involved | Overhead | Connector or Splice (OH) | Broken | 2021 | Tier 2 - Elevated | Distribution Circuit | 1 | 4 | 2021-01-04 | 1203012 | Sus | N | EquipmentFailureInvolved¦Overhead¦ConnectororSplice(OH)¦Broken
21-0004940 | Equipment Failure/Involved | Underground | Transformer (UG) | Failed/Faulted | 2021 | Tier 2 - Elevated | Distribution Circuit | 1 | 4 | 2021-01-04 | 1204182 | Sus | N | EquipmentFailureInvolved¦Underground¦Transformer(UG)¦FailedFaulted
21-0007082 | Vegetation | Tree - branch fell on line | Pole-Wood | Broken, wire on ground | 2021 | Tier 2 - Elevated | Transformer only | 1 | 10 | 2021-01-10 | 1207860 | Sus | N | Vegetation¦Treebranchfellonline¦PoleWood¦Brokenwireonground
21-0009239 | Equipment Failure/Involved | Overhead | Transformer (OH) | Failed/Faulted | 2021 | Tier 2 - Elevated | Transformer only | 1 | 15 | 2021-01-15 | 1211157 | Sus | N | EquipmentFailureInvolved¦Overhead¦Transformer(OH)¦FailedFaulted
21-0012446 | Vegetation | Tree - fell into line | Conductor, Overhead | Broken, wire on ground | 2021 | Tier 2 - Elevated | Distribution Circuit | 1 | 19 | 2021-01-19 | 1218279 | Sus | N | Vegetation¦Treefellintoline¦ConductorOverhead¦Brokenwireonground
21-0012882 | Equipment Failure/Involved | Overhead | Transformer | Broken | 2021 | Tier 3 - Extreme | Transformer only | 1 | 22 | 2021-01-22 | 1221144 | Sus | N | EquipmentFailureInvolved¦Overhead¦Transformer¦Broken
21-0013391 | Equipment Failure/Involved | Overhead | Transformer (OH) | Broken | 2021 | Tier 3 - Extreme | Transformer only | 1 | 23 | 2021-01-23 | 1222121 | Sus | N | EquipmentFailureInvolved¦Overhead¦Transformer(OH)¦Broken
21-0013603 | Unknown Cause | Patrol - found nothing |  |  | 2021 | Tier 3 - Extreme | Distribution Circuit | 1 | 24 | 2021-01-24 | 1223387 | Sus | N | UnknownCause¦Patrolfoundnothing¦¦
21-0013933 | Equipment Failure/Involved | Overhead | Crossarm, Wood | Broken | 2021 | Tier 3 - Extreme | Distribution Circuit | 1 | 24 | 2021-01-24 | 1222794 | Sus | N | EquipmentFailureInvolved¦Overhead¦CrossarmWood¦Broken
21-0014130 | Vegetation | Tree - fell into line | Conductor, Overhead | Normal | 2021 | Tier 2 - Elevated | Distribution Circuit | 1 | 25 | 2021-01-25 | 1225026 | Sus | N | Vegetation¦Treefellintoline¦ConductorOverhead¦Normal
21-0016546 | Environmental/External | Water | Transformer | Broken | 2021 | Tier 2 - Elevated | Transformer only | 1 | 26 | 2021-01-26 | 1228830 | Sus | N | EnvironmentalExternal¦Water¦Transformer¦Broken
21-0016568 | Vegetation | Tree - fell into line | Conductor, Overhead | Broken, wire on ground | 2021 | Tier 2 - Elevated | Distribution Circuit | 1 | 27 | 2021-01-27 | 1235569 | Sus | N | Vegetation¦Treefellintoline¦ConductorOverhead¦Brokenwireonground
21-0016999 | Vegetation | Tree - branch fell on line | Crossarm, Wood | Broken | 2021 | Tier 2 - Elevated | Distribution Circuit | 1 | 27 | 2021-01-27 | 1236722 | Sus | N | Vegetation¦Treebranchfellonline¦CrossarmWood¦Broken
21-0017314 | Equipment Failure/Involved | Overhead | Crossarm, Wood | Broken | 2021 | Tier 2 - Elevated | Distribution Circuit | 1 | 28 | 2021-01-28 | 1237778 | Sus | N | EquipmentFailureInvolved¦Overhead¦CrossarmWood¦Broken
21-0018291 | Unknown Cause | Patrol - found nothing |  |  | 2021 | Tier 3 - Extreme | Distribution Circuit | 1 | 29 | 2021-01-29 | 1241492 | Sus | N | UnknownCause¦Patrolfoundnothing¦¦
21-0019189 | Equipment Failure/Involved | Overhead | Jumper | Burned Open | 2021 | Tier 3 - Extreme | Transmission line | 1 | 30 | 2021-01-30 | 1242782 | Sus | N | EquipmentFailureInvolved¦Overhead¦Jumper¦BurnedOpen
21-0029985 | 3rd Party | Tree - cutting, 3rd party | Pole-Wood | Broken, wire on ground | 2021 | Tier 2 - Elevated | Distribution Circuit | 2 | 26 | 2021-02-26 | 1262977 | Sus | N | 3rdParty¦Treecutting3rdparty¦PoleWood¦Brokenwireonground
21-0033786 | Equipment Failure/Involved | Overhead | Transformer (OH) | Failed/Faulted | 2021 | Tier 2 - Elevated | Distribution Circuit | 3 | 9 | 2021-03-09 | 1274980 | Sus | N | EquipmentFailureInvolved¦Overhead¦Transformer(OH)¦FailedFaulted
21-0035252 | Equipment Failure/Involved | Overhead | Transformer | Failed/Faulted | 2021 | Tier 2 - Elevated | Transformer only | 3 | 11 | 2021-03-11 | 1278455 | Sus | N | EquipmentFailureInvolved¦Overhead¦Transformer¦FailedFaulted
21-0035946 | 3rd Party | Tree - cutting, 3rd party | Conductor, Overhead | Broken, wire on ground | 2021 | Tier 2 - Elevated | Distribution Circuit | 3 | 12 | 2021-03-12 | 1280514 | Sus | N | 3rdParty¦Treecutting3rdparty¦ConductorOverhead¦Brokenwireonground
21-0036733 | Unknown Cause | Patrol - found nothing |  |  | 2021 | Tier 2 - Elevated | Distribution Circuit | 3 | 15 | 2021-03-15 | 1282914 | Sus | N | UnknownCause¦Patrolfoundnothing¦¦
21-0039578 | Vegetation | Tree - fell into line | Conductor, Overhead | Normal | 2021 | Tier 3 - Extreme | Distribution Circuit | 3 | 22 | 2021-03-22 | 1292660 | Sus | N | Vegetation¦Treefellintoline¦ConductorOverhead¦Normal
21-0042129 | Unknown Cause | Patrol - found nothing |  |  | 2021 | Tier 2 - Elevated | Distribution Circuit | 3 | 29 | 2021-03-29 | 1302366 | Sus | N | UnknownCause¦Patrolfoundnothing¦¦
21-0042210 | Equipment Failure/Involved | Overhead | Crossarm, Wood | Broken | 2021 | Tier 2 - Elevated | Distribution Circuit | 3 | 29 | 2021-03-29 | 1302561 | Sus | N | EquipmentFailureInvolved¦Overhead¦CrossarmWood¦Broken
21-0042401 | Vegetation | Tree - branch fell on line | Conductor, Overhead | Normal | 2021 | Tier 2 - Elevated | Distribution Circuit | 3 | 29 | 2021-03-29 | 1302751 | Sus | N | Vegetation¦Treebranchfellonline¦ConductorOverhead¦Normal
21-0043781 | Equipment Failure/Involved | Overhead | Transformer (OH) | Broken | 2021 | Tier 2 - Elevated | Transformer only | 4 | 1 | 2021-04-01 | 1305221 | Sus | N | EquipmentFailureInvolved¦Overhead¦Transformer(OH)¦Broken
21-0044104 | Equipment Failure/Involved | Overhead | Transformer (OH) | Failed/Faulted | 2021 | Tier 2 - Elevated | Transformer only | 4 | 2 | 2021-04-02 | 1305527 | Sus | N | EquipmentFailureInvolved¦Overhead¦Transformer(OH)¦FailedFaulted
21-0057846 | Equipment Failure/Involved | Overhead | Jumper | Burned Open | 2021 | Tier 2 - Elevated | Distribution Circuit | 5 | 6 | 2021-05-06 | 1342478 | Sus | Y | EquipmentFailureInvolved¦Overhead¦Jumper¦BurnedOpen
21-0059817 | Company Initiated | Construction Activity/equip, company | Fuse | Normal | 2021 | Tier 2 - Elevated | Transformer only | 5 | 11 | 2021-05-11 | 1345796 | Sus | Y | CompanyInitiated¦ConstructionActivityequipcompany¦Fuse¦Normal
21-0062704 | 3rd Party | Customer Equipment | Secondary | Burned/flashed | 2021 | Tier 2 - Elevated | Distribution Circuit | 5 | 18 | 2021-05-18 | 1352308 | Sus | Y | 3rdParty¦CustomerEquipment¦Secondary¦Burnedflashed
21-0063567 | Vegetation | Tree - fell into line | Conductor, Overhead | Broken, wire on ground | 2021 | Tier 3 - Extreme | Distribution Circuit | 5 | 19 | 2021-05-19 | 1353946 | Sus | Y | Vegetation¦Treefellintoline¦ConductorOverhead¦Brokenwireonground
21-0065335 | Equipment Failure/Involved | Overhead | Transformer (OH) | Leaking | 2021 | Tier 3 - Extreme | Transformer only | 5 | 24 | 2021-05-24 | 1357720 | Sus | Y | EquipmentFailureInvolved¦Overhead¦Transformer(OH)¦Leaking
21-0067695 | Equipment Failure/Involved | Underground | Elbow | Broken | 2021 | Tier 3 - Extreme | Distribution Circuit | 5 | 29 | 2021-05-29 | 1361118 | Sus | Y | EquipmentFailureInvolved¦Underground¦Elbow¦Broken
21-0069145 | Equipment Failure/Involved | Overhead | Connector or Splice (OH) | Broken | 2021 | Tier 2 - Elevated | Transformer only | 6 | 2 | 2021-06-02 | 1364130 | Sus | Y | EquipmentFailureInvolved¦Overhead¦ConnectororSplice(OH)¦Broken
21-0080769 | Equipment Failure/Involved | Overhead | Transformer (OH) | Deteriorated | 2021 | Tier 2 - Elevated | Transformer only | 6 | 28 | 2021-06-28 | 1386848 | Sus | Y | EquipmentFailureInvolved¦Overhead¦Transformer(OH)¦Deteriorated
21-0084132 | Animal | Squirrel | Transformer (OH) | Normal | 2021 | Tier 2 - Elevated | Distribution Circuit | 7 | 2 | 2021-07-02 | 1390432 | Sus | Y | Animal¦Squirrel¦Transformer(OH)¦Normal
21-0084463 | Equipment Failure/Involved | Underground | Conductor, Underground | Burned/flashed | 2021 | Tier 2 - Elevated | Distribution Circuit | 7 | 2 | 2021-07-02 | 1390920 | Sus | Y | EquipmentFailureInvolved¦Underground¦ConductorUnderground¦Burnedflashed
21-0084710 | Equipment Failure/Involved | Overhead | Transformer (OH) | Failed/Faulted | 2021 | Tier 2 - Elevated | Transformer only | 7 | 3 | 2021-07-03 | 1391465 | Sus | Y | EquipmentFailureInvolved¦Overhead¦Transformer(OH)¦FailedFaulted
21-0085719 | Animal | Bird found | Conductor, Overhead | Normal | 2021 | Tier 2 - Elevated | Distribution Circuit | 7 | 7 | 2021-07-07 | 1393394 | Sus | Y | Animal¦Birdfound¦ConductorOverhead¦Normal
21-0101664 | Unknown Cause | Patrol - found nothing |  |  | 2021 | Tier 3 - Extreme | Distribution Circuit | 8 | 8 | 2021-08-08 | 1437121 | Sus | Y | UnknownCause¦Patrolfoundnothing¦¦
21-0103224 | 3rd Party | Vehicle | Conductor, Overhead | Together | 2021 | Tier 2 - Elevated | Distribution Circuit | 8 | 11 | 2021-08-11 | 1440361 | Sus | Y | 3rdParty¦Vehicle¦ConductorOverhead¦Together
21-0104749 | Equipment Failure/Involved | Overhead | Conductor, Overhead | Broken | 2021 | Tier 3 - Extreme | Distribution Circuit | 8 | 15 | 2021-08-15 | 1443282 | Sus | Y | EquipmentFailureInvolved¦Overhead¦ConductorOverhead¦Broken
21-0105543 | Equipment Failure/Involved | Overhead | Transformer (OH) | Broken | 2021 | Tier 3 - Extreme | Transformer only | 8 | 17 | 2021-08-17 | 1444812 | Sus | Y | EquipmentFailureInvolved¦Overhead¦Transformer(OH)¦Broken
21-0107238 | Equipment Failure/Involved | Overhead | Pole-Wood | Broken | 2021 | Tier 2 - Elevated | Distribution Circuit | 8 | 20 | 2021-08-20 | 1448538 | Sus | Y | EquipmentFailureInvolved¦Overhead¦PoleWood¦Broken
21-0109663 | Unknown Cause | Patrol - found nothing |  |  | 2021 | Tier 2 - Elevated | Transformer only | 8 | 26 | 2021-08-26 | 1453976 | Sus | Y | UnknownCause¦Patrolfoundnothing¦¦
21-0115622 | Unknown Cause | Patrol - found nothing |  |  | 2021 | Tier 2 - Elevated | Distribution Circuit | 9 | 9 | 2021-09-09 | 1466463 | Sus | Y | UnknownCause¦Patrolfoundnothing¦¦
21-0136969 | Animal | Bird found | Conductor, Overhead | Normal | 2021 | Tier 2 - Elevated | Distribution Circuit | 10 | 24 | 2021-10-24 | 1514302 | Sus | Y | Animal¦Birdfound¦ConductorOverhead¦Normal
21-0155078 | Equipment Failure/Involved | Overhead | Transformer (OH) | Broken | 2021 | Tier 2 - Elevated | Transformer only | 12 | 5 | 2021-12-05 | 1559786 | Sus | N | EquipmentFailureInvolved¦Overhead¦Transformer(OH)¦Broken
21-0157271 | Vegetation | Tree - fell into line | Conductor, Overhead | Broken, wire on ground | 2021 | Tier 2 - Elevated | Distribution Circuit | 12 | 13 | 2021-12-13 | 1567315 | Sus | N | Vegetation¦Treefellintoline¦ConductorOverhead¦Brokenwireonground
21-0158312 | Environmental/External | Ice or snow | Connector or Splice (OH) | Broken, wire on ground | 2021 | Tier 2 - Elevated | Distribution Circuit | 12 | 15 | 2021-12-15 | 1572142 | Sus | N | EnvironmentalExternal¦Iceorsnow¦ConnectororSplice(OH)¦Brokenwireonground
21-0158456 | Unknown Cause | Patrol - found nothing |  |  | 2021 | Tier 2 - Elevated | Transmission line | 12 | 15 | 2021-12-15 | 1572712 | Sus | N | UnknownCause¦Patrolfoundnothing¦¦
21-0159396 | Unknown Cause | Patrol - found nothing |  |  | 2021 | Tier 2 - Elevated | Distribution Circuit | 12 | 17 | 2021-12-17 | 1576300 | Sus | N | UnknownCause¦Patrolfoundnothing¦¦
21-0160277 | Vegetation | Tree - fell into line | Conductor, Overhead | Normal | 2021 | Tier 3 - Extreme | Distribution Circuit | 12 | 23 | 2021-12-23 | 1579905 | Sus | N | Vegetation¦Treefellintoline¦ConductorOverhead¦Normal
21-0161495 | Vegetation | Tree - branch fell on line | Conductor, Overhead | Normal | 2021 | Tier 2 - Elevated | Distribution Circuit | 12 | 29 | 2021-12-29 | 1587844 | Sus | N | Vegetation¦Treebranchfellonline¦ConductorOverhead¦Normal
21-0161546 | Vegetation | Tree - fell into line | Conductor, Overhead | Normal | 2021 | Tier 3 - Extreme | Distribution Circuit | 12 | 29 | 2021-12-29 | 1587675 | Sus | N | Vegetation¦Treefellintoline¦ConductorOverhead¦Normal
21-0161640 | Environmental/External | Ice or snow | Recloser | Normal | 2021 | Tier 3 - Extreme | Distribution Circuit | 12 | 28 | 2021-12-28 | 1588140 | Sus | N | EnvironmentalExternal¦Iceorsnow¦Recloser¦Normal
21-0161677 | Vegetation | Tree - fell into line | Conductor, Overhead | Broken, wire on ground | 2021 | Tier 3 - Extreme | Distribution Circuit | 12 | 27 | 2021-12-27 | 1588967 | Sus | N | Vegetation¦Treefellintoline¦ConductorOverhead¦Brokenwireonground
21-0161857 | Vegetation | Tree - fell into line | Conductor, Overhead | Broken, wire on ground | 2021 | Tier 2 - Elevated | Distribution Circuit | 12 | 26 | 2021-12-26 | 1589982 | Sus | N | Vegetation¦Treefellintoline¦ConductorOverhead¦Brokenwireonground
22-0005443 | Vegetation | Tree - fell into line | Conductor, Overhead | Broken, wire on ground | 2021 | Tier 2 - Elevated | Distribution Circuit | 12 | 26 | 2021-12-26 | 1593509 | Sus | N | Vegetation¦Treefellintoline¦ConductorOverhead¦Brokenwireonground
22-0005749 | Environmental/External | Ice or snow | Conductor, Overhead | Broken, wire on ground | 2021 | Tier 3 - Extreme | Distribution Circuit | 12 | 27 | 2021-12-27 | 1594275 | Sus | N | EnvironmentalExternal¦Iceorsnow¦ConductorOverhead¦Brokenwireonground
22-0005763 | Vegetation | Tree - fell into line | Pole-Wood | Broken, wire on ground | 2021 | Tier 3 - Extreme | Distribution Circuit | 12 | 27 | 2021-12-27 | 1594321 | Sus | N | Vegetation¦Treefellintoline¦PoleWood¦Brokenwireonground
22-0007512 | Vegetation | Tree - fell into line | Transformer | Broken | 2021 | Tier 2 - Elevated | Transformer only | 12 | 27 | 2021-12-27 | 1597529 | Sus | N | Vegetation¦Treefellintoline¦Transformer¦Broken
22-0008928 | Vegetation | Tree - grew into line | Conductor, Overhead | Normal | 2022 | Tier 2 - Elevated | Distribution Circuit | 1 | 12 | 2022-01-12 | 1600854 | Sus | N | Vegetation¦Treegrewintoline¦ConductorOverhead¦Normal
22-0014475 | Vegetation | Other ground vegetation | Conductor, Overhead | Normal | 2022 | Tier 2 - Elevated | Distribution Circuit | 1 | 26 | 2022-01-26 | 1612574 | Sus | N | Vegetation¦Othergroundvegetation¦ConductorOverhead¦Normal
22-0014765 | Vegetation | Tree - fell into line | Conductor, Overhead | Broken, wire on ground | 2022 | Tier 3 - Extreme | Distribution Circuit | 1 | 26 | 2022-01-26 | 1613116 | Sus | N | Vegetation¦Treefellintoline¦ConductorOverhead¦Brokenwireonground
22-0016871 | Vegetation | Tree - fell into line | Conductor, Overhead | Normal | 2022 | Tier 2 - Elevated | Distribution Circuit | 2 | 1 | 2022-02-01 | 1617916 | Sus | N | Vegetation¦Treefellintoline¦ConductorOverhead¦Normal
22-0017324 | Unknown Cause | Patrol - found nothing |  |  | 2022 | Tier 2 - Elevated | Distribution Circuit | 2 | 2 | 2022-02-02 | 1618787 | Sus | N | UnknownCause¦Patrolfoundnothing¦¦
22-0023254 | Equipment Failure/Involved | Overhead | Lightning Arrestor | Arcing | 2022 | Tier 2 - Elevated | Transformer only | 2 | 16 | 2022-02-16 | 1629535 | Sus | N | EquipmentFailureInvolved¦Overhead¦LightningArrestor¦Arcing
22-0026057 | Unknown Cause | Patrol - not conducted |  |  | 2022 | Tier 2 - Elevated | Distribution Circuit | 2 | 23 | 2022-02-23 | 1635176 | Sus | N | UnknownCause¦Patrolnotconducted¦¦
22-0029426 | Unknown Cause | Patrol - found nothing |  |  | 2022 | Tier 2 - Elevated | Distribution Circuit | 3 | 3 | 2022-03-03 | 1641466 | Sus | N | UnknownCause¦Patrolfoundnothing¦¦
22-0030120 | Unknown Cause | Patrol - found nothing |  |  | 2022 | Tier 2 - Elevated | Transformer only | 3 | 4 | 2022-03-04 | 1642333 | Sus | N | UnknownCause¦Patrolfoundnothing¦¦
22-0030482 | Vegetation | Tree - fell into line | Conductor, Overhead | Broken, wire on ground | 2022 | Tier 2 - Elevated | Distribution Circuit | 3 | 6 | 2022-03-06 | 1643597 | Sus | N | Vegetation¦Treefellintoline¦ConductorOverhead¦Brokenwireonground
22-0030555 | Vegetation | Tree - branch fell on line | Conductor, Overhead | Normal | 2022 | Tier 2 - Elevated | Distribution Circuit | 3 | 7 | 2022-03-07 | 1643689 | Sus | N | Vegetation¦Treebranchfellonline¦ConductorOverhead¦Normal
22-0060036 | Vegetation | Tree - fell into line | Conductor, Overhead | Normal | 2022 | Tier 3 - Extreme | Distribution Circuit | 5 | 10 | 2022-05-10 | 1692554 | Sus | Y | Vegetation¦Treefellintoline¦ConductorOverhead¦Normal
22-0062673 | Equipment Failure/Involved | Underground | Conductor, Underground | Broken | 2022 | Tier 2 - Elevated | Distribution Circuit | 5 | 16 | 2022-05-16 | 1697796 | Sus | Y | EquipmentFailureInvolved¦Underground¦ConductorUnderground¦Broken
22-0064163 | Unknown Cause | Patrol - found nothing |  |  | 2022 | Tier 2 - Elevated | Transmission line | 5 | 19 | 2022-05-19 | 1704806 | Sus | Y | UnknownCause¦Patrolfoundnothing¦¦
22-0067275 | Vegetation | Tree - branch fell on line | Conductor, Overhead | Broken, wire on ground | 2022 | Tier 3 - Extreme | Distribution Circuit | 5 | 26 | 2022-05-26 | 1712145 | Sus | Y | Vegetation¦Treebranchfellonline¦ConductorOverhead¦Brokenwireonground
22-0076143 | Animal | Squirrel | Bushing | Normal | 2022 | Tier 2 - Elevated | Distribution Circuit | 6 | 20 | 2022-06-20 | 1735729 | Sus | Y | Animal¦Squirrel¦Bushing¦Normal
22-0079250 | Equipment Failure/Involved | Underground | Conductor, Underground | Broken | 2022 | Tier 2 - Elevated | Distribution Circuit | 6 | 27 | 2022-06-27 | 1743827 | Sus | Y | EquipmentFailureInvolved¦Underground¦ConductorUnderground¦Broken
22-0081197 | Vegetation | Tree - fell into line | Conductor, Overhead | Normal | 2022 | Tier 2 - Elevated | Distribution Circuit | 7 | 1 | 2022-07-01 | 1747354 | Sus | Y | Vegetation¦Treefellintoline¦ConductorOverhead¦Normal
22-0088798 | Equipment Failure/Involved | Overhead | Transformer | Failed/Faulted | 2022 | Tier 2 - Elevated | Transformer only | 7 | 22 | 2022-07-22 | 1763247 | Sus | Y | EquipmentFailureInvolved¦Overhead¦Transformer¦FailedFaulted
22-0089078 | Equipment Failure/Involved | Overhead | Connector or Splice (OH) | Arcing | 2022 | Tier 2 - Elevated | Distribution Circuit | 7 | 23 | 2022-07-23 | 1764212 | Sus | Y | EquipmentFailureInvolved¦Overhead¦ConnectororSplice(OH)¦Arcing
22-0091052 | Unknown Cause | Patrol - found nothing |  |  | 2022 | Tier 2 - Elevated | Distribution Circuit | 7 | 28 | 2022-07-28 | 1767644 | Sus | Y | UnknownCause¦Patrolfoundnothing¦¦
22-0098200 | Equipment Failure/Involved | Overhead | Conductor, Overhead | Deteriorated | 2022 | Tier 2 - Elevated | Distribution Circuit | 8 | 16 | 2022-08-16 | 1782415 | Sus | Y | EquipmentFailureInvolved¦Overhead¦ConductorOverhead¦Deteriorated
22-0109749 | Vegetation | Tree - fell into line | Pole-Wood | Broken | 2022 | Tier 2 - Elevated | Transformer only | 9 | 13 | 2022-09-13 | 1810271 | Sus | Y | Vegetation¦Treefellintoline¦PoleWood¦Broken
22-0111688 | Vegetation | Tree - branch fell on line | Conductor, Overhead | Normal | 2022 | Tier 3 - Extreme | Distribution Circuit | 9 | 18 | 2022-09-18 | 1814414 | Sus | Y | Vegetation¦Treebranchfellonline¦ConductorOverhead¦Normal
22-0116365 | Vegetation | Tree - branch fell on line | Conductor, Overhead | Normal | 2022 | Zone 1 - HHZ | Distribution Circuit | 9 | 29 | 2022-09-29 | 1824490 | Sus | Y | Vegetation¦Treebranchfellonline¦ConductorOverhead¦Normal
22-0121922 | Equipment Failure/Involved | Overhead | Pole-Wood | Deteriorated | 2022 | Tier 3 - Extreme | Transformer only | 10 | 16 | 2022-10-16 | 1838478 | Sus | Y | EquipmentFailureInvolved¦Overhead¦PoleWood¦Deteriorated
22-0122004 | Unknown Cause | Patrol - found nothing |  |  | 2022 | Tier 2 - Elevated | Distribution Circuit | 10 | 17 | 2022-10-17 | 1838756 | Sus | Y | UnknownCause¦Patrolfoundnothing¦¦
22-0127056 | Vegetation | Tree - fell into line | Conductor, Overhead | Together | 2022 | Tier 3 - Extreme | Distribution Circuit | 11 | 2 | 2022-11-02 | 1851585 | Sus | Y | Vegetation¦Treefellintoline¦ConductorOverhead¦Together
22-0129666 | Vegetation | Tree - fell into line | Conductor, Overhead | Normal | 2022 | Tier 2 - Elevated | Distribution Circuit | 11 | 9 | 2022-11-09 | 1858933 | Sus | Y | Vegetation¦Treefellintoline¦ConductorOverhead¦Normal
22-0132104 | Equipment Failure/Involved | Overhead | Fuse | Broken | 2022 | Tier 2 - Elevated | Transformer only | 11 | 17 | 2022-11-17 | 1864580 | Sus | Y | EquipmentFailureInvolved¦Overhead¦Fuse¦Broken
22-0135473 | 3rd Party | Vehicle | Pole-Wood | Broken, wire on ground | 2022 | Tier 2 - Elevated | Distribution Circuit | 12 | 1 | 2022-12-01 | 1872810 | Sus | N | 3rdParty¦Vehicle¦PoleWood¦Brokenwireonground
22-0135475 | Unknown Cause | Patrol - found nothing |  |  | 2022 | Tier 2 - Elevated | Distribution Circuit | 12 | 1 | 2022-12-01 | 1872905 | Sus | N | UnknownCause¦Patrolfoundnothing¦¦
22-0136345 | Vegetation | Tree - fell into line | Conductor, Overhead | Broken, wire on ground | 2022 | Tier 2 - Elevated | Distribution Circuit | 12 | 3 | 2022-12-03 | 1875361 | Sus | N | Vegetation¦Treefellintoline¦ConductorOverhead¦Brokenwireonground
22-0138219 | Vegetation | Tree - fell into line | Pole-Wood | Broken, wire on ground | 2022 | Tier 3 - Extreme | Distribution Circuit | 12 | 10 | 2022-12-10 | 1881210 | Sus | N | Vegetation¦Treefellintoline¦PoleWood¦Brokenwireonground
22-0138456 | Vegetation | Tree - branch fell on line | Conductor, Overhead | Broken, wire on ground | 2022 | Tier 3 - Extreme | Distribution Circuit | 12 | 10 | 2022-12-10 | 1881941 | Sus | N | Vegetation¦Treebranchfellonline¦ConductorOverhead¦Brokenwireonground
22-0141655 | Vegetation | Tree - fell into line | Conductor, Overhead | Broken, wire on ground | 2022 | Tier 2 - Elevated | Distribution Circuit | 12 | 27 | 2022-12-27 | 1898317 | Sus | N | Vegetation¦Treefellintoline¦ConductorOverhead¦Brokenwireonground
22-0141666 | Equipment Failure/Involved | Overhead | Pole-Wood | Broken | 2022 | Tier 3 - Extreme | Distribution Circuit | 12 | 27 | 2022-12-27 | 1899173 | Sus | N | EquipmentFailureInvolved¦Overhead¦PoleWood¦Broken
22-0141916 | Equipment Failure/Involved | Overhead | Transformer (OH) | Failed/Faulted | 2022 | Tier 2 - Elevated | Distribution Circuit | 12 | 28 | 2022-12-28 | 1900341 | Sus | N | EquipmentFailureInvolved¦Overhead¦Transformer(OH)¦FailedFaulted
15-0009419 | Equipment Failure/Involved | Other | Other | Broken | 2015 | Tier 3 - Extreme | Distribution Circuit | 2 | 5 | 2015-02-05 | 1172476 | Sus | N | EquipmentFailureInvolved¦Other¦Other¦Broken
15-0012567 | Vegetation | Tree - fell into line | Conductor, Overhead | Broken, wire on ground | 2015 | Tier 2 - Elevated | Distribution Circuit | 2 | 10 | 2015-02-10 | 1187546 | Sus | N | Vegetation¦Treefellintoline¦ConductorOverhead¦Brokenwireonground
15-0015729 | Vegetation | Tree - fell into line | Pole-Wood | Broken, wire on ground | 2015 | Tier 3 - Extreme | Distribution Circuit | 2 | 25 | 2015-02-25 | 1195846 | Sus | N | Vegetation¦Treefellintoline¦PoleWood¦Brokenwireonground
15-0020010 | Equipment Failure/Involved | Other | Transformer | Failed/Faulted | 2015 | Tier 3 - Extreme | Distribution Circuit | 3 | 17 | 2015-03-17 | 1204467 | Sus | N | EquipmentFailureInvolved¦Other¦Transformer¦FailedFaulted
15-0020027 | Unknown Cause | Patrol - found nothing |  |  | 2015 | Tier 2 - Elevated | Distribution Circuit | 3 | 17 | 2015-03-17 | 1204551 | Sus | N | UnknownCause¦Patrolfoundnothing¦¦
15-0032411 | Unknown Cause | Patrol - not conducted |  |  | 2015 | Tier 2 - Elevated | Distribution Circuit | 5 | 7 | 2015-05-07 | 1230415 | Sus | Y | UnknownCause¦Patrolnotconducted¦¦
15-0032988 | Equipment Failure/Involved | Electrical Overload | Transformer (OH) | Normal | 2015 | Tier 3 - Extreme | Transformer only | 5 | 8 | 2015-05-08 | 1231728 | Sus | Y | EquipmentFailureInvolved¦ElectricalOverload¦Transformer(OH)¦Normal
15-0039447 | 3rd Party | Vehicle | Conductor, Overhead | Normal | 2015 | Tier 3 - Extreme | Distribution Circuit | 6 | 8 | 2015-06-08 | 1245885 | Sus | Y | 3rdParty¦Vehicle¦ConductorOverhead¦Normal
15-0047751 | Vegetation | Tree - fell into line | Conductor, Overhead | Together | 2015 | Tier 3 - Extreme | Distribution Circuit | 7 | 15 | 2015-07-15 | 1268647 | Sus | Y | Vegetation¦Treefellintoline¦ConductorOverhead¦Together
15-0049533 | Equipment Failure/Involved | Overhead | Transformer | Failed/Faulted | 2015 | Tier 2 - Elevated | Transformer only | 7 | 21 | 2015-07-21 | 1274553 | Sus | Y | EquipmentFailureInvolved¦Overhead¦Transformer¦FailedFaulted
15-0052673 | Unknown Cause | Patrol - found nothing |  |  | 2015 | Tier 3 - Extreme | Distribution Circuit | 8 | 4 | 2015-08-04 | 1282547 | Sus | Y | UnknownCause¦Patrolfoundnothing¦¦
15-0053572 | Environmental/External | Lightning | Transformer | Failed/Faulted | 2015 | Tier 2 - Elevated | Transformer only | 8 | 6 | 2015-08-06 | 1284503 | Sus | Y | EnvironmentalExternal¦Lightning¦Transformer¦FailedFaulted
15-0054060 | Animal | Squirrel | Transformer | Failed/Faulted | 2015 | Tier 2 - Elevated | Transformer only | 8 | 10 | 2015-08-10 | 1285859 | Sus | Y | Animal¦Squirrel¦Transformer¦FailedFaulted
15-0056204 | Equipment Failure/Involved | Overhead | Transformer | Failed/Faulted | 2015 | Tier 3 - Extreme | Transformer only | 8 | 19 | 2015-08-19 | 1291784 | Sus | Y | EquipmentFailureInvolved¦Overhead¦Transformer¦FailedFaulted
15-0057574 | Vegetation | Tree - fell into line | Conductor, Overhead | Normal | 2015 | Tier 3 - Extreme | Distribution Circuit | 8 | 26 | 2015-08-26 | 1295076 | Sus | Y | Vegetation¦Treefellintoline¦ConductorOverhead¦Normal
15-0059084 | 3rd Party | Tree - cutting, 3rd party | Conductor, Overhead | Broken, wire on ground | 2015 | Tier 2 - Elevated | Distribution Circuit | 9 | 3 | 2015-09-03 | 1299525 | Sus | Y | 3rdParty¦Treecutting3rdparty¦ConductorOverhead¦Brokenwireonground
15-0067057 | Unknown Cause | Patrol - found nothing |  |  | 2015 | Tier 2 - Elevated | Distribution Circuit | 10 | 1 | 2015-10-01 | 1314638 | Sus | Y | UnknownCause¦Patrolfoundnothing¦¦
15-0067105 | Equipment Failure/Involved | Overhead | Fuse | Failed/Faulted | 2015 | Tier 3 - Extreme | Distribution Circuit | 10 | 1 | 2015-10-01 | 1314802 | Sus | Y | EquipmentFailureInvolved¦Overhead¦Fuse¦FailedFaulted
15-0070597 | Environmental/External | Lightning | Transformer | Failed/Faulted | 2015 | Tier 2 - Elevated | Transformer only | 10 | 15 | 2015-10-15 | 1322658 | Sus | Y | EnvironmentalExternal¦Lightning¦Transformer¦FailedFaulted
15-0071956 | 3rd Party | Tree - cutting, 3rd party | Fuse | Normal | 2015 | Tier 3 - Extreme | Distribution Circuit | 10 | 19 | 2015-10-19 | 1326164 | Sus | Y | 3rdParty¦Treecutting3rdparty¦Fuse¦Normal
15-0074280 | Animal | Other | Crossarm, Wood | Normal | 2015 | Tier 2 - Elevated | Distribution Circuit | 10 | 30 | 2015-10-30 | 1331452 | Sus | Y | Animal¦Other¦CrossarmWood¦Normal
15-0078680 | Equipment Failure/Involved | Overhead | Conductor, Overhead | Broken | 2015 | Tier 2 - Elevated | Distribution Circuit | 11 | 17 | 2015-11-17 | 1344170 | Sus | Y | EquipmentFailureInvolved¦Overhead¦ConductorOverhead¦Broken
15-0084086 | Unknown Cause | Patrol - not conducted |  |  | 2015 | Tier 2 - Elevated | Distribution Circuit | 12 | 10 | 2015-12-10 | 1358173 | Sus | N | UnknownCause¦Patrolnotconducted¦¦
15-0084576 | Vegetation | Tree - fell into line | Conductor, Overhead | Broken, wire on ground | 2015 | Tier 2 - Elevated | Distribution Circuit | 12 | 13 | 2015-12-13 | 1359857 | Sus | N | Vegetation¦Treefellintoline¦ConductorOverhead¦Brokenwireonground
15-0087029 | Equipment Failure/Involved | Overhead | Transformer (OH) | Broken | 2015 | Tier 3 - Extreme | Distribution Circuit | 12 | 23 | 2015-12-23 | 1370545 | Sus | N | EquipmentFailureInvolved¦Overhead¦Transformer(OH)¦Broken
15-0087106 | 3rd Party | Vehicle | Conductor, Overhead | Broken, wire on ground | 2015 | Tier 2 - Elevated | Distribution Circuit | 12 | 24 | 2015-12-24 | 1370952 | Sus | N | 3rdParty¦Vehicle¦ConductorOverhead¦Brokenwireonground
15-0087141 | Equipment Failure/Involved | Overhead | Conductor, Overhead | Broken, wire on ground | 2015 | Tier 3 - Extreme | Distribution Circuit | 12 | 24 | 2015-12-24 | 1371213 | Sus | N | EquipmentFailureInvolved¦Overhead¦ConductorOverhead¦Brokenwireonground
16-0005039 | Vegetation | Tree - branch fell on line | Transformer | Leaking | 2016 | Tier 3 - Extreme | Transformer only | 1 | 13 | 2016-01-13 | 1382671 | Sus | N | Vegetation¦Treebranchfellonline¦Transformer¦Leaking
16-0007688 | Unknown Cause | Patrol - found nothing |  |  | 2016 | Tier 2 - Elevated | Distribution Circuit | 1 | 23 | 2016-01-23 | 1390464 | Sus | N | UnknownCause¦Patrolfoundnothing¦¦
16-0009900 | Vegetation | Tree - branch fell on line | Conductor, Overhead | Normal | 2016 | Tier 2 - Elevated | Distribution Circuit | 2 | 1 | 2016-02-01 | 1396572 | Sus | N | Vegetation¦Treebranchfellonline¦ConductorOverhead¦Normal
16-0010893 | Equipment Failure/Involved | Overhead | Crossarm, Wood | Broken | 2016 | Tier 3 - Extreme | Distribution Circuit | 2 | 5 | 2016-02-05 | 1398819 | Sus | N | EquipmentFailureInvolved¦Overhead¦CrossarmWood¦Broken
16-0013414 | Vegetation | Tree - fell into line | Pole-Wood | Broken | 2016 | Tier 2 - Elevated | Distribution Circuit | 2 | 17 | 2016-02-17 | 1406439 | Sus | N | Vegetation¦Treefellintoline¦PoleWood¦Broken
16-0014527 | Vegetation | Tree - fell into line | Pole-Wood | Broken, wire on ground | 2016 | Tier 3 - Extreme | Distribution Circuit | 2 | 21 | 2016-02-21 | 1409940 | Sus | N | Vegetation¦Treefellintoline¦PoleWood¦Brokenwireonground
16-0017366 | Vegetation | Tree - fell into line | Secondary | Broken, wire on ground | 2016 | Tier 3 - Extreme | Distribution Circuit | 3 | 4 | 2016-03-04 | 1416200 | Sus | N | Vegetation¦Treefellintoline¦Secondary¦Brokenwireonground
16-0018522 | Vegetation | Tree - fell into line | Pole-Wood | Broken, wire on ground | 2016 | Tier 3 - Extreme | Distribution Circuit | 3 | 6 | 2016-03-06 | 1422095 | Sus | N | Vegetation¦Treefellintoline¦PoleWood¦Brokenwireonground
16-0018752 | Vegetation | Tree - branch fell on line | Conductor, Overhead | Broken, wire on ground | 2016 | Tier 2 - Elevated | Distribution Circuit | 3 | 7 | 2016-03-07 | 1423471 | Sus | N | Vegetation¦Treebranchfellonline¦ConductorOverhead¦Brokenwireonground
16-0018752 | Vegetation | Tree - branch fell on line | Conductor, Overhead | Broken, wire on ground | 2016 | Tier 2 - Elevated | Distribution Circuit | 3 | 7 | 2016-03-07 | 1423471 | Sus | N | Vegetation¦Treebranchfellonline¦ConductorOverhead¦Brokenwireonground
16-0021182 | Equipment Failure/Involved | Overhead | Insulator | Broken | 2016 | Tier 2 - Elevated | Distribution Circuit | 3 | 14 | 2016-03-14 | 1431025 | Sus | N | EquipmentFailureInvolved¦Overhead¦Insulator¦Broken
16-0021234 | Environmental/External | Flood/Erosion | Conductor, Overhead | Broken, wire on ground | 2016 | Tier 3 - Extreme | Distribution Circuit | 3 | 14 | 2016-03-14 | 1431177 | Sus | N | EnvironmentalExternal¦FloodErosion¦ConductorOverhead¦Brokenwireonground
16-0021824 | Environmental/External | Flood/Erosion | Pole-Wood | Broken, wire on ground | 2016 | Tier 2 - Elevated | Distribution Circuit | 3 | 16 | 2016-03-16 | 1432344 | Sus | N | EnvironmentalExternal¦FloodErosion¦PoleWood¦Brokenwireonground
16-0022881 | Unknown Cause | Patrol - found nothing |  |  | 2016 | Tier 3 - Extreme | Transformer only | 3 | 21 | 2016-03-21 | 1435041 | Sus | N | UnknownCause¦Patrolfoundnothing¦¦
16-0024716 | Equipment Failure/Involved | Overhead | Insulator | Broken | 2016 | Tier 3 - Extreme | Distribution Circuit | 3 | 29 | 2016-03-29 | 1440867 | Sus | N | EquipmentFailureInvolved¦Overhead¦Insulator¦Broken
16-0024900 | 3rd Party | Vandalism | Pole-Wood | Broken, wire on ground | 2016 | Tier 2 - Elevated | Distribution Circuit | 3 | 30 | 2016-03-30 | 1441373 | Sus | N | 3rdParty¦Vandalism¦PoleWood¦Brokenwireonground
16-0025540 | Equipment Failure/Involved | Underground | Secondary | Broken | 2016 | Tier 3 - Extreme | Transformer only | 4 | 1 | 2016-04-01 | 1442794 | Sus | N | EquipmentFailureInvolved¦Underground¦Secondary¦Broken
16-0032157 | Environmental/External | Lightning | Transformer (OH) | Failed/Faulted | 2016 | Tier 2 - Elevated | Transformer only | 4 | 27 | 2016-04-27 | 1460598 | Sus | N | EnvironmentalExternal¦Lightning¦Transformer(OH)¦FailedFaulted
16-0039691 | Equipment Failure/Involved | Overhead | Transformer | Failed/Faulted | 2016 | Tier 2 - Elevated | Transformer only | 5 | 30 | 2016-05-30 | 1479091 | Sus | Y | EquipmentFailureInvolved¦Overhead¦Transformer¦FailedFaulted
16-0043186 | Equipment Failure/Involved | Overhead | Jumper | Broken | 2016 | Tier 2 - Elevated | Distribution Circuit | 6 | 14 | 2016-06-14 | 1488756 | Sus | Y | EquipmentFailureInvolved¦Overhead¦Jumper¦Broken
16-0045167 | Animal | Bird found | Insulator | Broken | 2016 | Tier 2 - Elevated | Distribution Circuit | 6 | 22 | 2016-06-22 | 1494274 | Sus | Y | Animal¦Birdfound¦Insulator¦Broken
16-0045562 | Animal | Squirrel | Fuse | Failed/Faulted | 2016 | Tier 3 - Extreme | Distribution Circuit | 6 | 24 | 2016-06-24 | 1495126 | Sus | Y | Animal¦Squirrel¦Fuse¦FailedFaulted
16-0049961 | Equipment Failure/Involved | Overhead | Conductor, Overhead | Annealed | 2016 | Tier 2 - Elevated | Distribution Circuit | 7 | 14 | 2016-07-14 | 1510113 | Sus | Y | EquipmentFailureInvolved¦Overhead¦ConductorOverhead¦Annealed
16-0053031 | Equipment Failure/Involved | Overhead | Transformer | Failed/Faulted | 2016 | Tier 2 - Elevated | Transformer only | 7 | 27 | 2016-07-27 | 1517168 | Sus | Y | EquipmentFailureInvolved¦Overhead¦Transformer¦FailedFaulted
16-0054431 | Animal | Squirrel | Jumper | Normal | 2016 | Tier 2 - Elevated | Distribution Circuit | 8 | 2 | 2016-08-02 | 1520383 | Sus | Y | Animal¦Squirrel¦Jumper¦Normal
16-0056264 | 3rd Party | Vehicle | Pole-Wood | Broken | 2016 | Tier 2 - Elevated | Distribution Circuit | 8 | 10 | 2016-08-10 | 1524296 | Sus | Y | 3rdParty¦Vehicle¦PoleWood¦Broken
16-0059475 | Equipment Failure/Involved | Underground | Transformer (UG) | Failed/Faulted | 2016 | Tier 3 - Extreme | Distribution Circuit | 8 | 23 | 2016-08-23 | 1531072 | Sus | Y | EquipmentFailureInvolved¦Underground¦Transformer(UG)¦FailedFaulted
16-0064312 | Equipment Failure/Involved | Other |  | Failed/Faulted | 2016 | Tier 3 - Extreme | Transformer only | 9 | 13 | 2016-09-13 | 1540907 | Sus | Y | EquipmentFailureInvolved¦Other¦¦FailedFaulted
16-0069110 | Environmental/External | Lightning | Conductor, Overhead | Broken, wire on ground | 2016 | Tier 3 - Extreme | Distribution Circuit | 10 | 2 | 2016-10-02 | 1551783 | Sus | Y | EnvironmentalExternal¦Lightning¦ConductorOverhead¦Brokenwireonground
16-0070061 | Unknown Cause | Patrol - found nothing |  |  | 2016 | Tier 2 - Elevated | Distribution Circuit | 10 | 6 | 2016-10-06 | 1553818 | Sus | Y | UnknownCause¦Patrolfoundnothing¦¦
16-0076288 | 3rd Party | Vehicle | Pole-Wood | Broken, wire on ground | 2016 | Tier 3 - Extreme | Distribution Circuit | 10 | 28 | 2016-10-28 | 1571647 | Sus | Y | 3rdParty¦Vehicle¦PoleWood¦Brokenwireonground
16-0078027 | Unknown Cause | Patrol - found nothing |  |  | 2016 | Tier 2 - Elevated | Distribution Circuit | 11 | 4 | 2016-11-04 | 1576341 | Sus | Y | UnknownCause¦Patrolfoundnothing¦¦
16-0079119 | Equipment Failure/Involved | Overhead | Transformer | Failed/Faulted | 2016 | Tier 3 - Extreme | Transformer only | 11 | 10 | 2016-11-10 | 1579157 | Sus | Y | EquipmentFailureInvolved¦Overhead¦Transformer¦FailedFaulted
16-0085016 | Equipment Failure/Involved | Overhead | Pole-Wood | Broken, wire on ground | 2016 | Tier 2 - Elevated | Distribution Circuit | 12 | 10 | 2016-12-10 | 1599385 | Sus | N | EquipmentFailureInvolved¦Overhead¦PoleWood¦Brokenwireonground
17-0004648 | Vegetation | Tree - branch fell on line | Conductor, Overhead | Broken, wire on ground | 2017 | Tier 3 - Extreme | Distribution Circuit | 1 | 7 | 2017-01-07 | 1621574 | Sus | N | Vegetation¦Treebranchfellonline¦ConductorOverhead¦Brokenwireonground
17-0005270 | Unknown Cause | Patrol - found nothing |  |  | 2017 | Tier 3 - Extreme | Distribution Circuit | 1 | 8 | 2017-01-08 | 1622752 | Sus | N | UnknownCause¦Patrolfoundnothing¦¦
17-0005322 | Equipment Failure/Involved | Overhead | Insulator | Broken | 2017 | Tier 2 - Elevated | Transmission line | 1 | 8 | 2017-01-08 | 1626708 | Sus | N | EquipmentFailureInvolved¦Overhead¦Insulator¦Broken
17-0005483 | Vegetation | Tree - fell into line | Conductor, Overhead | Broken | 2017 | Tier 3 - Extreme | Distribution Circuit | 1 | 8 | 2017-01-08 | 1626352 | Sus | N | Vegetation¦Treefellintoline¦ConductorOverhead¦Broken
17-0005966 | Environmental/External | Flood/Erosion | Conductor, Overhead | Broken, wire on ground | 2017 | Tier 2 - Elevated | Distribution Circuit | 1 | 9 | 2017-01-09 | 1630615 | Sus | N | EnvironmentalExternal¦FloodErosion¦ConductorOverhead¦Brokenwireonground
17-0007932 | Equipment Failure/Involved | Overhead | Transformer | Broken | 2017 | Tier 2 - Elevated | Transformer only | 1 | 11 | 2017-01-11 | 1639474 | Sus | N | EquipmentFailureInvolved¦Overhead¦Transformer¦Broken
17-0010359 | Vegetation | Tree - branch fell on line | Conductor, Overhead | Contaminated | 2017 | Tier 2 - Elevated | Transformer only | 1 | 18 | 2017-01-18 | 1648027 | Sus | N | Vegetation¦Treebranchfellonline¦ConductorOverhead¦Contaminated
17-0010473 | Unknown Cause | Patrol - not conducted |  |  | 2017 | Tier 2 - Elevated | Distribution Circuit | 1 | 18 | 2017-01-18 | 1647464 | Sus | N | UnknownCause¦Patrolnotconducted¦¦
17-0010902 | Vegetation | Tree - branch fell on line | Transformer | Leaking | 2017 | Tier 2 - Elevated | Transformer only | 1 | 18 | 2017-01-18 | 1648883 | Sus | N | Vegetation¦Treebranchfellonline¦Transformer¦Leaking
17-0011511 | Vegetation | Tree - fell into line | Conductor, Overhead | Broken, wire on ground | 2017 | Tier 2 - Elevated | Distribution Circuit | 1 | 20 | 2017-01-20 | 1653293 | Sus | N | Vegetation¦Treefellintoline¦ConductorOverhead¦Brokenwireonground
17-0013115 | Equipment Failure/Involved | Overhead | Conductor, Overhead | Broken, wire on ground | 2017 | Tier 2 - Elevated | Distribution Circuit | 1 | 22 | 2017-01-22 | 1660898 | Sus | N | EquipmentFailureInvolved¦Overhead¦ConductorOverhead¦Brokenwireonground
17-0013291 | Vegetation | Tree - branch fell on line | Conductor, Overhead | Normal | 2017 | Tier 2 - Elevated | Distribution Circuit | 1 | 22 | 2017-01-22 | 1660915 | Sus | N | Vegetation¦Treebranchfellonline¦ConductorOverhead¦Normal
17-0014382 | Unknown Cause | Patrol - found nothing |  |  | 2017 | Tier 3 - Extreme | Distribution Circuit | 1 | 24 | 2017-01-24 | 1665687 | Sus | N | UnknownCause¦Patrolfoundnothing¦¦
17-0014442 | Vegetation | Tree - fell into line | Conductor, Overhead | Normal | 2017 | Tier 2 - Elevated | Transmission line | 1 | 24 | 2017-01-24 | 1665929 | Sus | N | Vegetation¦Treefellintoline¦ConductorOverhead¦Normal
17-0015774 | Equipment Failure/Involved | Overhead |  | Failed/Faulted | 2017 | Tier 3 - Extreme | Transformer only | 1 | 27 | 2017-01-27 | 1668700 | Sus | N | EquipmentFailureInvolved¦Overhead¦¦FailedFaulted
17-0016865 | Equipment Failure/Involved | Overhead | Secondary | Broken | 2017 | Tier 2 - Elevated | Transformer only | 2 | 2 | 2017-02-02 | 1672675 | Sus | N | EquipmentFailureInvolved¦Overhead¦Secondary¦Broken
17-0017365 | Equipment Failure/Involved | Overhead | Connector or Splice (OH) | Broken, wire on ground | 2017 | Tier 2 - Elevated | Distribution Circuit | 2 | 3 | 2017-02-03 | 1674406 | Sus | N | EquipmentFailureInvolved¦Overhead¦ConnectororSplice(OH)¦Brokenwireonground
17-0018607 | Unknown Cause | Patrol - found nothing |  |  | 2017 | Tier 2 - Elevated | Distribution Circuit | 2 | 7 | 2017-02-07 | 1679878 | Sus | N | UnknownCause¦Patrolfoundnothing¦¦
17-0019775 | Vegetation | Tree - fell into line | Conductor, Overhead | Normal | 2017 | Tier 3 - Extreme | Distribution Circuit | 2 | 10 | 2017-02-10 | 1684607 | Sus | N | Vegetation¦Treefellintoline¦ConductorOverhead¦Normal
17-0020017 | Equipment Failure/Involved | Overhead | Transformer (OH) | Failed/Faulted | 2017 | Tier 2 - Elevated | Distribution Circuit | 2 | 10 | 2017-02-10 | 1685409 | Sus | N | EquipmentFailureInvolved¦Overhead¦Transformer(OH)¦FailedFaulted
17-0020346 | Equipment Failure/Involved | Overhead | Transformer | Failed/Faulted | 2017 | Tier 2 - Elevated | Transformer only | 2 | 11 | 2017-02-11 | 1686128 | Sus | N | EquipmentFailureInvolved¦Overhead¦Transformer¦FailedFaulted
17-0025619 | Equipment Failure/Involved | Overhead | Jumper | Burned Open | 2017 | Tier 3 - Extreme | Transformer only | 2 | 22 | 2017-02-22 | 1710506 | Sus | N | EquipmentFailureInvolved¦Overhead¦Jumper¦BurnedOpen
17-0026729 | Unknown Cause | Patrol - found nothing |  |  | 2017 | Tier 2 - Elevated | Distribution Circuit | 2 | 25 | 2017-02-25 | 1713863 | Sus | N | UnknownCause¦Patrolfoundnothing¦¦
17-0029827 | Equipment Failure/Involved | Overhead | Transformer | Failed/Faulted | 2017 | Tier 2 - Elevated | Transformer only | 3 | 9 | 2017-03-09 | 1723403 | Sus | N | EquipmentFailureInvolved¦Overhead¦Transformer¦FailedFaulted
17-0032503 | Vegetation | Tree - fell into line | Conductor, Overhead | Broken, wire on ground | 2017 | Tier 2 - Elevated | Distribution Circuit | 3 | 21 | 2017-03-21 | 1732309 | Sus | N | Vegetation¦Treefellintoline¦ConductorOverhead¦Brokenwireonground
17-0033539 | 3rd Party | Vehicle | Anchor or Guy | Broken | 2017 | Tier 2 - Elevated | Distribution Circuit | 3 | 24 | 2017-03-24 | 1734867 | Sus | N | 3rdParty¦Vehicle¦AnchororGuy¦Broken
17-0035434 | Vegetation | Tree - fell into line | Conductor, Overhead | Arcing | 2017 | Tier 3 - Extreme | Distribution Circuit | 3 | 31 | 2017-03-31 | 1740797 | Sus | N | Vegetation¦Treefellintoline¦ConductorOverhead¦Arcing
17-0039705 | Equipment Failure/Involved | Overhead | Fuse | Failed/Faulted | 2017 | Tier 2 - Elevated | Distribution Circuit | 4 | 12 | 2017-04-12 | 1756506 | Sus | N | EquipmentFailureInvolved¦Overhead¦Fuse¦FailedFaulted
17-0041548 | Environmental/External | Lightning | Transformer | Failed/Faulted | 2017 | Tier 2 - Elevated | Transformer only | 4 | 19 | 2017-04-19 | 1761456 | Sus | N | EnvironmentalExternal¦Lightning¦Transformer¦FailedFaulted
17-0042368 | Vegetation | Tree - fell into line | Conductor, Overhead | Broken, wire on ground | 2017 | Tier 2 - Elevated | Distribution Circuit | 4 | 24 | 2017-04-24 | 1765798 | Sus | N | Vegetation¦Treefellintoline¦ConductorOverhead¦Brokenwireonground
17-0045485 | Unknown Cause | Patrol - found nothing |  |  | 2017 | Tier 2 - Elevated | Distribution Circuit | 5 | 5 | 2017-05-05 | 1775191 | Sus | Y | UnknownCause¦Patrolfoundnothing¦¦
17-0047116 | Equipment Failure/Involved | Overhead | Cutout, fuse holder | Failed/Faulted | 2017 | Tier 2 - Elevated | Distribution Circuit | 5 | 11 | 2017-05-11 | 1779773 | Sus | Y | EquipmentFailureInvolved¦Overhead¦Cutoutfuseholder¦FailedFaulted
17-0053389 | Equipment Failure/Involved | Overhead | Other | Broken | 2017 | Tier 3 - Extreme | Distribution Circuit | 6 | 7 | 2017-06-07 | 1798930 | Sus | Y | EquipmentFailureInvolved¦Overhead¦Other¦Broken
17-0056068 | Equipment Failure/Involved | Overhead | Transformer | Failed/Faulted | 2017 | Tier 3 - Extreme | Transformer only | 6 | 18 | 2017-06-18 | 1807520 | Sus | Y | EquipmentFailureInvolved¦Overhead¦Transformer¦FailedFaulted
17-0057290 | Unknown Cause | Patrol - found nothing |  |  | 2017 | Tier 2 - Elevated | Distribution Circuit | 6 | 21 | 2017-06-21 | 1813564 | Sus | Y | UnknownCause¦Patrolfoundnothing¦¦
17-0058618 | Unknown Cause | Patrol - found nothing |  |  | 2017 | Tier 2 - Elevated | Distribution Circuit | 6 | 26 | 2017-06-26 | 1818195 | Sus | Y | UnknownCause¦Patrolfoundnothing¦¦
17-0060605 | Vegetation | Tree - fell into line | Conductor, Overhead | Broken, wire on ground | 2017 | Tier 2 - Elevated | Distribution Circuit | 7 | 5 | 2017-07-05 | 1823929 | Sus | Y | Vegetation¦Treefellintoline¦ConductorOverhead¦Brokenwireonground
17-0064223 | Animal | Squirrel | Fuse | Failed/Faulted | 2017 | Tier 3 - Extreme | Distribution Circuit | 7 | 20 | 2017-07-20 | 1836113 | Sus | Y | Animal¦Squirrel¦Fuse¦FailedFaulted
17-0072970 | Equipment Failure/Involved | Overhead | Transformer (OH) | Leaking | 2017 | Tier 2 - Elevated | Transformer only | 8 | 25 | 2017-08-25 | 1859599 | Sus | Y | EquipmentFailureInvolved¦Overhead¦Transformer(OH)¦Leaking
17-0083128 | Animal | Squirrel | Fuse | Failed/Faulted | 2017 | Tier 2 - Elevated | Distribution Circuit | 10 | 1 | 2017-10-01 | 1888816 | Sus | Y | Animal¦Squirrel¦Fuse¦FailedFaulted
17-0086201 | Environmental/External | Fire, Forest/Grass | Secondary | Burned/flashed | 2017 | Tier 2 - Elevated | Transformer only | 10 | 9 | 2017-10-09 | 1898097 | Sus | Y | EnvironmentalExternal¦FireForestGrass¦Secondary¦Burnedflashed
17-0086859 | Vegetation | Tree - branch fell on line | Conductor, Overhead | Normal | 2017 | Tier 2 - Elevated | Distribution Circuit | 10 | 12 | 2017-10-12 | 1899550 | Sus | Y | Vegetation¦Treebranchfellonline¦ConductorOverhead¦Normal
17-0087519 | Vegetation | Tree - branch fell on line | Conductor, Overhead | Normal | 2017 | Tier 3 - Extreme | Distribution Circuit | 10 | 15 | 2017-10-15 | 1901323 | Sus | Y | Vegetation¦Treebranchfellonline¦ConductorOverhead¦Normal
17-0088309 | Environmental/External | Fire, Forest/Grass | Customer Equipment | Burned/flashed | 2017 | Tier 3 - Extreme | Transformer only | 10 | 8 | 2017-10-08 | 1903347 | Sus | Y | EnvironmentalExternal¦FireForestGrass¦CustomerEquipment¦Burnedflashed
17-0088420 | Environmental/External | Fire, Forest/Grass | Transformer (OH) | Burned/flashed | 2017 | Tier 3 - Extreme | Distribution Circuit | 10 | 8 | 2017-10-08 | 1903642 | Sus | Y | EnvironmentalExternal¦FireForestGrass¦Transformer(OH)¦Burnedflashed
17-0092809 | Unknown Cause | Patrol - not conducted |  |  | 2017 | Tier 3 - Extreme | Transformer only | 11 | 5 | 2017-11-05 | 1916480 | Sus | Y | UnknownCause¦Patrolnotconducted¦¦
17-0097583 | Vegetation | Tree - fell into line | Conductor, Overhead | Broken, wire on ground | 2017 | Tier 3 - Extreme | Distribution Circuit | 11 | 26 | 2017-11-26 | 1929177 | Sus | Y | Vegetation¦Treefellintoline¦ConductorOverhead¦Brokenwireonground
17-0099701 | Animal | Squirrel | Conductor, Underground | Normal | 2017 | Tier 2 - Elevated | Distribution Circuit | 12 | 4 | 2017-12-04 | 1935226 | Sus | N | Animal¦Squirrel¦ConductorUnderground¦Normal
18-0003961 | Vegetation | Tree - fell into line | Transformer | Broken, wire on ground | 2018 | Tier 2 - Elevated | Transformer only | 1 | 5 | 2018-01-05 | 3020 | Sus | N | Vegetation¦Treefellintoline¦Transformer¦Brokenwireonground
18-0004581 | Vegetation | Tree - branch fell on line | Service conductor | Broken, wire on ground | 2018 | Tier 2 - Elevated | Transformer only | 1 | 9 | 2018-01-09 | 4698 | Sus | N | Vegetation¦Treebranchfellonline¦Serviceconductor¦Brokenwireonground
18-0015373 | Environmental/External | Ice or snow | Conductor, Overhead | Broken, wire on ground | 2018 | Tier 2 - Elevated | Distribution Circuit | 2 | 19 | 2018-02-19 | 27056 | Sus | N | EnvironmentalExternal¦Iceorsnow¦ConductorOverhead¦Brokenwireonground
18-0015570 | Equipment Failure/Involved | Overhead | Connector or Splice (OH) | Broken, wire on object | 2018 | Tier 2 - Elevated | Distribution Circuit | 2 | 20 | 2018-02-20 | 27578 | Sus | N | EquipmentFailureInvolved¦Overhead¦ConnectororSplice(OH)¦Brokenwireonobject
18-0019319 | Unknown Cause | Patrol - found nothing |  |  | 2018 | Tier 3 - Extreme | Distribution Circuit | 3 | 3 | 2018-03-03 | 37046 | Sus | N | UnknownCause¦Patrolfoundnothing¦¦
18-0023539 | Vegetation | Tree - fell into line | Conductor, Overhead | Broken, wire on ground | 2018 | Tier 3 - Extreme | Distribution Circuit | 3 | 16 | 2018-03-16 | 46114 | Sus | N | Vegetation¦Treefellintoline¦ConductorOverhead¦Brokenwireonground
18-0026346 | Vegetation | Tree - branch fell on line | Fuse | Failed/Faulted | 2018 | Tier 2 - Elevated | Distribution Circuit | 3 | 24 | 2018-03-24 | 52812 | Sus | N | Vegetation¦Treebranchfellonline¦Fuse¦FailedFaulted
18-0028640 | Vegetation | Tree - grew into line | Conductor, Overhead | Broken, wire on ground | 2018 | Tier 2 - Elevated | Distribution Circuit | 4 | 2 | 2018-04-02 | 58252 | Sus | N | Vegetation¦Treegrewintoline¦ConductorOverhead¦Brokenwireonground
18-0033431 | 3rd Party | Customer Equipment | Conductor, Overhead | Normal | 2018 | Tier 2 - Elevated | Distribution Circuit | 4 | 18 | 2018-04-18 | 69464 | Sus | N | 3rdParty¦CustomerEquipment¦ConductorOverhead¦Normal
18-0036120 | Vegetation | Tree - fell into line | Conductor, Overhead | Broken, wire on ground | 2018 | Tier 3 - Extreme | Distribution Circuit | 4 | 27 | 2018-04-27 | 74826 | Sus | N | Vegetation¦Treefellintoline¦ConductorOverhead¦Brokenwireonground
18-0044443 | Equipment Failure/Involved | Overhead | Transformer (OH) | Failed/Faulted | 2018 | Tier 2 - Elevated | Distribution Circuit | 5 | 25 | 2018-05-25 | 93718 | Sus | Y | EquipmentFailureInvolved¦Overhead¦Transformer(OH)¦FailedFaulted
18-0045923 | Unknown Cause | Patrol - found nothing |  |  | 2018 | Tier 2 - Elevated | Distribution Circuit | 5 | 31 | 2018-05-31 | 97682 | Sus | Y | UnknownCause¦Patrolfoundnothing¦¦
18-0052467 | Vegetation | Tree - fell into line | Pole-Wood | Broken | 2018 | Tier 3 - Extreme | Distribution Circuit | 6 | 19 | 2018-06-19 | 113242 | Sus | Y | Vegetation¦Treefellintoline¦PoleWood¦Broken
18-0056272 | Equipment Failure/Involved | Overhead | Conductor, Overhead | Deteriorated | 2018 | Tier 2 - Elevated | Distribution Circuit | 7 | 2 | 2018-07-02 | 122992 | Sus | Y | EquipmentFailureInvolved¦Overhead¦ConductorOverhead¦Deteriorated
18-0056272 | Equipment Failure/Involved | Overhead | Conductor, Overhead | Deteriorated | 2018 | Tier 2 - Elevated | Distribution Circuit | 7 | 2 | 2018-07-02 | 122992 | Sus | Y | EquipmentFailureInvolved¦Overhead¦ConductorOverhead¦Deteriorated
18-0061649 | 3rd Party | Customer Equipment | Lightning Arrestor | Failed/Faulted | 2018 | Tier 2 - Elevated | Distribution Circuit | 7 | 19 | 2018-07-19 | 135981 | Sus | Y | 3rdParty¦CustomerEquipment¦LightningArrestor¦FailedFaulted
18-0063782 | Vegetation | Tree - branch fell on line | Conductor, Overhead | Broken, wire on ground | 2018 | Tier 3 - Extreme | Distribution Circuit | 7 | 25 | 2018-07-25 | 140481 | Sus | Y | Vegetation¦Treebranchfellonline¦ConductorOverhead¦Brokenwireonground
18-0066269 | Environmental/External | Fire, Forest/Grass | Pole-Wood | Burned/flashed | 2018 | Tier 3 - Extreme | Distribution Circuit | 7 | 26 | 2018-07-26 | 147834 | Sus | Y | EnvironmentalExternal¦FireForestGrass¦PoleWood¦Burnedflashed
18-0066497 | Company Initiated | Construction Activity/equip, company | Transformer (UG) | Normal | 2018 | Tier 2 - Elevated | Transformer only | 8 | 3 | 2018-08-03 | 148257 | Sus | Y | CompanyInitiated¦ConstructionActivityequipcompany¦Transformer(UG)¦Normal
18-0068087 | Unknown Cause | Patrol - found nothing |  |  | 2018 | Tier 2 - Elevated | Distribution Circuit | 8 | 8 | 2018-08-08 | 151633 | Sus | Y | UnknownCause¦Patrolfoundnothing¦¦
18-0068470 | Vegetation | Tree - fell into line | Pole-Wood | Broken, wire on ground | 2018 | Tier 3 - Extreme | Distribution Circuit | 8 | 9 | 2018-08-09 | 152381 | Sus | Y | Vegetation¦Treefellintoline¦PoleWood¦Brokenwireonground
18-0077746 | Unknown Cause | Patrol - found nothing |  |  | 2018 | Tier 2 - Elevated | Distribution Circuit | 9 | 8 | 2018-09-08 | 170428 | Sus | Y | UnknownCause¦Patrolfoundnothing¦¦
18-0079191 | Equipment Failure/Involved | Overhead | Transformer | Failed/Faulted | 2018 | Tier 2 - Elevated | Transformer only | 9 | 12 | 2018-09-12 | 173353 | Sus | Y | EquipmentFailureInvolved¦Overhead¦Transformer¦FailedFaulted
18-0079564 | Unknown Cause | Patrol - found nothing |  |  | 2018 | Tier 2 - Elevated | Distribution Circuit | 9 | 13 | 2018-09-13 | 173962 | Sus | Y | UnknownCause¦Patrolfoundnothing¦¦
18-0081140 | 3rd Party | Tree - cutting, 3rd party | Conductor, Overhead | Broken, wire on ground | 2018 | Tier 2 - Elevated | Distribution Circuit | 9 | 19 | 2018-09-19 | 177171 | Sus | Y | 3rdParty¦Treecutting3rdparty¦ConductorOverhead¦Brokenwireonground
18-0085526 | Equipment Failure/Involved | Overhead | Crossarm, Wood | Deteriorated | 2018 | Tier 3 - Extreme | Distribution Circuit | 10 | 22 | 2018-10-22 | 200141 | Sus | Y | EquipmentFailureInvolved¦Overhead¦CrossarmWood¦Deteriorated
18-0097281 | Unknown Cause | Patrol - found nothing |  |  | 2018 | Tier 2 - Elevated | Distribution Circuit | 11 | 6 | 2018-11-06 | 209555 | Sus | Y | UnknownCause¦Patrolfoundnothing¦¦
18-0099126 | Animal | Bird found | Conductor, Overhead | Together | 2018 | Tier 2 - Elevated | Distribution Circuit | 11 | 12 | 2018-11-12 | 213636 | Sus | Y | Animal¦Birdfound¦ConductorOverhead¦Together
18-0100218 | Equipment Failure/Involved | Overhead | Pole-Wood | Broken | 2018 | Tier 2 - Elevated | Distribution Circuit | 11 | 16 | 2018-11-16 | 216472 | Sus | Y | EquipmentFailureInvolved¦Overhead¦PoleWood¦Broken
18-0101074 | Environmental/External | Fire, Forest/Grass | Pole-Wood | Burned/flashed | 2018 | Tier 3 - Extreme | Distribution Circuit | 11 | 8 | 2018-11-08 | 218337 | Sus | Y | EnvironmentalExternal¦FireForestGrass¦PoleWood¦Burnedflashed
18-0101140 | Environmental/External | Fire, Forest/Grass | Pole-Wood | Burned/flashed | 2018 | Tier 3 - Extreme | Distribution Circuit | 11 | 8 | 2018-11-08 | 218406 | Sus | Y | EnvironmentalExternal¦FireForestGrass¦PoleWood¦Burnedflashed
18-0101399 | Environmental/External | Fire, Forest/Grass | Pole-Wood | Burned/flashed | 2018 | Tier 3 - Extreme | Distribution Circuit | 11 | 8 | 2018-11-08 | 218942 | Sus | Y | EnvironmentalExternal¦FireForestGrass¦PoleWood¦Burnedflashed
18-0102511 | Vegetation | Tree - branch fell on line | Fuse | Failed/Faulted | 2018 | Tier 3 - Extreme | Distribution Circuit | 11 | 23 | 2018-11-23 | 222578 | Sus | Y | Vegetation¦Treebranchfellonline¦Fuse¦FailedFaulted
18-0104717 | Vegetation | Tree - branch fell on line | Conductor, Overhead | Normal | 2018 | Tier 2 - Elevated | Distribution Circuit | 11 | 29 | 2018-11-29 | 227426 | Sus | Y | Vegetation¦Treebranchfellonline¦ConductorOverhead¦Normal
18-0105717 | Animal | Other | Pole-Wood | Broken, wire on ground | 2018 | Tier 2 - Elevated | Distribution Circuit | 11 | 30 | 2018-11-30 | 230544 | Sus | Y | Animal¦Other¦PoleWood¦Brokenwireonground
18-0106058 | Vegetation | Tree - branch fell on line | Conductor, Overhead | Normal | 2018 | Tier 3 - Extreme | Distribution Circuit | 12 | 2 | 2018-12-02 | 231429 | Sus | N | Vegetation¦Treebranchfellonline¦ConductorOverhead¦Normal
18-0108260 | Equipment Failure/Involved | Underground | Conductor, Underground | Burned/flashed | 2018 | Tier 2 - Elevated | Distribution Circuit | 12 | 10 | 2018-12-10 | 237052 | Sus | N | EquipmentFailureInvolved¦Underground¦ConductorUnderground¦Burnedflashed
18-0110976 | Unknown Cause | Patrol - not conducted |  |  | 2018 | Tier 2 - Elevated | Distribution Circuit | 12 | 28 | 2018-12-28 | 248813 | Sus | N | UnknownCause¦Patrolnotconducted¦¦
19-0008452 | Animal | Bird found | Conductor, Overhead | Normal | 2019 | Tier 3 - Extreme | Distribution Circuit | 1 | 14 | 2019-01-14 | 264529 | Sus | N | Animal¦Birdfound¦ConductorOverhead¦Normal
19-0009786 | Equipment Failure/Involved | Overhead | Conductor, Overhead | Broken, wire on ground | 2019 | Tier 3 - Extreme | Distribution Circuit | 1 | 16 | 2019-01-16 | 267131 | Sus | N | EquipmentFailureInvolved¦Overhead¦ConductorOverhead¦Brokenwireonground
19-0009853 | Equipment Failure/Involved | Overhead | Conductor, Overhead | Broken, wire on ground | 2019 | Tier 2 - Elevated | Distribution Circuit | 1 | 16 | 2019-01-16 | 267378 | Sus | N | EquipmentFailureInvolved¦Overhead¦ConductorOverhead¦Brokenwireonground
19-0010102 | Vegetation | Tree - fell into line | Conductor, Overhead | Broken, wire on ground | 2019 | Tier 2 - Elevated | Distribution Circuit | 1 | 16 | 2019-01-16 | 269755 | Sus | N | Vegetation¦Treefellintoline¦ConductorOverhead¦Brokenwireonground
19-0010102 | Vegetation | Tree - fell into line | Conductor, Overhead | Broken, wire on ground | 2019 | Tier 2 - Elevated | Distribution Circuit | 1 | 16 | 2019-01-16 | 269755 | Sus | N | Vegetation¦Treefellintoline¦ConductorOverhead¦Brokenwireonground
19-0010515 | Equipment Failure/Involved | Overhead | Transformer | Failed/Faulted | 2019 | Tier 3 - Extreme | Transformer only | 1 | 16 | 2019-01-16 | 272067 | Sus | N | EquipmentFailureInvolved¦Overhead¦Transformer¦FailedFaulted
19-0011127 | Vegetation | Tree - fell into line | Conductor, Overhead | Together | 2019 | Tier 2 - Elevated | Distribution Circuit | 1 | 16 | 2019-01-16 | 272340 | Sus | N | Vegetation¦Treefellintoline¦ConductorOverhead¦Together
19-0011291 | Vegetation | Tree - branch fell on line | Pole-Wood | Broken | 2019 | Tier 3 - Extreme | Distribution Circuit | 1 | 17 | 2019-01-17 | 272454 | Sus | N | Vegetation¦Treebranchfellonline¦PoleWood¦Broken
19-0012036 | Environmental/External | Lightning | Transformer | Failed/Faulted | 2019 | Tier 2 - Elevated | Transformer only | 1 | 18 | 2019-01-18 | 276433 | Sus | N | EnvironmentalExternal¦Lightning¦Transformer¦FailedFaulted
19-0012816 | Unknown Cause | Patrol - found nothing |  |  | 2019 | Tier 2 - Elevated | Distribution Circuit | 1 | 20 | 2019-01-20 | 278020 | Sus | N | UnknownCause¦Patrolfoundnothing¦¦
19-0016752 | Vegetation | Tree - branch fell on line | Conductor, Overhead | Broken, wire on ground | 2019 | Tier 2 - Elevated | Distribution Circuit | 2 | 1 | 2019-02-01 | 285643 | Sus | N | Vegetation¦Treebranchfellonline¦ConductorOverhead¦Brokenwireonground
19-0016897 | Vegetation | Tree - fell into line | Conductor, Overhead | Broken, wire on ground | 2019 | Tier 2 - Elevated | Distribution Circuit | 2 | 2 | 2019-02-02 | 286037 | Sus | N | Vegetation¦Treefellintoline¦ConductorOverhead¦Brokenwireonground
19-0017232 | Vegetation | Tree - fell into line | Secondary | Broken, wire on ground | 2019 | Tier 2 - Elevated | Distribution Circuit | 2 | 2 | 2019-02-02 | 286851 | Sus | N | Vegetation¦Treefellintoline¦Secondary¦Brokenwireonground
19-0017321 | Unknown Cause | Patrol - found nothing |  |  | 2019 | Tier 2 - Elevated | Distribution Circuit | 2 | 2 | 2019-02-02 | 286153 | Sus | N | UnknownCause¦Patrolfoundnothing¦¦
19-0017821 | Vegetation | Tree - fell into line | Crossarm, Wood | Broken, wire on ground | 2019 | Tier 3 - Extreme | Distribution Circuit | 2 | 4 | 2019-02-04 | 289699 | Sus | N | Vegetation¦Treefellintoline¦CrossarmWood¦Brokenwireonground
19-0018663 | Equipment Failure/Involved | Overhead | Cutout, fuse holder | Failed/Faulted | 2019 | Tier 2 - Elevated | Transformer only | 2 | 5 | 2019-02-05 | 292225 | Sus | N | EquipmentFailureInvolved¦Overhead¦Cutoutfuseholder¦FailedFaulted
19-0019064 | Equipment Failure/Involved | Overhead | Conductor, Overhead | On Ground | 2019 | Tier 3 - Extreme | Distribution Circuit | 2 | 5 | 2019-02-05 | 294131 | Sus | N | EquipmentFailureInvolved¦Overhead¦ConductorOverhead¦OnGround
19-0019360 | Vegetation | Tree - fell into line | Conductor, Overhead | Normal | 2019 | Tier 3 - Extreme | Distribution Circuit | 2 | 5 | 2019-02-05 | 294761 | Sus | N | Vegetation¦Treefellintoline¦ConductorOverhead¦Normal
19-0020567 | Vegetation | Tree - fell into line | Conductor, Overhead | Broken, wire on ground | 2019 | Tier 2 - Elevated | Distribution Circuit | 2 | 10 | 2019-02-10 | 298064 | Sus | N | Vegetation¦Treefellintoline¦ConductorOverhead¦Brokenwireonground
19-0020645 | Vegetation | Tree - branch fell on line | Conductor, Overhead | Normal | 2019 | Tier 2 - Elevated | Distribution Circuit | 2 | 10 | 2019-02-10 | 297801 | Sus | N | Vegetation¦Treebranchfellonline¦ConductorOverhead¦Normal
19-0022448 | Vegetation | Tree - fell into line | Secondary | Broken | 2019 | Tier 2 - Elevated | Distribution Circuit | 2 | 13 | 2019-02-13 | 305213 | Sus | N | Vegetation¦Treefellintoline¦Secondary¦Broken
19-0023324 | Vegetation | Tree - fell into line | Conductor, Overhead | Together | 2019 | Tier 3 - Extreme | Distribution Circuit | 2 | 14 | 2019-02-14 | 308189 | Sus | N | Vegetation¦Treefellintoline¦ConductorOverhead¦Together
19-0023541 | Equipment Failure/Involved | Overhead | Conductor, Overhead | Together | 2019 | Tier 2 - Elevated | Distribution Circuit | 2 | 14 | 2019-02-14 | 309847 | Sus | N | EquipmentFailureInvolved¦Overhead¦ConductorOverhead¦Together
19-0023581 | Environmental/External | Ice or snow | Crossarm, Wood | Broken | 2019 | Tier 2 - Elevated | Distribution Circuit | 2 | 14 | 2019-02-14 | 310480 | Sus | N | EnvironmentalExternal¦Iceorsnow¦CrossarmWood¦Broken
19-0023682 | Unknown Cause | Patrol - found nothing |  |  | 2019 | Tier 2 - Elevated | Distribution Circuit | 2 | 14 | 2019-02-14 | 310211 | Sus | N | UnknownCause¦Patrolfoundnothing¦¦
19-0023882 | Vegetation | Tree - branch fell on line | Transformer | Broken | 2019 | Tier 3 - Extreme | Transformer only | 2 | 14 | 2019-02-14 | 307272 | Sus | N | Vegetation¦Treebranchfellonline¦Transformer¦Broken
19-0023996 | Unknown Cause | Patrol - not conducted |  |  | 2019 | Tier 2 - Elevated | Distribution Circuit | 2 | 15 | 2019-02-15 | 312002 | Sus | N | UnknownCause¦Patrolnotconducted¦¦
19-0025092 | Vegetation | Tree - fell into line | Transformer | Broken, wire on ground | 2019 | Tier 3 - Extreme | Transformer only | 2 | 17 | 2019-02-17 | 315496 | Sus | N | Vegetation¦Treefellintoline¦Transformer¦Brokenwireonground
19-0025661 | Vegetation | Tree - fell into line | Conductor, Overhead | Normal | 2019 | Tier 2 - Elevated | Distribution Circuit | 2 | 17 | 2019-02-17 | 317535 | Sus | N | Vegetation¦Treefellintoline¦ConductorOverhead¦Normal
19-0028288 | Vegetation | Tree - fell into line | Pole-Wood | Broken | 2019 | Tier 2 - Elevated | Distribution Circuit | 2 | 26 | 2019-02-26 | 324125 | Sus | N | Vegetation¦Treefellintoline¦PoleWood¦Broken
19-0028369 | Equipment Failure/Involved | Overhead | Crossarm, Wood | Broken | 2019 | Tier 2 - Elevated | Distribution Circuit | 2 | 26 | 2019-02-26 | 325008 | Sus | N | EquipmentFailureInvolved¦Overhead¦CrossarmWood¦Broken
19-0029036 | Equipment Failure/Involved | Overhead | Transformer | Broken, wire on ground | 2019 | Tier 3 - Extreme | Transformer only | 2 | 27 | 2019-02-27 | 326711 | Sus | N | EquipmentFailureInvolved¦Overhead¦Transformer¦Brokenwireonground
19-0032435 | Equipment Failure/Involved | Overhead | Jumper | Burned Open | 2019 | Tier 2 - Elevated | Distribution Circuit | 3 | 10 | 2019-03-10 | 335648 | Sus | N | EquipmentFailureInvolved¦Overhead¦Jumper¦BurnedOpen
19-0033819 | Equipment Failure/Involved | Overhead | Transformer | Failed/Faulted | 2019 | Tier 3 - Extreme | Distribution Circuit | 3 | 14 | 2019-03-14 | 339106 | Sus | N | EquipmentFailureInvolved¦Overhead¦Transformer¦FailedFaulted
19-0041112 | Unknown Cause | Patrol - found nothing |  |  | 2019 | Tier 3 - Extreme | Distribution Circuit | 4 | 9 | 2019-04-09 | 357277 | Sus | N | UnknownCause¦Patrolfoundnothing¦¦
19-0045722 | Equipment Failure/Involved | Overhead | Pole-Wood | Broken | 2019 | Tier 2 - Elevated | Distribution Circuit | 4 | 24 | 2019-04-24 | 367267 | Sus | N | EquipmentFailureInvolved¦Overhead¦PoleWood¦Broken
19-0049239 | Equipment Failure/Involved | Overhead | Pole-Wood | Broken | 2019 | Tier 2 - Elevated | Distribution Circuit | 5 | 6 | 2019-05-06 | 374995 | Sus | Y | EquipmentFailureInvolved¦Overhead¦PoleWood¦Broken
19-0052461 | Unknown Cause | Patrol - not conducted |  |  | 2019 | Tier 2 - Elevated | Distribution Circuit | 5 | 15 | 2019-05-15 | 381544 | Sus | Y | UnknownCause¦Patrolnotconducted¦¦
19-0054004 | Vegetation | Tree - fell into line | Transformer | Failed/Faulted | 2019 | Tier 3 - Extreme | Transformer only | 5 | 19 | 2019-05-19 | 385462 | Sus | Y | Vegetation¦Treefellintoline¦Transformer¦FailedFaulted
19-0054664 | Vegetation | Tree - fell into line | Conductor, Overhead | Broken, wire on ground | 2019 | Tier 3 - Extreme | Distribution Circuit | 5 | 21 | 2019-05-21 | 386610 | Sus | Y | Vegetation¦Treefellintoline¦ConductorOverhead¦Brokenwireonground
19-0055091 | Vegetation | Tree - fell into line | Conductor, Overhead | Normal | 2019 | Tier 3 - Extreme | Distribution Circuit | 5 | 21 | 2019-05-21 | 387496 | Sus | Y | Vegetation¦Treefellintoline¦ConductorOverhead¦Normal
19-0056730 | Equipment Failure/Involved | Overhead | Transformer | Failed/Faulted | 2019 | Tier 3 - Extreme | Distribution Circuit | 5 | 23 | 2019-05-23 | 389179 | Sus | Y | EquipmentFailureInvolved¦Overhead¦Transformer¦FailedFaulted
19-0057613 | Equipment Failure/Involved | Overhead | Conductor, Overhead | Deteriorated | 2019 | Tier 3 - Extreme | Distribution Circuit | 5 | 25 | 2019-05-25 | 390198 | Sus | Y | EquipmentFailureInvolved¦Overhead¦ConductorOverhead¦Deteriorated
19-0058944 | Equipment Failure/Involved | Overhead | Service conductor | Annealed | 2019 | Tier 3 - Extreme | Transformer only | 5 | 29 | 2019-05-29 | 392495 | Sus | Y | EquipmentFailureInvolved¦Overhead¦Serviceconductor¦Annealed
19-0067159 | Equipment Failure/Involved | Overhead | Pole-Wood | Broken | 2019 | Tier 2 - Elevated | Distribution Circuit | 6 | 13 | 2019-06-13 | 408699 | Sus | Y | EquipmentFailureInvolved¦Overhead¦PoleWood¦Broken
19-0068783 | Unknown Cause | Patrol - found nothing |  |  | 2019 | Tier 2 - Elevated | Distribution Circuit | 6 | 17 | 2019-06-17 | 418059 | Sus | Y | UnknownCause¦Patrolfoundnothing¦¦
19-0070759 | Vegetation | Tree - fell into line | Conductor, Overhead | Broken | 2019 | Tier 2 - Elevated | Distribution Circuit | 6 | 21 | 2019-06-21 | 425234 | Sus | Y | Vegetation¦Treefellintoline¦ConductorOverhead¦Broken
19-0072190 | Equipment Failure/Involved | Overhead | Transformer | Failed/Faulted | 2019 | Tier 2 - Elevated | Transformer only | 6 | 26 | 2019-06-26 | 429242 | Sus | Y | EquipmentFailureInvolved¦Overhead¦Transformer¦FailedFaulted
19-0078278 | Vegetation | Tree - fell into line | Fuse | Failed/Faulted | 2019 | Tier 2 - Elevated | Distribution Circuit | 7 | 17 | 2019-07-17 | 455131 | Sus | Y | Vegetation¦Treefellintoline¦Fuse¦FailedFaulted
19-0081543 | Equipment Failure/Involved | Overhead | Connector or Splice (OH) | Broken | 2019 | Tier 2 - Elevated | Transformer only | 7 | 26 | 2019-07-26 | 472530 | Sus | Y | EquipmentFailureInvolved¦Overhead¦ConnectororSplice(OH)¦Broken
19-0083660 | Vegetation | Tree - grew into line | Conductor, Overhead | Arcing | 2019 | Tier 2 - Elevated | Distribution Circuit | 8 | 2 | 2019-08-02 | 477623 | Sus | Y | Vegetation¦Treegrewintoline¦ConductorOverhead¦Arcing
19-0085185 | Vegetation | Tree - branch fell on line | Recloser | Normal | 2019 | Tier 2 - Elevated | Distribution Circuit | 8 | 7 | 2019-08-07 | 489333 | Sus | Y | Vegetation¦Treebranchfellonline¦Recloser¦Normal
19-0086558 | Unknown Cause | Patrol - found nothing |  |  | 2019 | Tier 2 - Elevated | Distribution Circuit | 8 | 10 | 2019-08-10 | 498621 | Sus | Y | UnknownCause¦Patrolfoundnothing¦¦
19-0097611 | Unknown Cause | Patrol - found nothing |  |  | 2019 | Tier 2 - Elevated | Distribution Circuit | 9 | 11 | 2019-09-11 | 569789 | Sus | Y | UnknownCause¦Patrolfoundnothing¦¦
19-0105006 | Vegetation | Tree - branch fell on line | Conductor, Overhead | Broken, wire on ground | 2019 | Tier 2 - Elevated | Distribution Circuit | 9 | 28 | 2019-09-28 | 627800 | Sus | Y | Vegetation¦Treebranchfellonline¦ConductorOverhead¦Brokenwireonground
19-0107962 | 3rd Party | Vehicle | Pole-Wood | Broken | 2019 | Tier 3 - Extreme | Distribution Circuit | 10 | 5 | 2019-10-05 | 645092 | Sus | Y | 3rdParty¦Vehicle¦PoleWood¦Broken
19-0113509 | Unknown Cause | Patrol - found nothing |  |  | 2019 | Tier 3 - Extreme | Distribution Circuit | 10 | 18 | 2019-10-18 | 668415 | Sus | Y | UnknownCause¦Patrolfoundnothing¦¦
19-0113903 | Animal | Bird found | Conductor, Overhead | Normal | 2019 | Tier 2 - Elevated | Distribution Circuit | 10 | 21 | 2019-10-21 | 674995 | Sus | Y | Animal¦Birdfound¦ConductorOverhead¦Normal
19-0117471 | Wildfire Mitigation | Public Safety Power Shut-off | Conductor, Overhead | Broken, wire on ground | 2019 | Tier 2 - Elevated | Distribution Circuit | 10 | 26 | 2019-10-26 | 689349 | Sus | Y | WildfireMitigation¦PublicSafetyPowerShutoff¦ConductorOverhead¦Brokenwireonground
19-0119688 | Equipment Failure/Involved | Overhead | Transformer | Leaking | 2019 | Tier 3 - Extreme | Transformer only | 10 | 31 | 2019-10-31 | 696892 | Sus | Y | EquipmentFailureInvolved¦Overhead¦Transformer¦Leaking
19-0120764 | Unknown Cause | Patrol - found nothing |  |  | 2019 | Tier 2 - Elevated | Distribution Circuit | 11 | 3 | 2019-11-03 | 698800 | Sus | Y | UnknownCause¦Patrolfoundnothing¦¦
19-0126273 | Vegetation | Tree - branch fell on line | Conductor, Overhead | Normal | 2019 | Tier 3 - Extreme | Distribution Circuit | 11 | 19 | 2019-11-19 | 710180 | Sus | Y | Vegetation¦Treebranchfellonline¦ConductorOverhead¦Normal
19-0126486 | Wildfire Mitigation | Public Safety Power Shut-off | Recloser | Normal | 2019 | Tier 3 - Extreme | Distribution Circuit | 11 | 20 | 2019-11-20 | 711845 | Sus | Y | WildfireMitigation¦PublicSafetyPowerShutoff¦Recloser¦Normal
19-0129297 | Vegetation | Tree - branch fell on line | Conductor, Overhead | Normal | 2019 | Tier 3 - Extreme | Distribution Circuit | 11 | 26 | 2019-11-26 | 716425 | Sus | Y | Vegetation¦Treebranchfellonline¦ConductorOverhead¦Normal
19-0130049 | Vegetation | Tree - fell into line | Fuse | Failed/Faulted | 2019 | Tier 3 - Extreme | Distribution Circuit | 11 | 27 | 2019-11-27 | 720740 | Sus | Y | Vegetation¦Treefellintoline¦Fuse¦FailedFaulted
19-0131120 | Unknown Cause | Patrol - found nothing |  |  | 2019 | Tier 3 - Extreme | Distribution Circuit | 11 | 29 | 2019-11-29 | 723845 | Sus | Y | UnknownCause¦Patrolfoundnothing¦¦
19-0132026 | Vegetation | Tree - fell into line | Service conductor | Broken | 2019 | Tier 3 - Extreme | Distribution Circuit | 12 | 1 | 2019-12-01 | 726198 | Sus | N | Vegetation¦Treefellintoline¦Serviceconductor¦Broken
19-0134532 | Equipment Failure/Involved | Overhead | Pothead(Riser Termination) | Failed/Faulted | 2019 | Tier 2 - Elevated | Distribution Circuit | 12 | 6 | 2019-12-06 | 731741 | Sus | N | EquipmentFailureInvolved¦Overhead¦Pothead(RiserTermination)¦FailedFaulted
19-0134611 | Unknown Cause | Patrol - found nothing |  |  | 2019 | Tier 3 - Extreme | Distribution Circuit | 12 | 6 | 2019-12-06 | 731801 | Sus | N | UnknownCause¦Patrolfoundnothing¦¦
19-0135048 | Equipment Failure/Involved | Overhead | Transformer (OH) | Failed/Faulted | 2019 | Tier 3 - Extreme | Transformer only | 12 | 8 | 2019-12-08 | 733605 | Sus | N | EquipmentFailureInvolved¦Overhead¦Transformer(OH)¦FailedFaulted
19-0136993 | 3rd Party | Tree - cutting, 3rd party | Conductor, Overhead | Broken, wire on ground | 2019 | Tier 2 - Elevated | Distribution Circuit | 12 | 17 | 2019-12-17 | 744735 | Sus | N | 3rdParty¦Treecutting3rdparty¦ConductorOverhead¦Brokenwireonground
19-0137184 | Vegetation | Tree - branch fell on line | Conductor, Overhead | Normal | 2019 | Tier 3 - Extreme | Distribution Circuit | 12 | 18 | 2019-12-18 | 745878 | Sus | N | Vegetation¦Treebranchfellonline¦ConductorOverhead¦Normal
19-0137907 | Vegetation | Tree - branch fell on line | Conductor, Overhead | Normal | 2019 | Tier 3 - Extreme | Distribution Circuit | 12 | 25 | 2019-12-25 | 750302 | Sus | N | Vegetation¦Treebranchfellonline¦ConductorOverhead¦Normal
20-0019567 | Unknown Cause | Patrol - found nothing |  |  | 2020 | Tier 3 - Extreme | Distribution Circuit | 2 | 9 | 2020-02-09 | 785548 | Sus | N | UnknownCause¦Patrolfoundnothing¦¦
20-0020491 | Unknown Cause | Patrol - found nothing |  |  | 2020 | Tier 2 - Elevated | Distribution Circuit | 2 | 11 | 2020-02-11 | 788467 | Sus | N | UnknownCause¦Patrolfoundnothing¦¦
20-0024205 | Equipment Failure/Involved | Overhead | Transformer (OH) | Leaking | 2020 | Tier 3 - Extreme | Transformer only | 2 | 20 | 2020-02-20 | 797080 | Sus | N | EquipmentFailureInvolved¦Overhead¦Transformer(OH)¦Leaking
20-0025868 | Unknown Cause | Patrol - found nothing |  |  | 2020 | Tier 2 - Elevated | Distribution Circuit | 2 | 25 | 2020-02-25 | 810233 | Sus | N | UnknownCause¦Patrolfoundnothing¦¦
20-0032372 | Unknown Cause | Patrol - found nothing |  |  | 2020 | Tier 3 - Extreme | Distribution Circuit | 3 | 15 | 2020-03-15 | 852344 | Sus | N | UnknownCause¦Patrolfoundnothing¦¦
20-0033712 | Vegetation | Tree - fell into line | Service conductor | Broken | 2020 | Tier 3 - Extreme | Distribution Circuit | 3 | 17 | 2020-03-17 | 857219 | Sus | N | Vegetation¦Treefellintoline¦Serviceconductor¦Broken
20-0034575 | Vegetation | Tree - branch fell on line | Conductor, Overhead | Normal | 2020 | Tier 2 - Elevated | Distribution Circuit | 3 | 16 | 2020-03-16 | 854495 | Sus | N | Vegetation¦Treebranchfellonline¦ConductorOverhead¦Normal
20-0035653 | Vegetation | Tree - fell into line | Conductor, Overhead | Normal | 2020 | Tier 3 - Extreme | Distribution Circuit | 3 | 24 | 2020-03-24 | 863576 | Sus | N | Vegetation¦Treefellintoline¦ConductorOverhead¦Normal
20-0036818 | Vegetation | Tree - branch fell on line | Conductor, Overhead | Normal | 2020 | Tier 3 - Extreme | Distribution Circuit | 3 | 27 | 2020-03-27 | 868830 | Sus | N | Vegetation¦Treebranchfellonline¦ConductorOverhead¦Normal
20-0038391 | Vegetation | Tree - bark fell into line | Conductor, Overhead | Normal | 2020 | Tier 2 - Elevated | Distribution Circuit | 4 | 4 | 2020-04-04 | 882197 | Sus | N | Vegetation¦Treebarkfellintoline¦ConductorOverhead¦Normal
20-0038504 | Equipment Failure/Involved | Overhead | Crossarm, Wood | Deteriorated | 2020 | Tier 3 - Extreme | Distribution Circuit | 4 | 5 | 2020-04-05 | 882653 | Sus | N | EquipmentFailureInvolved¦Overhead¦CrossarmWood¦Deteriorated
20-0043644 | Equipment Failure/Involved | Overhead | Pole-Wood | Broken | 2020 | Tier 2 - Elevated | Distribution Circuit | 4 | 22 | 2020-04-22 | 899471 | Sus | N | EquipmentFailureInvolved¦Overhead¦PoleWood¦Broken
20-0045269 | Equipment Failure/Involved | Overhead | Crossarm, Wood | Broken | 2020 | Tier 3 - Extreme | Distribution Circuit | 4 | 28 | 2020-04-28 | 903140 | Sus | N | EquipmentFailureInvolved¦Overhead¦CrossarmWood¦Broken
20-0046746 | Equipment Failure/Involved | Overhead | Pole-Wood | Deteriorated | 2020 | Tier 2 - Elevated | Distribution Circuit | 5 | 3 | 2020-05-03 | 906376 | Sus | Y | EquipmentFailureInvolved¦Overhead¦PoleWood¦Deteriorated
20-0046979 | Equipment Failure/Involved | Overhead | Transformer | Failed/Faulted | 2020 | Tier 2 - Elevated | Transformer only | 5 | 4 | 2020-05-04 | 906811 | Sus | Y | EquipmentFailureInvolved¦Overhead¦Transformer¦FailedFaulted
20-0051345 | Unknown Cause | Patrol - found nothing |  |  | 2020 | Tier 3 - Extreme | Distribution Circuit | 5 | 18 | 2020-05-18 | 915961 | Sus | Y | UnknownCause¦Patrolfoundnothing¦¦
20-0053133 | Unknown Cause | Patrol - not conducted |  |  | 2020 | Tier 2 - Elevated | Distribution Circuit | 5 | 21 | 2020-05-21 | 919265 | Sus | Y | UnknownCause¦Patrolnotconducted¦¦
20-0053831 | Equipment Failure/Involved | Overhead | Pole-Wood | Burned/flashed | 2020 | Tier 3 - Extreme | Distribution Circuit | 5 | 25 | 2020-05-25 | 920989 | Sus | Y | EquipmentFailureInvolved¦Overhead¦PoleWood¦Burnedflashed
20-0055939 | Environmental/External | Lightning | Transformer | Failed/Faulted | 2020 | Tier 2 - Elevated | Transformer only | 5 | 30 | 2020-05-30 | 926339 | Sus | Y | EnvironmentalExternal¦Lightning¦Transformer¦FailedFaulted
20-0056002 | Unknown Cause | Patrol - found nothing |  |  | 2020 | Tier 3 - Extreme | Distribution Circuit | 5 | 30 | 2020-05-30 | 926525 | Sus | Y | UnknownCause¦Patrolfoundnothing¦¦
20-0060922 | Equipment Failure/Involved | Overhead | Crossarm, Wood | Broken | 2020 | Tier 3 - Extreme | Distribution Circuit | 6 | 13 | 2020-06-13 | 938579 | Sus | Y | EquipmentFailureInvolved¦Overhead¦CrossarmWood¦Broken
20-0065884 | Unknown Cause | Patrol - found nothing |  |  | 2020 | Tier 2 - Elevated | Distribution Circuit | 6 | 28 | 2020-06-28 | 949504 | Sus | Y | UnknownCause¦Patrolfoundnothing¦¦
20-0075202 | Equipment Failure/Involved | Overhead | Crossarm, Wood | Broken | 2020 | Tier 3 - Extreme | Transformer only | 7 | 23 | 2020-07-23 | 970686 | Sus | Y | EquipmentFailureInvolved¦Overhead¦CrossarmWood¦Broken
20-0082652 | Unknown Cause | Patrol - found nothing |  |  | 2020 | Tier 2 - Elevated | Distribution Circuit | 8 | 12 | 2020-08-12 | 994130 | Sus | Y | UnknownCause¦Patrolfoundnothing¦¦
20-0088350 | Environmental/External | Fire, Forest/Grass | Conductor, Overhead | Normal | 2020 | Tier 2 - Elevated | Distribution Circuit | 8 | 21 | 2020-08-21 | 1025995 | Sus | Y | EnvironmentalExternal¦FireForestGrass¦ConductorOverhead¦Normal
20-0090183 | 3rd Party | Vehicle | Pole-Wood | Normal | 2020 | Tier 2 - Elevated | Distribution Circuit | 8 | 26 | 2020-08-26 | 1032257 | Sus | Y | 3rdParty¦Vehicle¦PoleWood¦Normal
20-0090394 | Environmental/External | Fire, Forest/Grass | Pole-Wood | Burned/flashed | 2020 | Tier 3 - Extreme | Distribution Circuit | 8 | 20 | 2020-08-20 | 1033254 | Sus | Y | EnvironmentalExternal¦FireForestGrass¦PoleWood¦Burnedflashed
20-0090557 | Vegetation | Tree - grew into line | Conductor, Overhead | Normal | 2020 | Tier 2 - Elevated | Distribution Circuit | 8 | 27 | 2020-08-27 | 1033653 | Sus | Y | Vegetation¦Treegrewintoline¦ConductorOverhead¦Normal
20-0091034 | Unknown Cause | Patrol - found nothing |  |  | 2020 | Tier 2 - Elevated | Distribution Circuit | 8 | 28 | 2020-08-28 | 1035955 | Sus | Y | UnknownCause¦Patrolfoundnothing¦¦
20-0096040 | Environmental/External | Fire, Forest/Grass | Transformer (OH) | Normal | 2020 | Tier 3 - Extreme | Transformer only | 8 | 19 | 2020-08-19 | 1063533 | Sus | Y | EnvironmentalExternal¦FireForestGrass¦Transformer(OH)¦Normal
20-0099234 | Equipment Failure/Involved | Overhead | Transformer (OH) | Burned/flashed | 2020 | Tier 3 - Extreme | Distribution Circuit | 9 | 19 | 2020-09-19 | 1083117 | Sus | Y | EquipmentFailureInvolved¦Overhead¦Transformer(OH)¦Burnedflashed
20-0106368 | Unknown Cause | Patrol - not conducted |  |  | 2020 | Tier 2 - Elevated | Distribution Circuit | 10 | 8 | 2020-10-08 | 1113302 | Sus | Y | UnknownCause¦Patrolnotconducted¦¦
20-0109885 | Equipment Failure/Involved | Overhead | Transformer (OH) | Failed/Faulted | 2020 | Tier 2 - Elevated | Transformer only | 10 | 16 | 2020-10-16 | 1119588 | Sus | Y | EquipmentFailureInvolved¦Overhead¦Transformer(OH)¦FailedFaulted
20-0110678 | Unknown Cause | Patrol - found nothing |  |  | 2020 | Tier 2 - Elevated | Distribution Circuit | 10 | 20 | 2020-10-20 | 1121298 | Sus | Y | UnknownCause¦Patrolfoundnothing¦¦
20-0112803 | Wildfire Mitigation | Public Safety Power Shut-off | Conductor, Overhead | Normal | 2020 | Tier 2 - Elevated | Distribution Circuit | 10 | 25 | 2020-10-25 | 1126557 | Sus | Y | WildfireMitigation¦PublicSafetyPowerShutoff¦ConductorOverhead¦Normal
20-0115719 | Equipment Failure/Involved | Overhead | Transformer (OH) | Failed/Faulted | 2020 | Tier 3 - Extreme | Transformer only | 10 | 31 | 2020-10-31 | 1133048 | Sus | Y | EquipmentFailureInvolved¦Overhead¦Transformer(OH)¦FailedFaulted
20-0116283 | Environmental/External | Fire, Forest/Grass | Pole-Wood | Burned/flashed | 2020 | Tier 3 - Extreme | Distribution Circuit | 9 | 27 | 2020-09-27 | 1134781 | Sus | Y | EnvironmentalExternal¦FireForestGrass¦PoleWood¦Burnedflashed
20-0124279 | Equipment Failure/Involved | Overhead | Insulator | Broken | 2020 | Tier 3 - Extreme | Distribution Circuit | 11 | 23 | 2020-11-23 | 1153396 | Sus | Y | EquipmentFailureInvolved¦Overhead¦Insulator¦Broken
20-0130491 | Unknown Cause | Patrol - found nothing |  |  | 2020 | Tier 2 - Elevated | Distribution Circuit | 12 | 15 | 2020-12-15 | 1185989 | Sus | N | UnknownCause¦Patrolfoundnothing¦¦
20-0131590 | 3rd Party | Other | Circuit Breaker | Normal | 2020 | Tier 2 - Elevated | Distribution Circuit | 12 | 23 | 2020-12-23 | 1197767 | Sus | N | 3rdParty¦Other¦CircuitBreaker¦Normal
20-0131764 | 3rd Party | Customer Equipment | Metering Equipment | Failed/Faulted | 2020 | Tier 2 - Elevated | Transformer only | 12 | 25 | 2020-12-25 | 1198521 | Sus | N | 3rdParty¦CustomerEquipment¦MeteringEquipment¦FailedFaulted
21-0004788 | Equipment Failure/Involved | Overhead | Conductor, Overhead | Together | 2021 | Tier 2 - Elevated | Distribution Circuit | 1 | 4 | 2021-01-04 | 1203774 | Sus | N | EquipmentFailureInvolved¦Overhead¦ConductorOverhead¦Together
21-0009827 | Unknown Cause | Patrol - found nothing |  |  | 2021 | Tier 2 - Elevated | Distribution Circuit | 1 | 18 | 2021-01-18 | 1212911 | Sus | N | UnknownCause¦Patrolfoundnothing¦¦
21-0010606 | Vegetation | Tree - fell into line | Crossarm, Wood | Broken | 2021 | Tier 2 - Elevated | Distribution Circuit | 1 | 19 | 2021-01-19 | 1215071 | Sus | N | Vegetation¦Treefellintoline¦CrossarmWood¦Broken
21-0013536 | Unknown Cause | Patrol - found nothing |  |  | 2021 | Tier 3 - Extreme | Distribution Circuit | 1 | 24 | 2021-01-24 | 1222939 | Sus | N | UnknownCause¦Patrolfoundnothing¦¦
21-0015883 | Vegetation | Tree - fell into line | Conductor, Overhead | Normal | 2021 | Tier 2 - Elevated | Distribution Circuit | 1 | 27 | 2021-01-27 | 1232441 | Sus | N | Vegetation¦Treefellintoline¦ConductorOverhead¦Normal
21-0016093 | Unknown Cause | Patrol - found nothing |  |  | 2021 | Tier 2 - Elevated | Distribution Circuit | 1 | 27 | 2021-01-27 | 1231838 | Sus | N | UnknownCause¦Patrolfoundnothing¦¦
21-0017757 | Vegetation | Tree - fell into line | Conductor, Overhead | Broken, wire on ground | 2021 | Tier 3 - Extreme | Distribution Circuit | 1 | 28 | 2021-01-28 | 1239941 | Sus | N | Vegetation¦Treefellintoline¦ConductorOverhead¦Brokenwireonground
21-0019348 | Vegetation | Tree - grew into line | Conductor, Overhead | Normal | 2021 | Tier 3 - Extreme | Distribution Circuit | 1 | 30 | 2021-01-30 | 1243380 | Sus | N | Vegetation¦Treegrewintoline¦ConductorOverhead¦Normal
21-0020380 | Equipment Failure/Involved | Overhead | Pole-Wood | Burned/flashed | 2021 | Tier 2 - Elevated | Distribution Circuit | 2 | 1 | 2021-02-01 | 1244797 | Sus | N | EquipmentFailureInvolved¦Overhead¦PoleWood¦Burnedflashed
21-0020567 | Unknown Cause | Patrol - found nothing |  |  | 2021 | Tier 2 - Elevated | Distribution Circuit | 2 | 1 | 2021-02-01 | 1245304 | Sus | N | UnknownCause¦Patrolfoundnothing¦¦
21-0021003 | Unknown Cause | Patrol - found nothing |  |  | 2021 | Tier 2 - Elevated | Distribution Circuit | 2 | 2 | 2021-02-02 | 1246224 | Sus | N | UnknownCause¦Patrolfoundnothing¦¦
21-0021322 | Unknown Cause | Patrol - found nothing |  |  | 2021 | Tier 2 - Elevated | Distribution Circuit | 2 | 3 | 2021-02-03 | 1246957 | Sus | N | UnknownCause¦Patrolfoundnothing¦¦
21-0024220 | Equipment Failure/Involved | Overhead | Transformer (OH) | Failed/Faulted | 2021 | Tier 2 - Elevated | Transformer only | 2 | 10 | 2021-02-10 | 1252571 | Sus | N | EquipmentFailureInvolved¦Overhead¦Transformer(OH)¦FailedFaulted
21-0029893 | Equipment Failure/Involved | Overhead | Pole-Wood | Broken | 2021 | Tier 3 - Extreme | Transformer only | 2 | 26 | 2021-02-26 | 1262868 | Sus | N | EquipmentFailureInvolved¦Overhead¦PoleWood¦Broken
21-0030954 | Equipment Failure/Involved | Overhead | Transformer (OH) | Failed/Faulted | 2021 | Tier 2 - Elevated | Transformer only | 3 | 1 | 2021-03-01 | 1265012 | Sus | N | EquipmentFailureInvolved¦Overhead¦Transformer(OH)¦FailedFaulted
21-0032771 | Equipment Failure/Involved | Overhead | Transformer (OH) | Failed/Faulted | 2021 | Tier 3 - Extreme | Distribution Circuit | 3 | 5 | 2021-03-05 | 1270121 | Sus | N | EquipmentFailureInvolved¦Overhead¦Transformer(OH)¦FailedFaulted
21-0035171 | Vegetation | Tree - fell into line | Conductor, Overhead | Broken, wire on ground | 2021 | Tier 3 - Extreme | Distribution Circuit | 3 | 11 | 2021-03-11 | 1278393 | Sus | N | Vegetation¦Treefellintoline¦ConductorOverhead¦Brokenwireonground
21-0036379 | Vegetation | Tree - fell into line | Conductor, Overhead | Broken, wire on ground | 2021 | Tier 2 - Elevated | Distribution Circuit | 3 | 15 | 2021-03-15 | 1282474 | Sus | N | Vegetation¦Treefellintoline¦ConductorOverhead¦Brokenwireonground
21-0045523 | Equipment Failure/Involved | Overhead | Crossarm, Wood | Broken | 2021 | Tier 2 - Elevated | Transformer only | 4 | 6 | 2021-04-06 | 1308413 | Sus | N | EquipmentFailureInvolved¦Overhead¦CrossarmWood¦Broken
21-0046386 | Equipment Failure/Involved | Overhead | Insulator | Broken | 2021 | Tier 2 - Elevated | Distribution Circuit | 4 | 8 | 2021-04-08 | 1310894 | Sus | N | EquipmentFailureInvolved¦Overhead¦Insulator¦Broken
21-0053881 | Equipment Failure/Involved | Fire, pole | Secondary | Burned/flashed | 2021 | Tier 2 - Elevated | Distribution Circuit | 4 | 27 | 2021-04-27 | 1335474 | Sus | N | EquipmentFailureInvolved¦Firepole¦Secondary¦Burnedflashed
21-0054559 | Equipment Failure/Involved | Overhead | Transformer (OH) | Failed/Faulted | 2021 | Tier 2 - Elevated | Transformer only | 4 | 28 | 2021-04-28 | 1336491 | Sus | N | EquipmentFailureInvolved¦Overhead¦Transformer(OH)¦FailedFaulted
21-0067822 | Equipment Failure/Involved | Overhead | Crossarm, Wood | Broken | 2021 | Tier 2 - Elevated | Distribution Circuit | 5 | 30 | 2021-05-30 | 1361654 | Sus | Y | EquipmentFailureInvolved¦Overhead¦CrossarmWood¦Broken
21-0086454 | Environmental/External | Fire, Forest/Grass | Conductor, Overhead | Broken, wire on ground | 2021 | Tier 2 - Elevated | Distribution Circuit | 7 | 8 | 2021-07-08 | 1394615 | Sus | Y | EnvironmentalExternal¦FireForestGrass¦ConductorOverhead¦Brokenwireonground
21-0089235 | Animal | Bird found | Conductor, Overhead | Normal | 2021 | Tier 2 - Elevated | Distribution Circuit | 7 | 13 | 2021-07-13 | 1403810 | Sus | Y | Animal¦Birdfound¦ConductorOverhead¦Normal
21-0099925 | Unknown Cause | Patrol - found nothing |  |  | 2021 | Tier 3 - Extreme | Distribution Circuit | 8 | 19 | 2021-08-19 | 1447174 | Sus | Y | UnknownCause¦Patrolfoundnothing¦¦
21-0100065 | Vegetation | Tree - branch fell on line | Conductor, Overhead | Normal | 2021 | Tier 3 - Extreme | Distribution Circuit | 8 | 4 | 2021-08-04 | 1434319 | Sus | Y | Vegetation¦Treebranchfellonline¦ConductorOverhead¦Normal
21-0101355 | Unknown Cause | Patrol - found nothing |  |  | 2021 | Tier 2 - Elevated | Transformer only | 8 | 6 | 2021-08-06 | 1435991 | Sus | Y | UnknownCause¦Patrolfoundnothing¦¦
21-0104742 | Equipment Failure/Involved | Overhead | Pole-Wood | Deteriorated | 2021 | Tier 2 - Elevated | Distribution Circuit | 8 | 15 | 2021-08-15 | 1443161 | Sus | Y | EquipmentFailureInvolved¦Overhead¦PoleWood¦Deteriorated
21-0105826 | Wildfire Mitigation | Public Safety Power Shut-off | Other | Broken | 2021 | Tier 3 - Extreme | Distribution Circuit | 8 | 17 | 2021-08-17 | 1445386 | Sus | Y | WildfireMitigation¦PublicSafetyPowerShutoff¦Other¦Broken
21-0106557 | Vegetation | Tree - fell into line | Conductor, Overhead | Normal | 2021 | Tier 3 - Extreme | Distribution Circuit | 8 | 18 | 2021-08-18 | 1446797 | Sus | Y | Vegetation¦Treefellintoline¦ConductorOverhead¦Normal
21-0108715 | Vegetation | Tree - fell into line | Pole-Wood | Broken | 2021 | Tier 2 - Elevated | Distribution Circuit | 8 | 24 | 2021-08-24 | 1451649 | Sus | Y | Vegetation¦Treefellintoline¦PoleWood¦Broken
21-0112466 | Equipment Failure/Involved | Overhead | Connector or Splice (OH) | Broken, wire on ground | 2021 | Tier 2 - Elevated | Distribution Circuit | 9 | 2 | 2021-09-02 | 1460560 | Sus | Y | EquipmentFailureInvolved¦Overhead¦ConnectororSplice(OH)¦Brokenwireonground
21-0113703 | Equipment Failure/Involved | Overhead | Pole-Wood | Broken | 2021 | Tier 3 - Extreme | Distribution Circuit | 9 | 4 | 2021-09-04 | 1462239 | Sus | Y | EquipmentFailureInvolved¦Overhead¦PoleWood¦Broken
21-0116306 | Vegetation | Tree - fell into line | Transformer (OH) | Failed/Faulted | 2021 | Tier 2 - Elevated | Distribution Circuit | 9 | 10 | 2021-09-10 | 1468611 | Sus | Y | Vegetation¦Treefellintoline¦Transformer(OH)¦FailedFaulted
21-0116808 | Unknown Cause | Patrol - found nothing |  |  | 2021 | Tier 2 - Elevated | Distribution Circuit | 9 | 13 | 2021-09-13 | 1470649 | Sus | Y | UnknownCause¦Patrolfoundnothing¦¦
21-0117226 | Unknown Cause | Patrol - found nothing |  |  | 2021 | Tier 2 - Elevated | Transformer only | 9 | 14 | 2021-09-14 | 1471338 | Sus | Y | UnknownCause¦Patrolfoundnothing¦¦
21-0119563 | Vegetation | Tree - branch fell on line | Conductor, Overhead | Normal | 2021 | Tier 3 - Extreme | Distribution Circuit | 9 | 19 | 2021-09-19 | 1475599 | Sus | Y | Vegetation¦Treebranchfellonline¦ConductorOverhead¦Normal
21-0134778 | Vegetation | Tree - fell into line | Conductor, Overhead | Normal | 2021 | Tier 2 - Elevated | Distribution Circuit | 10 | 21 | 2021-10-21 | 1505031 | Sus | Y | Vegetation¦Treefellintoline¦ConductorOverhead¦Normal
21-0134787 | Vegetation | Tree - fell into line | Conductor, Overhead | Normal | 2021 | Tier 3 - Extreme | Distribution Circuit | 10 | 21 | 2021-10-21 | 1505113 | Sus | Y | Vegetation¦Treefellintoline¦ConductorOverhead¦Normal
21-0136158 | Equipment Failure/Involved | Overhead | Conductor, Overhead | Broken, wire on ground | 2021 | Tier 2 - Elevated | Distribution Circuit | 10 | 24 | 2021-10-24 | 1511834 | Sus | Y | EquipmentFailureInvolved¦Overhead¦ConductorOverhead¦Brokenwireonground
21-0136917 | Unknown Cause | Patrol - not conducted |  |  | 2021 | Tier 2 - Elevated | Distribution Circuit | 10 | 25 | 2021-10-25 | 1517166 | Sus | Y | UnknownCause¦Patrolnotconducted¦¦
21-0138488 | Unknown Cause | Patrol - found nothing |  |  | 2021 | Tier 2 - Elevated | Distribution Circuit | 10 | 26 | 2021-10-26 | 1522252 | Sus | Y | UnknownCause¦Patrolfoundnothing¦¦
21-0143630 | Vegetation | Tree - fell into line | Conductor, Overhead | Broken, wire on ground | 2021 | Tier 2 - Elevated | Distribution Circuit | 11 | 8 | 2021-11-08 | 1538101 | Sus | Y | Vegetation¦Treefellintoline¦ConductorOverhead¦Brokenwireonground
21-0149059 | Equipment Failure/Involved | Overhead | Transformer | Broken | 2021 | Tier 3 - Extreme | Transformer only | 11 | 20 | 2021-11-20 | 1551825 | Sus | Y | EquipmentFailureInvolved¦Overhead¦Transformer¦Broken
21-0157540 | Vegetation | Tree - fell into line | Conductor, Overhead | Broken, wire on ground | 2021 | Tier 2 - Elevated | Distribution Circuit | 12 | 13 | 2021-12-13 | 1568471 | Sus | N | Vegetation¦Treefellintoline¦ConductorOverhead¦Brokenwireonground
21-0157799 | Vegetation | Tree - fell into line | Conductor, Overhead | Broken, wire on ground | 2021 | Tier 2 - Elevated | Distribution Circuit | 12 | 14 | 2021-12-14 | 1569821 | Sus | N | Vegetation¦Treefellintoline¦ConductorOverhead¦Brokenwireonground
21-0158847 | Vegetation | Tree - fell into line | Crossarm, Wood | Broken, wire on ground | 2021 | Tier 3 - Extreme | Distribution Circuit | 12 | 16 | 2021-12-16 | 1574089 | Sus | N | Vegetation¦Treefellintoline¦CrossarmWood¦Brokenwireonground
21-0158924 | Equipment Failure/Involved | Overhead | Conductor, Overhead | Broken, wire on ground | 2021 | Tier 3 - Extreme | Distribution Circuit | 12 | 15 | 2021-12-15 | 1573612 | Sus | N | EquipmentFailureInvolved¦Overhead¦ConductorOverhead¦Brokenwireonground
21-0160040 | Equipment Failure/Involved | Underground | Transformer | Broken | 2021 | Tier 3 - Extreme | Transformer only | 12 | 21 | 2021-12-21 | 1578827 | Sus | N | EquipmentFailureInvolved¦Underground¦Transformer¦Broken
21-0160530 | Unknown Cause | Patrol - found nothing |  |  | 2021 | Tier 2 - Elevated | Distribution Circuit | 12 | 25 | 2021-12-25 | 1581145 | Sus | N | UnknownCause¦Patrolfoundnothing¦¦
21-0160758 | Environmental/External | Lightning | Transformer | Malfunctioning | 2021 | Tier 2 - Elevated | Transformer only | 12 | 26 | 2021-12-26 | 1582479 | Sus | N | EnvironmentalExternal¦Lightning¦Transformer¦Malfunctioning
21-0161486 | Environmental/External | Ice or snow | Conductor, Overhead | Together | 2021 | Tier 3 - Extreme | Distribution Circuit | 12 | 29 | 2021-12-29 | 1587898 | Sus | N | EnvironmentalExternal¦Iceorsnow¦ConductorOverhead¦Together
22-0006242 | Equipment Failure/Involved | Overhead | Switch (OH) | Normal | 2022 | Tier 3 - Extreme | Distribution Circuit | 1 | 4 | 2022-01-04 | 1595348 | Sus | N | EquipmentFailureInvolved¦Overhead¦Switch(OH)¦Normal
22-0006594 | Environmental/External | Ice or snow | Pole-Wood | Broken, wire on ground | 2021 | Tier 3 - Extreme | Distribution Circuit | 12 | 27 | 2021-12-27 | 1596020 | Sus | N | EnvironmentalExternal¦Iceorsnow¦PoleWood¦Brokenwireonground
22-0006859 | Vegetation | Tree - fell into line | Conductor, Overhead | Broken, wire on ground | 2021 | Tier 3 - Extreme | Distribution Circuit | 12 | 26 | 2021-12-26 | 1596640 | Sus | N | Vegetation¦Treefellintoline¦ConductorOverhead¦Brokenwireonground
22-0007360 | Vegetation | Tree - fell into line | Transformer (OH) | Failed/Faulted | 2022 | Tier 2 - Elevated | Distribution Circuit | 1 | 3 | 2022-01-03 | 1594126 | Sus | N | Vegetation¦Treefellintoline¦Transformer(OH)¦FailedFaulted
22-0007609 | Vegetation | Tree - fell into line | Conductor, Overhead | Broken, wire on ground | 2022 | Tier 3 - Extreme | Transformer only | 1 | 7 | 2022-01-07 | 1598201 | Sus | N | Vegetation¦Treefellintoline¦ConductorOverhead¦Brokenwireonground
22-0007917 | Vegetation | Tree - fell into line | Conductor, Overhead | Normal | 2021 | Tier 3 - Extreme | Distribution Circuit | 12 | 27 | 2021-12-27 | 1590524 | Sus | N | Vegetation¦Treefellintoline¦ConductorOverhead¦Normal
22-0010981 | Unknown Cause | Patrol - found nothing |  |  | 2022 | Tier 2 - Elevated | Distribution Circuit | 1 | 19 | 2022-01-19 | 1604803 | Sus | N | UnknownCause¦Patrolfoundnothing¦¦
22-0017303 | Vegetation | Tree - branch fell on line | Conductor, Overhead | Normal | 2022 | Tier 2 - Elevated | Distribution Circuit | 2 | 1 | 2022-02-01 | 1618745 | Sus | N | Vegetation¦Treebranchfellonline¦ConductorOverhead¦Normal
22-0030282 | Unknown Cause | Patrol - found nothing |  |  | 2022 | Tier 2 - Elevated | Distribution Circuit | 3 | 5 | 2022-03-05 | 1642857 | Sus | N | UnknownCause¦Patrolfoundnothing¦¦
22-0032606 | Unknown Cause | Patrol - found nothing |  |  | 2022 | Tier 2 - Elevated | Distribution Circuit | 3 | 10 | 2022-03-10 | 1646486 | Sus | N | UnknownCause¦Patrolfoundnothing¦¦
22-0044863 | Unknown Cause | Patrol - not conducted |  |  | 2022 | Tier 2 - Elevated | Distribution Circuit | 4 | 9 | 2022-04-09 | 1666720 | Sus | N | UnknownCause¦Patrolnotconducted¦¦
22-0045267 | Animal | Other | Conductor, Overhead | Normal | 2022 | Tier 2 - Elevated | Distribution Circuit | 4 | 11 | 2022-04-11 | 1668138 | Sus | N | Animal¦Other¦ConductorOverhead¦Normal
22-0047850 | Equipment Failure/Involved | Overhead | Conductor, Overhead | Broken, wire on ground | 2022 | Tier 2 - Elevated | Distribution Circuit | 4 | 14 | 2022-04-14 | 1672101 | Sus | N | EquipmentFailureInvolved¦Overhead¦ConductorOverhead¦Brokenwireonground
22-0052973 | Vegetation | Tree - branch fell on line | Conductor, Overhead | Normal | 2022 | Tier 3 - Extreme | Distribution Circuit | 4 | 21 | 2022-04-21 | 1678669 | Sus | N | Vegetation¦Treebranchfellonline¦ConductorOverhead¦Normal
22-0057871 | Environmental/External | Ice or snow | Transformer | Deteriorated | 2022 | Tier 3 - Extreme | Transformer only | 5 | 4 | 2022-05-04 | 1688361 | Sus | Y | EnvironmentalExternal¦Iceorsnow¦Transformer¦Deteriorated
22-0064109 | Vegetation | Tree - fell into line | Conductor, Overhead | Normal | 2022 | Tier 2 - Elevated | Distribution Circuit | 5 | 19 | 2022-05-19 | 1704729 | Sus | Y | Vegetation¦Treefellintoline¦ConductorOverhead¦Normal
22-0064426 | Equipment Failure/Involved | Overhead | Anchor or Guy | Broken | 2022 | Tier 2 - Elevated | Transformer only | 5 | 20 | 2022-05-20 | 1705699 | Sus | Y | EquipmentFailureInvolved¦Overhead¦AnchororGuy¦Broken
22-0071313 | Equipment Failure/Involved | Overhead | Connector or Splice (OH) | Broken | 2022 | Tier 2 - Elevated | Transformer only | 6 | 7 | 2022-06-07 | 1721898 | Sus | Y | EquipmentFailureInvolved¦Overhead¦ConnectororSplice(OH)¦Broken
22-0073459 | Vegetation | Tree - fell into line | Conductor, Overhead | Normal | 2022 | Tier 2 - Elevated | Distribution Circuit | 6 | 12 | 2022-06-12 | 1729610 | Sus | Y | Vegetation¦Treefellintoline¦ConductorOverhead¦Normal
22-0085039 | Equipment Failure/Involved | Overhead | Transformer (OH) | Failed/Faulted | 2022 | Tier 3 - Extreme | Transformer only | 7 | 13 | 2022-07-13 | 1755748 | Sus | Y | EquipmentFailureInvolved¦Overhead¦Transformer(OH)¦FailedFaulted
22-0088847 | Equipment Failure/Involved | Overhead | Transformer | Broken | 2022 | Tier 3 - Extreme | Transformer only | 8 | 16 | 2022-08-16 | 1782275 | Sus | Y | EquipmentFailureInvolved¦Overhead¦Transformer¦Broken
22-0091794 | Animal | Squirrel | Fuse | Broken | 2022 | Tier 2 - Elevated | Transformer only | 7 | 31 | 2022-07-31 | 1769423 | Sus | Y | Animal¦Squirrel¦Fuse¦Broken
22-0094673 | Animal | Squirrel | Transformer (OH) | Failed/Faulted | 2022 | Tier 2 - Elevated | Distribution Circuit | 8 | 7 | 2022-08-07 | 1775190 | Sus | Y | Animal¦Squirrel¦Transformer(OH)¦FailedFaulted
22-0097790 | Company Initiated | Personnel, company | Recloser | Normal | 2022 | Tier 2 - Elevated | Distribution Circuit | 8 | 15 | 2022-08-15 | 1781753 | Sus | Y | CompanyInitiated¦Personnelcompany¦Recloser¦Normal
22-0105969 | Equipment Failure/Involved | Overhead | Transformer (OH) | Failed/Faulted | 2022 | Tier 2 - Elevated | Distribution Circuit | 9 | 5 | 2022-09-05 | 1800148 | Sus | Y | EquipmentFailureInvolved¦Overhead¦Transformer(OH)¦FailedFaulted
22-0108857 | Vegetation | Tree - fell into line | Conductor, Overhead | Normal | 2022 | Tier 3 - Extreme | Distribution Circuit | 9 | 10 | 2022-09-10 | 1808020 | Sus | Y | Vegetation¦Treefellintoline¦ConductorOverhead¦Normal
22-0114684 | Equipment Failure/Involved | Overhead | Transformer (OH) | Failed/Faulted | 2022 | Tier 3 - Extreme | Transformer only | 9 | 26 | 2022-09-26 | 1821482 | Sus | Y | EquipmentFailureInvolved¦Overhead¦Transformer(OH)¦FailedFaulted
22-0116959 | Equipment Failure/Involved | Overhead | Fuse | Normal | 2022 | Tier 2 - Elevated | Transformer only | 10 | 1 | 2022-10-01 | 1825829 | Sus | Y | EquipmentFailureInvolved¦Overhead¦Fuse¦Normal
22-0123865 | Equipment Failure/Involved | Overhead | Pole-Wood | Deteriorated | 2022 | Tier 2 - Elevated | Distribution Circuit | 10 | 22 | 2022-10-22 | 1842750 | Sus | Y | EquipmentFailureInvolved¦Overhead¦PoleWood¦Deteriorated
22-0128833 | Vegetation | Tree - fell into line | Conductor, Overhead | Broken, wire on ground | 2022 | Tier 3 - Extreme | Distribution Circuit | 11 | 8 | 2022-11-08 | 1856839 | Sus | Y | Vegetation¦Treefellintoline¦ConductorOverhead¦Brokenwireonground
22-0129405 | Vegetation | Tree - fell into line | Conductor, Overhead | Broken, wire on ground | 2022 | Tier 3 - Extreme | Distribution Circuit | 11 | 8 | 2022-11-08 | 1858509 | Sus | Y | Vegetation¦Treefellintoline¦ConductorOverhead¦Brokenwireonground
22-0129418 | Unknown Cause | Patrol - not conducted |  |  | 2022 | Tier 3 - Extreme | Distribution Circuit | 11 | 9 | 2022-11-09 | 1858566 | Sus | Y | UnknownCause¦Patrolnotconducted¦¦
22-0130337 | Equipment Failure/Involved | Overhead | Jumper | Burned Open | 2022 | Tier 2 - Elevated | Transformer only | 11 | 11 | 2022-11-11 | 1860638 | Sus | Y | EquipmentFailureInvolved¦Overhead¦Jumper¦BurnedOpen
22-0132868 | Vegetation | Tree - branch fell on line | Transformer (OH) | Failed/Faulted | 2022 | Tier 2 - Elevated | Transformer only | 11 | 19 | 2022-11-19 | 1866149 | Sus | Y | Vegetation¦Treebranchfellonline¦Transformer(OH)¦FailedFaulted
22-0133021 | Animal | Squirrel | Fuse | Failed/Faulted | 2022 | Tier 3 - Extreme | Distribution Circuit | 11 | 21 | 2022-11-21 | 1866722 | Sus | Y | Animal¦Squirrel¦Fuse¦FailedFaulted
22-0142098 | Animal | Squirrel | Fuse | Failed/Faulted | 2022 | Tier 2 - Elevated | Transformer only | 12 | 29 | 2022-12-29 | 1901618 | Sus | N | Animal¦Squirrel¦Fuse¦FailedFaulted
15-0002109 | Equipment Failure/Involved | Other | Transformer | Contaminated | 2015 | Tier 3 - Extreme | Transformer only | 1 | 1 | 2015-01-01 | 1158033 | Sus | N | EquipmentFailureInvolved¦Other¦Transformer¦Contaminated
15-0010036 | Vegetation | Tree - fell into line | Conductor, Underground | Normal | 2015 | Tier 2 - Elevated | Distribution Circuit | 2 | 6 | 2015-02-06 | 1173701 | Sus | N | Vegetation¦Treefellintoline¦ConductorUnderground¦Normal
15-0017344 | Equipment Failure/Involved | Other | Fuse | Failed/Faulted | 2015 | Tier 2 - Elevated | Distribution Circuit | 3 | 4 | 2015-03-04 | 1199062 | Sus | N | EquipmentFailureInvolved¦Other¦Fuse¦FailedFaulted
15-0018112 | Equipment Failure/Involved | Other | Connector or Splice (OH) | Broken | 2015 | Tier 3 - Extreme | Transformer only | 3 | 8 | 2015-03-08 | 1200832 | Sus | N | EquipmentFailureInvolved¦Other¦ConnectororSplice(OH)¦Broken
15-0032342 | Unknown Cause | Patrol - not conducted |  |  | 2015 | Tier 2 - Elevated | Transmission line | 5 | 7 | 2015-05-07 | 1230232 | Sus | Y | UnknownCause¦Patrolnotconducted¦¦
15-0032652 | Unknown Cause | Patrol - found nothing |  |  | 2015 | Tier 2 - Elevated | Distribution Circuit | 5 | 7 | 2015-05-07 | 1230651 | Sus | Y | UnknownCause¦Patrolfoundnothing¦¦
15-0036555 | 3rd Party | Tree - cutting, 3rd party | Conductor, Overhead | Normal | 2015 | Tier 3 - Extreme | Distribution Circuit | 5 | 26 | 2015-05-26 | 1239744 | Sus | Y | 3rdParty¦Treecutting3rdparty¦ConductorOverhead¦Normal
15-0036850 | Vegetation | Tree - fell into line | Conductor, Overhead | Broken, wire on ground | 2015 | Tier 2 - Elevated | Distribution Circuit | 5 | 27 | 2015-05-27 | 1240374 | Sus | Y | Vegetation¦Treefellintoline¦ConductorOverhead¦Brokenwireonground
15-0039293 | 3rd Party | Vehicle | Conductor, Overhead | Broken, wire on ground | 2015 | Tier 2 - Elevated | Distribution Circuit | 6 | 8 | 2015-06-08 | 1245614 | Sus | Y | 3rdParty¦Vehicle¦ConductorOverhead¦Brokenwireonground
15-0048751 | Environmental/External | Lightning | Conductor, Overhead | Broken, wire on ground | 2015 | Tier 2 - Elevated | Distribution Circuit | 7 | 19 | 2015-07-19 | 1272189 | Sus | Y | EnvironmentalExternal¦Lightning¦ConductorOverhead¦Brokenwireonground
15-0048784 | Environmental/External | Lightning | Transformer (OH) | Failed/Faulted | 2015 | Tier 2 - Elevated | Transformer only | 7 | 19 | 2015-07-19 | 1272836 | Sus | Y | EnvironmentalExternal¦Lightning¦Transformer(OH)¦FailedFaulted
15-0049547 | Unknown Cause | Patrol - found nothing |  |  | 2015 | Tier 2 - Elevated | Distribution Circuit | 7 | 19 | 2015-07-19 | 1272476 | Sus | Y | UnknownCause¦Patrolfoundnothing¦¦
15-0050282 | Equipment Failure/Involved | Overhead | Transformer (OH) | Failed/Faulted | 2015 | Tier 2 - Elevated | Distribution Circuit | 7 | 24 | 2015-07-24 | 1276489 | Sus | Y | EquipmentFailureInvolved¦Overhead¦Transformer(OH)¦FailedFaulted
15-0051141 | Unknown Cause | Patrol - found nothing |  |  | 2015 | Tier 2 - Elevated | Distribution Circuit | 7 | 28 | 2015-07-28 | 1279078 | Sus | Y | UnknownCause¦Patrolfoundnothing¦¦
15-0052162 | Environmental/External | Lightning | Fuse | Failed/Faulted | 2015 | Tier 3 - Extreme | Distribution Circuit | 8 | 2 | 2015-08-02 | 1281558 | Sus | Y | EnvironmentalExternal¦Lightning¦Fuse¦FailedFaulted
15-0052185 | Unknown Cause | Patrol - found nothing |  |  | 2015 | Tier 3 - Extreme | Distribution Circuit | 8 | 2 | 2015-08-02 | 1281709 | Sus | Y | UnknownCause¦Patrolfoundnothing¦¦
15-0057411 | Equipment Failure/Involved | Underground | Conductor, Underground | Burned/flashed | 2015 | Tier 2 - Elevated | Distribution Circuit | 8 | 26 | 2015-08-26 | 1294682 | Sus | Y | EquipmentFailureInvolved¦Underground¦ConductorUnderground¦Burnedflashed
15-0059645 | Unknown Cause | Patrol - found nothing |  |  | 2015 | Tier 2 - Elevated | Distribution Circuit | 9 | 7 | 2015-09-07 | 1301188 | Sus | Y | UnknownCause¦Patrolfoundnothing¦¦
15-0060394 | Unknown Cause | Patrol - found nothing |  |  | 2015 | Tier 2 - Elevated | Distribution Circuit | 9 | 10 | 2015-09-10 | 1303076 | Sus | Y | UnknownCause¦Patrolfoundnothing¦¦
15-0061102 | Environmental/External | Fire, Forest/Grass | Pole-Wood | Burned/flashed | 2015 | Tier 3 - Extreme | Distribution Circuit | 9 | 10 | 2015-09-10 | 1305057 | Sus | Y | EnvironmentalExternal¦FireForestGrass¦PoleWood¦Burnedflashed
15-0061317 | Vegetation | Tree - grew into line | Conductor, Overhead | Burned/flashed | 2015 | Tier 2 - Elevated | Transformer only | 9 | 14 | 2015-09-14 | 1305612 | Sus | Y | Vegetation¦Treegrewintoline¦ConductorOverhead¦Burnedflashed
15-0061547 | Environmental/External | Fire, Forest/Grass | Pole-Wood | Burned/flashed | 2015 | Tier 2 - Elevated | Distribution Circuit | 9 | 10 | 2015-09-10 | 1306390 | Sus | Y | EnvironmentalExternal¦FireForestGrass¦PoleWood¦Burnedflashed
15-0062375 | Equipment Failure/Involved | Overhead | Transformer (OH) | Burned/flashed | 2015 | Tier 2 - Elevated | Distribution Circuit | 9 | 11 | 2015-09-11 | 1308893 | Sus | Y | EquipmentFailureInvolved¦Overhead¦Transformer(OH)¦Burnedflashed
15-0066072 | 3rd Party | Tree - cutting, 3rd party | Conductor, Overhead | Broken, wire on ground | 2015 | Tier 2 - Elevated | Distribution Circuit | 9 | 28 | 2015-09-28 | 1312984 | Sus | Y | 3rdParty¦Treecutting3rdparty¦ConductorOverhead¦Brokenwireonground
15-0067297 | Unknown Cause | Patrol - found nothing |  | Failed/Faulted | 2015 | Tier 2 - Elevated | Distribution Circuit | 10 | 1 | 2015-10-01 | 1315187 | Sus | Y | UnknownCause¦Patrolfoundnothing¦¦FailedFaulted
15-0072425 | Equipment Failure/Involved | Overhead | Woodpin | Broken | 2015 | Tier 2 - Elevated | Distribution Circuit | 10 | 21 | 2015-10-21 | 1327074 | Sus | Y | EquipmentFailureInvolved¦Overhead¦Woodpin¦Broken
15-0073240 | Equipment Failure/Involved | Overhead | Transformer | Failed/Faulted | 2015 | Tier 3 - Extreme | Distribution Circuit | 10 | 25 | 2015-10-25 | 1329008 | Sus | Y | EquipmentFailureInvolved¦Overhead¦Transformer¦FailedFaulted
15-0073921 | Unknown Cause | Patrol - found nothing |  |  | 2015 | Tier 3 - Extreme | Distribution Circuit | 10 | 28 | 2015-10-28 | 1330623 | Sus | Y | UnknownCause¦Patrolfoundnothing¦¦
15-0076558 | Equipment Failure/Involved | Fire, pole | Pole-Wood | Burned/flashed | 2015 | Tier 2 - Elevated | Transformer only | 11 | 9 | 2015-11-09 | 1337713 | Sus | Y | EquipmentFailureInvolved¦Firepole¦PoleWood¦Burnedflashed
15-0077857 | Unknown Cause | Patrol - found nothing |  |  | 2015 | Tier 3 - Extreme | Distribution Circuit | 11 | 15 | 2015-11-15 | 1341524 | Sus | Y | UnknownCause¦Patrolfoundnothing¦¦
15-0087007 | Vegetation | Tree - fell into line | Secondary | Bent or Twisted | 2015 | Tier 3 - Extreme | Distribution Circuit | 12 | 23 | 2015-12-23 | 1370532 | Sus | N | Vegetation¦Treefellintoline¦Secondary¦BentorTwisted
15-0087128 | Unknown Cause | Patrol - found nothing |  |  | 2015 | Tier 2 - Elevated | Transmission line | 12 | 24 | 2015-12-24 | 1371117 | Sus | N | UnknownCause¦Patrolfoundnothing¦¦
16-0003273 | Unknown Cause | Patrol - found nothing |  |  | 2016 | Tier 3 - Extreme | Transformer only | 1 | 6 | 2016-01-06 | 1378060 | Sus | N | UnknownCause¦Patrolfoundnothing¦¦
16-0004740 | Vegetation | Tree - branch fell on line | Conductor, Overhead | Broken, wire on ground | 2016 | Tier 2 - Elevated | Distribution Circuit | 1 | 12 | 2016-01-12 | 1382043 | Sus | N | Vegetation¦Treebranchfellonline¦ConductorOverhead¦Brokenwireonground
16-0013560 | Vegetation | Tree - branch fell on line | Conductor, Overhead | Normal | 2016 | Tier 3 - Extreme | Distribution Circuit | 2 | 17 | 2016-02-17 | 1407695 | Sus | N | Vegetation¦Treebranchfellonline¦ConductorOverhead¦Normal
16-0017865 | Vegetation | Tree - branch fell on line | Conductor, Overhead | Broken, wire on ground | 2016 | Tier 2 - Elevated | Distribution Circuit | 3 | 5 | 2016-03-05 | 1419076 | Sus | N | Vegetation¦Treebranchfellonline¦ConductorOverhead¦Brokenwireonground
16-0018148 | Vegetation | Tree - fell into line | Fuse | Failed/Faulted | 2016 | Tier 2 - Elevated | Distribution Circuit | 3 | 5 | 2016-03-05 | 1419171 | Sus | N | Vegetation¦Treefellintoline¦Fuse¦FailedFaulted
16-0018425 | Equipment Failure/Involved | Overhead | Transformer | Failed/Faulted | 2016 | Tier 3 - Extreme | Transformer only | 3 | 6 | 2016-03-06 | 1421748 | Sus | N | EquipmentFailureInvolved¦Overhead¦Transformer¦FailedFaulted
16-0018704 | Vegetation | Tree - branch fell on line | Conductor, Overhead | Normal | 2016 | Tier 3 - Extreme | Distribution Circuit | 3 | 7 | 2016-03-07 | 1423156 | Sus | N | Vegetation¦Treebranchfellonline¦ConductorOverhead¦Normal
16-0020322 | Vegetation | Tree - fell into line | Conductor, Overhead | Broken, wire on ground | 2016 | Tier 2 - Elevated | Distribution Circuit | 3 | 11 | 2016-03-11 | 1427277 | Sus | N | Vegetation¦Treefellintoline¦ConductorOverhead¦Brokenwireonground
16-0020906 | Vegetation | Tree - fell into line | Conductor, Overhead | On Ground | 2016 | Tier 2 - Elevated | Distribution Circuit | 3 | 13 | 2016-03-13 | 1430039 | Sus | N | Vegetation¦Treefellintoline¦ConductorOverhead¦OnGround
16-0021000 | Vegetation | Tree - fell into line | Conductor, Overhead | Bent or Twisted | 2016 | Tier 3 - Extreme | Distribution Circuit | 3 | 13 | 2016-03-13 | 1430386 | Sus | N | Vegetation¦Treefellintoline¦ConductorOverhead¦BentorTwisted
16-0022385 | Equipment Failure/Involved | Overhead | Secondary | Broken, wire on ground | 2016 | Tier 3 - Extreme | Distribution Circuit | 3 | 17 | 2016-03-17 | 1433553 | Sus | N | EquipmentFailureInvolved¦Overhead¦Secondary¦Brokenwireonground
16-0022698 | Equipment Failure/Involved | Overhead | Transformer | Failed/Faulted | 2016 | Tier 2 - Elevated | Distribution Circuit | 3 | 19 | 2016-03-19 | 1434373 | Sus | N | EquipmentFailureInvolved¦Overhead¦Transformer¦FailedFaulted
16-0023069 | Vegetation | Tree - branch fell on line | Conductor, Overhead | Normal | 2016 | Tier 2 - Elevated | Distribution Circuit | 3 | 21 | 2016-03-21 | 1435495 | Sus | N | Vegetation¦Treebranchfellonline¦ConductorOverhead¦Normal
16-0025820 | Vegetation | Tree - branch fell on line | Conductor, Overhead | Broken | 2016 | Tier 3 - Extreme | Distribution Circuit | 4 | 3 | 2016-04-03 | 1443754 | Sus | N | Vegetation¦Treebranchfellonline¦ConductorOverhead¦Broken
16-0027488 | Equipment Failure/Involved | Overhead | Pole-Wood | On Ground | 2016 | Tier 2 - Elevated | Distribution Circuit | 4 | 9 | 2016-04-09 | 1447715 | Sus | N | EquipmentFailureInvolved¦Overhead¦PoleWood¦OnGround
16-0031036 | Vegetation | Tree - branch fell on line | Conductor, Overhead | Normal | 2016 | Tier 2 - Elevated | Distribution Circuit | 4 | 24 | 2016-04-24 | 1457089 | Sus | N | Vegetation¦Treebranchfellonline¦ConductorOverhead¦Normal
16-0031995 | Unknown Cause | Patrol - not conducted |  |  | 2016 | Tier 2 - Elevated | Distribution Circuit | 4 | 27 | 2016-04-27 | 1460141 | Sus | N | UnknownCause¦Patrolnotconducted¦¦
16-0032084 | Environmental/External | Lightning | Transformer | Failed/Faulted | 2016 | Tier 2 - Elevated | Transformer only | 4 | 27 | 2016-04-27 | 1460279 | Sus | N | EnvironmentalExternal¦Lightning¦Transformer¦FailedFaulted
16-0032144 | Equipment Failure/Involved | Overhead | Connector or Splice (OH) | Deteriorated | 2016 | Tier 2 - Elevated | Transformer only | 4 | 27 | 2016-04-27 | 1460504 | Sus | N | EquipmentFailureInvolved¦Overhead¦ConnectororSplice(OH)¦Deteriorated
16-0033440 | Equipment Failure/Involved | Underground | Transformer (UG) | Failed/Faulted | 2016 | Tier 2 - Elevated | Distribution Circuit | 5 | 3 | 2016-05-03 | 1463847 | Sus | Y | EquipmentFailureInvolved¦Underground¦Transformer(UG)¦FailedFaulted
16-0038365 | Equipment Failure/Involved | Overhead | Transformer | Deteriorated | 2016 | Tier 2 - Elevated | Transformer only | 5 | 25 | 2016-05-25 | 1476496 | Sus | Y | EquipmentFailureInvolved¦Overhead¦Transformer¦Deteriorated
16-0039922 | Vegetation | Tree - branch fell on line | Conductor, Overhead | Normal | 2016 | Tier 3 - Extreme | Distribution Circuit | 5 | 31 | 2016-05-31 | 1479722 | Sus | Y | Vegetation¦Treebranchfellonline¦ConductorOverhead¦Normal
16-0043867 | Vegetation | Tree - fell into line | Conductor, Overhead | Broken, wire on ground | 2016 | Tier 3 - Extreme | Distribution Circuit | 6 | 16 | 2016-06-16 | 1491071 | Sus | Y | Vegetation¦Treefellintoline¦ConductorOverhead¦Brokenwireonground
16-0045460 | Vegetation | Tree - branch fell on line | Fuse | Failed/Faulted | 2016 | Tier 3 - Extreme | Distribution Circuit | 6 | 23 | 2016-06-23 | 1494794 | Sus | Y | Vegetation¦Treebranchfellonline¦Fuse¦FailedFaulted
16-0047784 | Unknown Cause | Patrol - found nothing |  |  | 2016 | Tier 2 - Elevated | Distribution Circuit | 7 | 4 | 2016-07-04 | 1500941 | Sus | Y | UnknownCause¦Patrolfoundnothing¦¦
16-0049274 | Unknown Cause | Patrol - found nothing |  |  | 2016 | Tier 2 - Elevated | Distribution Circuit | 7 | 12 | 2016-07-12 | 1508646 | Sus | Y | UnknownCause¦Patrolfoundnothing¦¦
16-0052168 | 3rd Party | Vehicle | Anchor or Guy | Normal | 2016 | Tier 2 - Elevated | Distribution Circuit | 7 | 24 | 2016-07-24 | 1515383 | Sus | Y | 3rdParty¦Vehicle¦AnchororGuy¦Normal
16-0053955 | Environmental/External | Fire, Forest/Grass | Fuse | Normal | 2016 | Tier 3 - Extreme | Distribution Circuit | 7 | 31 | 2016-07-31 | 1519463 | Sus | Y | EnvironmentalExternal¦FireForestGrass¦Fuse¦Normal
16-0054632 | Unknown Cause | Patrol - found nothing |  |  | 2016 | Tier 2 - Elevated | Distribution Circuit | 8 | 3 | 2016-08-03 | 1520778 | Sus | Y | UnknownCause¦Patrolfoundnothing¦¦
16-0054921 | Animal | Bird found | Conductor, Overhead | Normal | 2016 | Tier 2 - Elevated | Distribution Circuit | 8 | 3 | 2016-08-03 | 1521254 | Sus | Y | Animal¦Birdfound¦ConductorOverhead¦Normal
16-0057082 | Animal | Squirrel | Fuse | Failed/Faulted | 2016 | Tier 2 - Elevated | Distribution Circuit | 8 | 13 | 2016-08-13 | 1525716 | Sus | Y | Animal¦Squirrel¦Fuse¦FailedFaulted
16-0058787 | Unknown Cause | Patrol - found nothing |  |  | 2016 | Tier 2 - Elevated | Distribution Circuit | 8 | 20 | 2016-08-20 | 1529529 | Sus | Y | UnknownCause¦Patrolfoundnothing¦¦
16-0061476 | Vegetation | Tree - fell into line | Conductor, Overhead | Normal | 2016 | Tier 3 - Extreme | Transformer only | 8 | 31 | 2016-08-31 | 1535088 | Sus | Y | Vegetation¦Treefellintoline¦ConductorOverhead¦Normal
16-0069900 | Vegetation | Tree - fell into line | Conductor, Overhead | Broken, wire on ground | 2016 | Tier 3 - Extreme | Distribution Circuit | 10 | 5 | 2016-10-05 | 1553509 | Sus | Y | Vegetation¦Treefellintoline¦ConductorOverhead¦Brokenwireonground
16-0072288 | Equipment Failure/Involved | Overhead | Lightning Arrestor | Arcing | 2016 | Tier 2 - Elevated | Transformer only | 10 | 14 | 2016-10-14 | 1559974 | Sus | Y | EquipmentFailureInvolved¦Overhead¦LightningArrestor¦Arcing
16-0076758 | Animal | Squirrel | Transformer | Failed/Faulted | 2016 | Tier 3 - Extreme | Transformer only | 10 | 30 | 2016-10-30 | 1572979 | Sus | Y | Animal¦Squirrel¦Transformer¦FailedFaulted
16-0080083 | 3rd Party | Vehicle | Pole-Wood | Broken | 2016 | Tier 2 - Elevated | Distribution Circuit | 11 | 15 | 2016-11-15 | 1581847 | Sus | Y | 3rdParty¦Vehicle¦PoleWood¦Broken
16-0080801 | Animal | Squirrel | Conductor, Underground | Broken | 2016 | Tier 2 - Elevated | Distribution Circuit | 11 | 18 | 2016-11-18 | 1583840 | Sus | Y | Animal¦Squirrel¦ConductorUnderground¦Broken
16-0082504 | Equipment Failure/Involved | Overhead | Conductor, Overhead | Broken, wire on ground | 2016 | Tier 3 - Extreme | Distribution Circuit | 11 | 27 | 2016-11-27 | 1590136 | Sus | Y | EquipmentFailureInvolved¦Overhead¦ConductorOverhead¦Brokenwireonground
16-0085040 | Vegetation | Tree - fell into line | Conductor, Overhead | Normal | 2016 | Tier 2 - Elevated | Distribution Circuit | 12 | 10 | 2016-12-10 | 1599470 | Sus | N | Vegetation¦Treefellintoline¦ConductorOverhead¦Normal
16-0085997 | Vegetation | Tree - fell into line | Conductor, Overhead | Broken | 2016 | Tier 3 - Extreme | Distribution Circuit | 12 | 15 | 2016-12-15 | 1604376 | Sus | N | Vegetation¦Treefellintoline¦ConductorOverhead¦Broken
16-0086551 | Unknown Cause | Patrol - found nothing |  |  | 2016 | Tier 2 - Elevated | Distribution Circuit | 12 | 20 | 2016-12-20 | 1607866 | Sus | N | UnknownCause¦Patrolfoundnothing¦¦
16-0086605 | 3rd Party | Vehicle | Conductor, Overhead | Broken, wire on ground | 2016 | Tier 2 - Elevated | Distribution Circuit | 12 | 21 | 2016-12-21 | 1608184 | Sus | N | 3rdParty¦Vehicle¦ConductorOverhead¦Brokenwireonground
16-0086878 | Environmental/External | Ice or snow | Recloser | Normal | 2016 | Tier 2 - Elevated | Distribution Circuit | 12 | 23 | 2016-12-23 | 1610075 | Sus | N | EnvironmentalExternal¦Iceorsnow¦Recloser¦Normal
17-0003227 | Vegetation | Tree - fell into line | Conductor, Overhead | Broken, wire on ground | 2017 | Tier 3 - Extreme | Distribution Circuit | 1 | 3 | 2017-01-03 | 1616369 | Sus | N | Vegetation¦Treefellintoline¦ConductorOverhead¦Brokenwireonground
17-0004604 | Vegetation | Tree - branch fell on line | Fuse | Failed/Faulted | 2017 | Tier 2 - Elevated | Distribution Circuit | 1 | 7 | 2017-01-07 | 1621025 | Sus | N | Vegetation¦Treebranchfellonline¦Fuse¦FailedFaulted
17-0005464 | Unknown Cause | Patrol - found nothing |  |  | 2017 | Tier 3 - Extreme | Distribution Circuit | 1 | 8 | 2017-01-08 | 1627390 | Sus | N | UnknownCause¦Patrolfoundnothing¦¦
17-0005845 | Unknown Cause | Patrol - found nothing |  |  | 2017 | Tier 3 - Extreme | Distribution Circuit | 1 | 8 | 2017-01-08 | 1628587 | Sus | N | UnknownCause¦Patrolfoundnothing¦¦
17-0006572 | Equipment Failure/Involved | Overhead | Pole-Wood | Broken | 2017 | Tier 3 - Extreme | Distribution Circuit | 1 | 10 | 2017-01-10 | 1632681 | Sus | N | EquipmentFailureInvolved¦Overhead¦PoleWood¦Broken
17-0008628 | Unknown Cause | Patrol - found nothing |  |  | 2017 | Tier 3 - Extreme | Distribution Circuit | 1 | 12 | 2017-01-12 | 1642011 | Sus | N | UnknownCause¦Patrolfoundnothing¦¦
17-0008788 | Equipment Failure/Involved | Other | Customer Equipment | Malfunctioning | 2017 | Tier 3 - Extreme | Transformer only | 1 | 13 | 2017-01-13 | 1642312 | Sus | N | EquipmentFailureInvolved¦Other¦CustomerEquipment¦Malfunctioning
17-0009117 | Vegetation | Tree - branch fell on line | Conductor, Overhead | Normal | 2017 | Tier 3 - Extreme | Distribution Circuit | 1 | 14 | 2017-01-14 | 1643307 | Sus | N | Vegetation¦Treebranchfellonline¦ConductorOverhead¦Normal
17-0010959 | Equipment Failure/Involved | Overhead | Transformer | Failed/Faulted | 2017 | Tier 2 - Elevated | Transformer only | 1 | 19 | 2017-01-19 | 1650960 | Sus | N | EquipmentFailureInvolved¦Overhead¦Transformer¦FailedFaulted
17-0011814 | Vegetation | Tree - fell into line | Pole-Wood | Broken, wire on ground | 2017 | Tier 2 - Elevated | Distribution Circuit | 1 | 20 | 2017-01-20 | 1655172 | Sus | N | Vegetation¦Treefellintoline¦PoleWood¦Brokenwireonground
17-0012143 | Vegetation | Tree - fell into line | Conductor, Overhead | Normal | 2017 | Tier 3 - Extreme | Distribution Circuit | 1 | 21 | 2017-01-21 | 1656703 | Sus | N | Vegetation¦Treefellintoline¦ConductorOverhead¦Normal
17-0012155 | Vegetation | Tree - fell into line | Conductor, Overhead | Broken, wire on ground | 2017 | Tier 2 - Elevated | Distribution Circuit | 1 | 21 | 2017-01-21 | 1655410 | Sus | N | Vegetation¦Treefellintoline¦ConductorOverhead¦Brokenwireonground
17-0015305 | Unknown Cause | Patrol - found nothing |  |  | 2017 | Tier 2 - Elevated | Distribution Circuit | 1 | 26 | 2017-01-26 | 1667722 | Sus | N | UnknownCause¦Patrolfoundnothing¦¦
17-0015342 | Equipment Failure/Involved | Underground | Secondary | Deteriorated | 2017 | Tier 2 - Elevated | Transformer only | 1 | 26 | 2017-01-26 | 1667933 | Sus | N | EquipmentFailureInvolved¦Underground¦Secondary¦Deteriorated
17-0016724 | Unknown Cause | Patrol - not conducted |  |  | 2017 | Tier 3 - Extreme | Transformer only | 2 | 1 | 2017-02-01 | 1672142 | Sus | N | UnknownCause¦Patrolnotconducted¦¦
17-0018009 | Vegetation | Tree - fell into line | Conductor, Overhead | Broken, wire on ground | 2017 | Tier 2 - Elevated | Distribution Circuit | 2 | 6 | 2017-02-06 | 1677158 | Sus | N | Vegetation¦Treefellintoline¦ConductorOverhead¦Brokenwireonground
17-0018591 | Vegetation | Tree - bark fell into line | Conductor, Overhead | Normal | 2017 | Tier 2 - Elevated | Distribution Circuit | 2 | 7 | 2017-02-07 | 1680204 | Sus | N | Vegetation¦Treebarkfellintoline¦ConductorOverhead¦Normal
17-0019521 | Vegetation | Tree - fell into line | Conductor, Overhead | Broken, wire on ground | 2017 | Tier 3 - Extreme | Distribution Circuit | 2 | 9 | 2017-02-09 | 1683708 | Sus | N | Vegetation¦Treefellintoline¦ConductorOverhead¦Brokenwireonground
17-0021518 | Vegetation | Tree - fell into line | Conductor, Overhead | Broken, wire on ground | 2017 | Tier 3 - Extreme | Distribution Circuit | 2 | 16 | 2017-02-16 | 1690095 | Sus | N | Vegetation¦Treefellintoline¦ConductorOverhead¦Brokenwireonground
17-0021740 | Equipment Failure/Involved | Overhead | Crossarm, Wood | Broken | 2017 | Tier 3 - Extreme | Distribution Circuit | 2 | 16 | 2017-02-16 | 1690679 | Sus | N | EquipmentFailureInvolved¦Overhead¦CrossarmWood¦Broken
17-0022483 | Equipment Failure/Involved | Overhead | Transformer (OH) | Failed/Faulted | 2017 | Tier 3 - Extreme | Transformer only | 2 | 17 | 2017-02-17 | 1697400 | Sus | N | EquipmentFailureInvolved¦Overhead¦Transformer(OH)¦FailedFaulted
17-0022917 | Vegetation | Tree - fell into line | Conductor, Overhead | Broken, wire on ground | 2017 | Tier 2 - Elevated | Distribution Circuit | 2 | 18 | 2017-02-18 | 1698965 | Sus | N | Vegetation¦Treefellintoline¦ConductorOverhead¦Brokenwireonground
17-0025137 | Equipment Failure/Involved | Overhead | Conductor, Overhead | Broken, wire on ground | 2017 | Tier 3 - Extreme | Distribution Circuit | 2 | 21 | 2017-02-21 | 1706890 | Sus | N | EquipmentFailureInvolved¦Overhead¦ConductorOverhead¦Brokenwireonground
17-0025739 | Vegetation | Tree - fell into line | Crossarm, Wood | Broken, wire on ground | 2017 | Tier 2 - Elevated | Distribution Circuit | 2 | 21 | 2017-02-21 | 1711171 | Sus | N | Vegetation¦Treefellintoline¦CrossarmWood¦Brokenwireonground
17-0025762 | Vegetation | Tree - fell into line | Conductor, Overhead | Broken, wire on ground | 2017 | Tier 2 - Elevated | Distribution Circuit | 2 | 22 | 2017-02-22 | 1711109 | Sus | N | Vegetation¦Treefellintoline¦ConductorOverhead¦Brokenwireonground
17-0032689 | Equipment Failure/Involved | Overhead | Transformer | Failed/Faulted | 2017 | Tier 2 - Elevated | Transformer only | 3 | 22 | 2017-03-22 | 1732715 | Sus | N | EquipmentFailureInvolved¦Overhead¦Transformer¦FailedFaulted
17-0037009 | Vegetation | Tree - fell into line | Conductor, Overhead | Normal | 2017 | Tier 2 - Elevated | Distribution Circuit | 4 | 6 | 2017-04-06 | 1745357 | Sus | N | Vegetation¦Treefellintoline¦ConductorOverhead¦Normal
17-0037885 | Equipment Failure/Involved | Overhead | Insulator | Broken, wire on ground | 2017 | Tier 2 - Elevated | Distribution Circuit | 4 | 7 | 2017-04-07 | 1750653 | Sus | N | EquipmentFailureInvolved¦Overhead¦Insulator¦Brokenwireonground
17-0038314 | Environmental/External | Lightning | Transformer | Failed/Faulted | 2017 | Tier 2 - Elevated | Transformer only | 4 | 8 | 2017-04-08 | 1752907 | Sus | N | EnvironmentalExternal¦Lightning¦Transformer¦FailedFaulted
17-0039151 | Unknown Cause | Patrol - found nothing |  |  | 2017 | Tier 3 - Extreme | Distribution Circuit | 4 | 11 | 2017-04-11 | 1755058 | Sus | N | UnknownCause¦Patrolfoundnothing¦¦
17-0039759 | Unknown Cause | Patrol - found nothing |  |  | 2017 | Tier 3 - Extreme | Distribution Circuit | 4 | 13 | 2017-04-13 | 1756585 | Sus | N | UnknownCause¦Patrolfoundnothing¦¦
17-0040704 | Equipment Failure/Involved | Overhead | Transformer (OH) | Failed/Faulted | 2017 | Tier 3 - Extreme | Distribution Circuit | 4 | 17 | 2017-04-17 | 1759128 | Sus | N | EquipmentFailureInvolved¦Overhead¦Transformer(OH)¦FailedFaulted
17-0040738 | Environmental/External | Flood/Erosion | Conductor, Overhead | Normal | 2017 | Tier 2 - Elevated | Distribution Circuit | 4 | 17 | 2017-04-17 | 1759380 | Sus | N | EnvironmentalExternal¦FloodErosion¦ConductorOverhead¦Normal
17-0041600 | Vegetation | Tree - fell into line | Conductor, Overhead | Broken, wire on ground | 2017 | Tier 3 - Extreme | Distribution Circuit | 4 | 20 | 2017-04-20 | 1761570 | Sus | N | Vegetation¦Treefellintoline¦ConductorOverhead¦Brokenwireonground
17-0046008 | Equipment Failure/Involved | Overhead | Crossarm, Wood | Broken | 2017 | Tier 2 - Elevated | Distribution Circuit | 5 | 7 | 2017-05-07 | 1777089 | Sus | Y | EquipmentFailureInvolved¦Overhead¦CrossarmWood¦Broken
17-0046323 | Unknown Cause | Patrol - found nothing |  |  | 2017 | Tier 2 - Elevated | Transformer only | 5 | 8 | 2017-05-08 | 1778035 | Sus | Y | UnknownCause¦Patrolfoundnothing¦¦
17-0047829 | Vegetation | Tree - fell into line | Conductor, Overhead | Broken, wire on ground | 2017 | Tier 2 - Elevated | Distribution Circuit | 5 | 14 | 2017-05-14 | 1781963 | Sus | Y | Vegetation¦Treefellintoline¦ConductorOverhead¦Brokenwireonground
17-0058566 | Unknown Cause | Patrol - found nothing |  |  | 2017 | Tier 2 - Elevated | Distribution Circuit | 6 | 26 | 2017-06-26 | 1818097 | Sus | Y | UnknownCause¦Patrolfoundnothing¦¦
17-0067387 | Vegetation | Tree - fell into line | Conductor, Overhead | Broken, wire on ground | 2017 | Tier 2 - Elevated | Distribution Circuit | 8 | 2 | 2017-08-02 | 1844647 | Sus | Y | Vegetation¦Treefellintoline¦ConductorOverhead¦Brokenwireonground
17-0072997 | Animal | Squirrel | Fuse | Burned Open | 2017 | Tier 3 - Extreme | Distribution Circuit | 8 | 26 | 2017-08-26 | 1859735 | Sus | Y | Animal¦Squirrel¦Fuse¦BurnedOpen
17-0077519 | Equipment Failure/Involved | Overhead | Transformer | Failed/Faulted | 2017 | Tier 2 - Elevated | Transformer only | 9 | 11 | 2017-09-11 | 1874910 | Sus | Y | EquipmentFailureInvolved¦Overhead¦Transformer¦FailedFaulted
17-0079828 | Equipment Failure/Involved | Overhead | Conductor, Overhead | Broken, wire on ground | 2017 | Tier 2 - Elevated | Distribution Circuit | 9 | 18 | 2017-09-18 | 1881328 | Sus | Y | EquipmentFailureInvolved¦Overhead¦ConductorOverhead¦Brokenwireonground
17-0084280 | Animal | Squirrel | Cutout, fuse holder | Failed/Faulted | 2017 | Tier 3 - Extreme | Distribution Circuit | 10 | 4 | 2017-10-04 | 1891011 | Sus | Y | Animal¦Squirrel¦Cutoutfuseholder¦FailedFaulted
17-0085354 | Vegetation | Tree - bark fell into line | Secondary | Broken, wire on ground | 2017 | Tier 3 - Extreme | Distribution Circuit | 10 | 9 | 2017-10-09 | 1895339 | Sus | Y | Vegetation¦Treebarkfellintoline¦Secondary¦Brokenwireonground
17-0085356 | Vegetation | Tree - branch fell on line | Conductor, Overhead | Normal | 2017 | Tier 3 - Extreme | Distribution Circuit | 10 | 9 | 2017-10-09 | 1895360 | Sus | Y | Vegetation¦Treebranchfellonline¦ConductorOverhead¦Normal
17-0085356 | Vegetation | Tree - branch fell on line | Conductor, Overhead | Normal | 2017 | Tier 3 - Extreme | Distribution Circuit | 10 | 9 | 2017-10-09 | 1895360 | Sus | Y | Vegetation¦Treebranchfellonline¦ConductorOverhead¦Normal
17-0087088 | Unknown Cause | Patrol - found nothing |  |  | 2017 | Tier 3 - Extreme | Distribution Circuit | 10 | 13 | 2017-10-13 | 1899871 | Sus | Y | UnknownCause¦Patrolfoundnothing¦¦
17-0087207 | Unknown Cause | Patrol - not conducted |  |  | 2017 | Tier 3 - Extreme | Distribution Circuit | 10 | 9 | 2017-10-09 | 1900354 | Sus | Y | UnknownCause¦Patrolnotconducted¦¦
17-0088282 | Environmental/External | Fire, Forest/Grass | Customer Equipment | Burned/flashed | 2017 | Tier 2 - Elevated | Transformer only | 10 | 14 | 2017-10-14 | 1903299 | Sus | Y | EnvironmentalExternal¦FireForestGrass¦CustomerEquipment¦Burnedflashed
17-0092407 | Animal | Squirrel | Fuse | Failed/Faulted | 2017 | Tier 2 - Elevated | Distribution Circuit | 11 | 3 | 2017-11-03 | 1914994 | Sus | Y | Animal¦Squirrel¦Fuse¦FailedFaulted
17-0099590 | Equipment Failure/Involved | Overhead | Transformer | Failed/Faulted | 2017 | Tier 2 - Elevated | Distribution Circuit | 12 | 4 | 2017-12-04 | 1934529 | Sus | N | EquipmentFailureInvolved¦Overhead¦Transformer¦FailedFaulted
18-0007366 | Equipment Failure/Involved | Overhead | Crossarm, Wood | Broken, wire on object | 2018 | Tier 2 - Elevated | Transformer only | 1 | 19 | 2018-01-19 | 10812 | Sus | N | EquipmentFailureInvolved¦Overhead¦CrossarmWood¦Brokenwireonobject
18-0008876 | Equipment Failure/Involved | Overhead | Insulator | Broken | 2018 | Tier 2 - Elevated | Distribution Circuit | 1 | 25 | 2018-01-25 | 13689 | Sus | N | EquipmentFailureInvolved¦Overhead¦Insulator¦Broken
18-0009421 | Vegetation | Tree - fell into line | Conductor, Overhead | Broken, wire on ground | 2018 | Tier 2 - Elevated | Distribution Circuit | 1 | 26 | 2018-01-26 | 14853 | Sus | N | Vegetation¦Treefellintoline¦ConductorOverhead¦Brokenwireonground
18-0015338 | Equipment Failure/Involved | Overhead | Conductor, Overhead | Broken, wire on ground | 2018 | Tier 2 - Elevated | Transmission line | 2 | 19 | 2018-02-19 | 27016 | Sus | N | EquipmentFailureInvolved¦Overhead¦ConductorOverhead¦Brokenwireonground
18-0016579 | Vegetation | Tree - fell into line | Crossarm, Wood | Broken, wire on ground | 2018 | Tier 2 - Elevated | Distribution Circuit | 2 | 22 | 2018-02-22 | 29736 | Sus | N | Vegetation¦Treefellintoline¦CrossarmWood¦Brokenwireonground
18-0017538 | Vegetation | Tree - fell into line | Conductor, Overhead | Burned/flashed | 2018 | Tier 2 - Elevated | Distribution Circuit | 2 | 26 | 2018-02-26 | 32093 | Sus | N | Vegetation¦Treefellintoline¦ConductorOverhead¦Burnedflashed
18-0017598 | Vegetation | Tree - branch fell on line | Conductor, Overhead | Broken, wire on ground | 2018 | Tier 3 - Extreme | Distribution Circuit | 2 | 27 | 2018-02-27 | 32471 | Sus | N | Vegetation¦Treebranchfellonline¦ConductorOverhead¦Brokenwireonground
18-0019582 | Equipment Failure/Involved | Overhead | Conductor, Overhead | Broken, wire on ground | 2018 | Tier 3 - Extreme | Distribution Circuit | 3 | 4 | 2018-03-04 | 37910 | Sus | N | EquipmentFailureInvolved¦Overhead¦ConductorOverhead¦Brokenwireonground
18-0022296 | Equipment Failure/Involved | Overhead | Connector or Splice (OH) | Broken, wire on ground | 2018 | Tier 2 - Elevated | Distribution Circuit | 3 | 13 | 2018-03-13 | 43339 | Sus | N | EquipmentFailureInvolved¦Overhead¦ConnectororSplice(OH)¦Brokenwireonground
18-0028394 | Unknown Cause | Patrol - found nothing |  |  | 2018 | Tier 3 - Extreme | Distribution Circuit | 4 | 2 | 2018-04-02 | 57671 | Sus | N | UnknownCause¦Patrolfoundnothing¦¦
18-0031031 | Vegetation | Tree - branch fell on line | Conductor, Overhead | Normal | 2018 | Tier 3 - Extreme | Distribution Circuit | 4 | 10 | 2018-04-10 | 64182 | Sus | N | Vegetation¦Treebranchfellonline¦ConductorOverhead¦Normal
18-0032406 | Unknown Cause | Patrol - found nothing |  |  | 2018 | Tier 3 - Extreme | Distribution Circuit | 4 | 15 | 2018-04-15 | 67255 | Sus | N | UnknownCause¦Patrolfoundnothing¦¦
18-0039738 | Vegetation | Tree - fell into line | Conductor, Overhead | Broken, wire on ground | 2018 | Tier 3 - Extreme | Distribution Circuit | 5 | 9 | 2018-05-09 |  | Sus | Y | Vegetation¦Treefellintoline¦ConductorOverhead¦Brokenwireonground
18-0040522 | Unknown Cause | Patrol - found nothing |  |  | 2018 | Tier 2 - Elevated | Distribution Circuit | 5 | 12 | 2018-05-12 | 84900 | Sus | Y | UnknownCause¦Patrolfoundnothing¦¦
18-0043935 | Unknown Cause | Patrol - found nothing |  |  | 2018 | Tier 2 - Elevated | Distribution Circuit | 5 | 24 | 2018-05-24 | 93030 | Sus | Y | UnknownCause¦Patrolfoundnothing¦¦
18-0053863 | Vegetation | Tree - fell into line | Pole-Wood | Broken | 2018 | Tier 2 - Elevated | Transformer only | 6 | 23 | 2018-06-23 | 116107 | Sus | Y | Vegetation¦Treefellintoline¦PoleWood¦Broken
18-0063979 | Equipment Failure/Involved | Overhead | Transformer (OH) | Failed/Faulted | 2018 | Tier 2 - Elevated | Transformer only | 7 | 26 | 2018-07-26 | 140692 | Sus | Y | EquipmentFailureInvolved¦Overhead¦Transformer(OH)¦FailedFaulted
18-0064489 | Environmental/External | Fire, Forest/Grass | Pole-Wood | Burned/flashed | 2018 | Tier 2 - Elevated | Distribution Circuit | 7 | 27 | 2018-07-27 | 142124 | Sus | Y | EnvironmentalExternal¦FireForestGrass¦PoleWood¦Burnedflashed
18-0065470 | Environmental/External | Fire, Forest/Grass | Pole-Wood | Broken, wire on ground | 2018 | Tier 2 - Elevated | Distribution Circuit | 7 | 28 | 2018-07-28 | 146141 | Sus | Y | EnvironmentalExternal¦FireForestGrass¦PoleWood¦Brokenwireonground
18-0066853 | Unknown Cause | Patrol - found nothing |  |  | 2018 | Tier 3 - Extreme | Distribution Circuit | 8 | 5 | 2018-08-05 | 149218 | Sus | Y | UnknownCause¦Patrolfoundnothing¦¦
18-0070334 | Vegetation | Tree - fell into line | Fuse | Burned Open | 2018 | Tier 3 - Extreme | Distribution Circuit | 8 | 15 | 2018-08-15 | 155920 | Sus | Y | Vegetation¦Treefellintoline¦Fuse¦BurnedOpen
18-0071279 | Equipment Failure/Involved | Overhead | Transformer (OH) | Failed/Faulted | 2018 | Tier 2 - Elevated | Transformer only | 8 | 17 | 2018-08-17 | 157353 | Sus | Y | EquipmentFailureInvolved¦Overhead¦Transformer(OH)¦FailedFaulted
18-0072621 | Environmental/External | Fire, Forest/Grass | Conductor, Overhead | Normal | 2018 | Tier 2 - Elevated | Distribution Circuit | 8 | 22 | 2018-08-22 | 160488 | Sus | Y | EnvironmentalExternal¦FireForestGrass¦ConductorOverhead¦Normal
18-0081096 | Vegetation | Tree - fell into line | Conductor, Overhead | Broken, wire on ground | 2018 | Tier 3 - Extreme | Distribution Circuit | 9 | 19 | 2018-09-19 | 177145 | Sus | Y | Vegetation¦Treefellintoline¦ConductorOverhead¦Brokenwireonground
18-0086962 | Vegetation | Tree - fell into line | Conductor, Overhead | Bent or Twisted | 2018 | Tier 2 - Elevated | Distribution Circuit | 10 | 4 | 2018-10-04 | 188029 | Sus | Y | Vegetation¦Treefellintoline¦ConductorOverhead¦BentorTwisted
18-0095837 | Unknown Cause | Patrol - found nothing |  |  | 2018 | Tier 2 - Elevated | Distribution Circuit | 10 | 31 | 2018-10-31 | 205998 | Sus | Y | UnknownCause¦Patrolfoundnothing¦¦
18-0098292 | Vegetation | Tree - fell into line | Conductor, Overhead | Broken, wire on ground | 2018 | Tier 3 - Extreme | Distribution Circuit | 11 | 8 | 2018-11-08 | 211662 | Sus | Y | Vegetation¦Treefellintoline¦ConductorOverhead¦Brokenwireonground
18-0098943 | Equipment Failure/Involved | Overhead | Transformer | Failed/Faulted | 2018 | Tier 2 - Elevated | Transformer only | 11 | 11 | 2018-11-11 | 213398 | Sus | Y | EquipmentFailureInvolved¦Overhead¦Transformer¦FailedFaulted
18-0101369 | Environmental/External | Fire, Forest/Grass | Pole-Wood | Burned/flashed | 2018 | Tier 3 - Extreme | Distribution Circuit | 11 | 8 | 2018-11-08 | 218890 | Sus | Y | EnvironmentalExternal¦FireForestGrass¦PoleWood¦Burnedflashed
18-0104002 | Vegetation | Tree - fell into line | Conductor, Overhead | Broken, wire on ground | 2018 | Tier 2 - Elevated | Distribution Circuit | 11 | 27 | 2018-11-27 | 225875 | Sus | Y | Vegetation¦Treefellintoline¦ConductorOverhead¦Brokenwireonground
18-0105054 | Unknown Cause | Patrol - found nothing |  |  | 2018 | Tier 2 - Elevated | Distribution Circuit | 11 | 29 | 2018-11-29 | 228827 | Sus | Y | UnknownCause¦Patrolfoundnothing¦¦
18-0108058 | Unknown Cause | Patrol - found nothing |  |  | 2018 | Tier 3 - Extreme | Distribution Circuit | 12 | 8 | 2018-12-08 | 236195 | Sus | N | UnknownCause¦Patrolfoundnothing¦¦
18-0110299 | Vegetation | Tree - fell into line | Conductor, Overhead | Broken, wire on ground | 2018 | Tier 2 - Elevated | Distribution Circuit | 12 | 21 | 2018-12-21 | 245366 | Sus | N | Vegetation¦Treefellintoline¦ConductorOverhead¦Brokenwireonground
18-0110530 | Equipment Failure/Involved | Overhead | Transformer (OH) | Failed/Faulted | 2018 | Tier 3 - Extreme | Transformer only | 12 | 24 | 2018-12-24 | 246099 | Sus | N | EquipmentFailureInvolved¦Overhead¦Transformer(OH)¦FailedFaulted
19-0004169 | 3rd Party | Vehicle | Pole-Wood | Broken, wire on ground | 2019 | Tier 2 - Elevated | Distribution Circuit | 1 | 3 | 2019-01-03 | 252606 | Sus | N | 3rdParty¦Vehicle¦PoleWood¦Brokenwireonground
19-0004756 | Unknown Cause | Patrol - found nothing |  |  | 2019 | Tier 2 - Elevated | Distribution Circuit | 1 | 5 | 2019-01-05 | 254153 | Sus | N | UnknownCause¦Patrolfoundnothing¦¦
19-0005129 | Vegetation | Tree - fell into line | Conductor, Overhead | Broken, wire on ground | 2019 | Tier 2 - Elevated | Distribution Circuit | 1 | 6 | 2019-01-06 | 255539 | Sus | N | Vegetation¦Treefellintoline¦ConductorOverhead¦Brokenwireonground
19-0005550 | Vegetation | Tree - fell into line | Conductor, Overhead | Broken, wire on ground | 2019 | Tier 3 - Extreme | Distribution Circuit | 1 | 6 | 2019-01-06 | 258408 | Sus | N | Vegetation¦Treefellintoline¦ConductorOverhead¦Brokenwireonground
19-0006755 | Vegetation | Tree - branch fell on line | Fuse | Failed/Faulted | 2019 | Tier 3 - Extreme | Distribution Circuit | 1 | 9 | 2019-01-09 | 261335 | Sus | N | Vegetation¦Treebranchfellonline¦Fuse¦FailedFaulted
19-0008372 | 3rd Party | Tree - cutting, 3rd party | Conductor, Overhead | Broken, wire on ground | 2019 | Tier 2 - Elevated | Distribution Circuit | 1 | 13 | 2019-01-13 | 264270 | Sus | N | 3rdParty¦Treecutting3rdparty¦ConductorOverhead¦Brokenwireonground
19-0009627 | Vegetation | Tree - branch fell on line | Conductor, Overhead | Normal | 2019 | Tier 2 - Elevated | Distribution Circuit | 1 | 16 | 2019-01-16 | 266726 | Sus | N | Vegetation¦Treebranchfellonline¦ConductorOverhead¦Normal
19-0010264 | Unknown Cause | Patrol - found nothing |  |  | 2019 | Tier 2 - Elevated | Distribution Circuit | 1 | 16 | 2019-01-16 | 271022 | Sus | N | UnknownCause¦Patrolfoundnothing¦¦
19-0010541 | Vegetation | Tree - fell into line | Conductor, Overhead | Broken | 2019 | Tier 3 - Extreme | Distribution Circuit | 1 | 16 | 2019-01-16 | 271291 | Sus | N | Vegetation¦Treefellintoline¦ConductorOverhead¦Broken
19-0010592 | Unknown Cause | Patrol - found nothing |  |  | 2019 | Tier 3 - Extreme | Distribution Circuit | 1 | 16 | 2019-01-16 | 269764 | Sus | N | UnknownCause¦Patrolfoundnothing¦¦
19-0010870 | Vegetation | Tree - fell into line | Pole-Wood | Broken, wire on ground | 2019 | Tier 3 - Extreme | Distribution Circuit | 1 | 17 | 2019-01-17 | 272492 | Sus | N | Vegetation¦Treefellintoline¦PoleWood¦Brokenwireonground
19-0010918 | Vegetation | Tree - fell into line | Conductor, Overhead | Broken, wire on ground | 2019 | Tier 2 - Elevated | Distribution Circuit | 1 | 17 | 2019-01-17 | 273608 | Sus | N | Vegetation¦Treefellintoline¦ConductorOverhead¦Brokenwireonground
19-0011360 | Vegetation | Tree - fell into line | Conductor, Overhead | Broken, wire on ground | 2019 | Tier 2 - Elevated | Distribution Circuit | 1 | 16 | 2019-01-16 | 269534 | Sus | N | Vegetation¦Treefellintoline¦ConductorOverhead¦Brokenwireonground
19-0012617 | Unknown Cause | Patrol - not conducted |  |  | 2019 | Tier 2 - Elevated | Distribution Circuit | 1 | 20 | 2019-01-20 | 277342 | Sus | N | UnknownCause¦Patrolnotconducted¦¦
19-0018277 | Unknown Cause | Patrol - not conducted |  |  | 2019 | Tier 3 - Extreme | Distribution Circuit | 2 | 5 | 2019-02-05 | 291713 | Sus | N | UnknownCause¦Patrolnotconducted¦¦
19-0018804 | Vegetation | Tree - fell into line | Conductor, Overhead | Normal | 2019 | Tier 3 - Extreme | Distribution Circuit | 2 | 6 | 2019-02-06 | 293686 | Sus | N | Vegetation¦Treefellintoline¦ConductorOverhead¦Normal
19-0019766 | Vegetation | Tree - fell into line | Conductor, Overhead | Normal | 2019 | Tier 3 - Extreme | Distribution Circuit | 2 | 7 | 2019-02-07 | 295623 | Sus | N | Vegetation¦Treefellintoline¦ConductorOverhead¦Normal
19-0019782 | Vegetation | Tree - fell into line | Transformer (OH) | Normal | 2019 | Tier 3 - Extreme | Transformer only | 2 | 5 | 2019-02-05 | 295710 | Sus | N | Vegetation¦Treefellintoline¦Transformer(OH)¦Normal
19-0019794 | Equipment Failure/Involved | Overhead | Crossarm, Wood | Broken | 2019 | Tier 2 - Elevated | Distribution Circuit | 2 | 8 | 2019-02-08 | 296182 | Sus | N | EquipmentFailureInvolved¦Overhead¦CrossarmWood¦Broken
19-0020009 | Vegetation | Tree - fell into line | Conductor, Overhead | Normal | 2019 | Tier 3 - Extreme | Distribution Circuit | 2 | 6 | 2019-02-06 | 294941 | Sus | N | Vegetation¦Treefellintoline¦ConductorOverhead¦Normal
19-0022379 | Vegetation | Tree - fell into line | Conductor, Overhead | Broken, wire on ground | 2019 | Tier 2 - Elevated | Distribution Circuit | 2 | 13 | 2019-02-13 | 302883 | Sus | N | Vegetation¦Treefellintoline¦ConductorOverhead¦Brokenwireonground
19-0022524 | Equipment Failure/Involved | Overhead | Conductor, Overhead | On Ground | 2019 | Tier 2 - Elevated | Distribution Circuit | 2 | 13 | 2019-02-13 | 305146 | Sus | N | EquipmentFailureInvolved¦Overhead¦ConductorOverhead¦OnGround
19-0023064 | Vegetation | Tree - fell into line | Pole-Wood | Broken | 2019 | Tier 2 - Elevated | Distribution Circuit | 2 | 13 | 2019-02-13 | 303653 | Sus | N | Vegetation¦Treefellintoline¦PoleWood¦Broken
19-0023580 | Vegetation | Tree - fell into line | Conductor, Overhead | Broken, wire on ground | 2019 | Tier 2 - Elevated | Distribution Circuit | 2 | 14 | 2019-02-14 | 307197 | Sus | N | Vegetation¦Treefellintoline¦ConductorOverhead¦Brokenwireonground
19-0024727 | Unknown Cause | Patrol - found nothing |  |  | 2019 | Tier 2 - Elevated | Transformer only | 2 | 12 | 2019-02-12 | 314979 | Sus | N | UnknownCause¦Patrolfoundnothing¦¦
19-0025047 | Vegetation | Tree - fell into line | Conductor, Overhead | Together | 2019 | Tier 2 - Elevated | Distribution Circuit | 2 | 17 | 2019-02-17 | 315427 | Sus | N | Vegetation¦Treefellintoline¦ConductorOverhead¦Together
19-0025197 | Unknown Cause | Patrol - found nothing |  |  | 2019 | Tier 2 - Elevated | Distribution Circuit | 2 | 17 | 2019-02-17 | 315859 | Sus | N | UnknownCause¦Patrolfoundnothing¦¦
19-0026200 | Vegetation | Tree - fell into line | Pole-Wood | Broken, wire on ground | 2019 | Tier 2 - Elevated | Distribution Circuit | 2 | 13 | 2019-02-13 | 319132 | Sus | N | Vegetation¦Treefellintoline¦PoleWood¦Brokenwireonground
19-0028644 | Equipment Failure/Involved | Overhead | Pole-Wood | Broken | 2019 | Tier 3 - Extreme | Distribution Circuit | 2 | 27 | 2019-02-27 | 325852 | Sus | N | EquipmentFailureInvolved¦Overhead¦PoleWood¦Broken
19-0028867 | Unknown Cause | Patrol - found nothing |  |  | 2019 | Tier 2 - Elevated | Distribution Circuit | 2 | 27 | 2019-02-27 | 326407 | Sus | N | UnknownCause¦Patrolfoundnothing¦¦
19-0031152 | Animal | Bird found | Conductor, Overhead | Normal | 2019 | Tier 2 - Elevated | Distribution Circuit | 3 | 5 | 2019-03-05 | 331902 | Sus | N | Animal¦Birdfound¦ConductorOverhead¦Normal
19-0032787 | Equipment Failure/Involved | Overhead | Jumper | Burned/flashed | 2019 | Tier 2 - Elevated | Transformer only | 3 | 11 | 2019-03-11 | 336672 | Sus | N | EquipmentFailureInvolved¦Overhead¦Jumper¦Burnedflashed
19-0033244 | Vegetation | Tree - fell into line | Conductor, Overhead | Broken, wire on ground | 2019 | Tier 2 - Elevated | Distribution Circuit | 3 | 12 | 2019-03-12 | 337575 | Sus | N | Vegetation¦Treefellintoline¦ConductorOverhead¦Brokenwireonground
19-0035315 | Vegetation | Tree - fell into line | Conductor, Overhead | Broken, wire on ground | 2019 | Tier 3 - Extreme | Distribution Circuit | 3 | 20 | 2019-03-20 | 343630 | Sus | N | Vegetation¦Treefellintoline¦ConductorOverhead¦Brokenwireonground
19-0036017 | Unknown Cause | Patrol - found nothing |  |  | 2019 | Tier 3 - Extreme | Distribution Circuit | 3 | 22 | 2019-03-22 | 345175 | Sus | N | UnknownCause¦Patrolfoundnothing¦¦
19-0037499 | Vegetation | Tree - branch fell on line | Conductor, Overhead | Normal | 2019 | Tier 2 - Elevated | Distribution Circuit | 3 | 27 | 2019-03-27 | 348552 | Sus | N | Vegetation¦Treebranchfellonline¦ConductorOverhead¦Normal
19-0038358 | Equipment Failure/Involved | Overhead | Pole-Wood | Broken | 2019 | Tier 3 - Extreme | Distribution Circuit | 3 | 29 | 2019-03-29 | 350368 | Sus | N | EquipmentFailureInvolved¦Overhead¦PoleWood¦Broken
19-0039093 | Unknown Cause | Patrol - found nothing |  |  | 2019 | Tier 2 - Elevated | Distribution Circuit | 4 | 2 | 2019-04-02 | 352199 | Sus | N | UnknownCause¦Patrolfoundnothing¦¦
19-0041167 | Unknown Cause | Patrol - found nothing |  |  | 2019 | Tier 2 - Elevated | Distribution Circuit | 4 | 9 | 2019-04-09 | 357530 | Sus | N | UnknownCause¦Patrolfoundnothing¦¦
19-0043431 | Vegetation | Tree - fell into line | Conductor, Overhead | Broken, wire on ground | 2019 | Tier 2 - Elevated | Distribution Circuit | 4 | 17 | 2019-04-17 | 362386 | Sus | N | Vegetation¦Treefellintoline¦ConductorOverhead¦Brokenwireonground
19-0052482 | Equipment Failure/Involved | Overhead | Transformer (OH) | Failed/Faulted | 2019 | Tier 2 - Elevated | Distribution Circuit | 5 | 16 | 2019-05-16 | 381707 | Sus | Y | EquipmentFailureInvolved¦Overhead¦Transformer(OH)¦FailedFaulted
19-0054226 | Equipment Failure/Involved | Overhead | Pole-Wood | Broken | 2019 | Tier 3 - Extreme | Distribution Circuit | 5 | 20 | 2019-05-20 | 386143 | Sus | Y | EquipmentFailureInvolved¦Overhead¦PoleWood¦Broken
19-0055371 | Equipment Failure/Involved | Overhead | Conductor, Overhead | Broken | 2019 | Tier 3 - Extreme | Distribution Circuit | 5 | 22 | 2019-05-22 | 387973 | Sus | Y | EquipmentFailureInvolved¦Overhead¦ConductorOverhead¦Broken
19-0059136 | Equipment Failure/Involved | Overhead | Conductor, Overhead | Arcing | 2019 | Tier 3 - Extreme | Distribution Circuit | 5 | 29 | 2019-05-29 | 392812 | Sus | Y | EquipmentFailureInvolved¦Overhead¦ConductorOverhead¦Arcing
19-0063927 | Equipment Failure/Involved | Overhead | Transformer | Failed/Faulted | 2019 | Tier 2 - Elevated | Transformer only | 6 | 6 | 2019-06-06 | 399885 | Sus | Y | EquipmentFailureInvolved¦Overhead¦Transformer¦FailedFaulted
19-0064571 | Unknown Cause | Patrol - not conducted |  |  | 2019 | Tier 2 - Elevated | Distribution Circuit | 6 | 8 | 2019-06-08 | 401343 | Sus | Y | UnknownCause¦Patrolnotconducted¦¦
19-0066488 | Equipment Failure/Involved | Overhead | Transformer (OH) | Broken | 2019 | Tier 3 - Extreme | Transformer only | 6 | 12 | 2019-06-12 | 407264 | Sus | Y | EquipmentFailureInvolved¦Overhead¦Transformer(OH)¦Broken
19-0069682 | Equipment Failure/Involved | Overhead | Crossarm, Wood | Broken | 2019 | Tier 3 - Extreme | Distribution Circuit | 6 | 19 | 2019-06-19 | 421217 | Sus | Y | EquipmentFailureInvolved¦Overhead¦CrossarmWood¦Broken
19-0083717 | Equipment Failure/Involved | Overhead | Pole-Wood | Deteriorated | 2019 | Tier 2 - Elevated | Distribution Circuit | 8 | 2 | 2019-08-02 | 477831 | Sus | Y | EquipmentFailureInvolved¦Overhead¦PoleWood¦Deteriorated
19-0083731 | Unknown Cause | Patrol - found nothing |  |  | 2019 | Tier 3 - Extreme | Distribution Circuit | 8 | 2 | 2019-08-02 | 477845 | Sus | Y | UnknownCause¦Patrolfoundnothing¦¦
19-0099595 | Equipment Failure/Involved | Underground | Transformer (UG) | Failed/Faulted | 2019 | Tier 2 - Elevated | Distribution Circuit | 9 | 16 | 2019-09-16 | 584593 | Sus | Y | EquipmentFailureInvolved¦Underground¦Transformer(UG)¦FailedFaulted
19-0102158 | Equipment Failure/Involved | Overhead | Transformer | Failed/Faulted | 2019 | Tier 2 - Elevated | Transformer only | 9 | 21 | 2019-09-21 | 603117 | Sus | Y | EquipmentFailureInvolved¦Overhead¦Transformer¦FailedFaulted
19-0104172 | 3rd Party | Vehicle | Pole-Wood | Broken, wire on ground | 2019 | Tier 3 - Extreme | Distribution Circuit | 9 | 26 | 2019-09-26 | 618220 | Sus | Y | 3rdParty¦Vehicle¦PoleWood¦Brokenwireonground
19-0106812 | Unknown Cause | Patrol - found nothing |  |  | 2019 | Tier 2 - Elevated | Distribution Circuit | 10 | 2 | 2019-10-02 | 638882 | Sus | Y | UnknownCause¦Patrolfoundnothing¦¦
19-0107542 | Unknown Cause | Patrol - found nothing |  |  | 2019 | Tier 2 - Elevated | Distribution Circuit | 10 | 4 | 2019-10-04 | 643433 | Sus | Y | UnknownCause¦Patrolfoundnothing¦¦
19-0116050 | Wildfire Mitigation | Public Safety Power Shut-off | Conductor, Overhead | Normal | 2019 | Tier 3 - Extreme | Distribution Circuit | 10 | 26 | 2019-10-26 | 683726 | Sus | Y | WildfireMitigation¦PublicSafetyPowerShutoff¦ConductorOverhead¦Normal
19-0116447 | Wildfire Mitigation | Public Safety Power Shut-off | Recloser | Normal | 2019 | Tier 2 - Elevated | Distribution Circuit | 10 | 26 | 2019-10-26 | 681072 | Sus | Y | WildfireMitigation¦PublicSafetyPowerShutoff¦Recloser¦Normal
19-0118739 | Wildfire Mitigation | Public Safety Power Shut-off | Connector or Splice (OH) | Broken, wire on ground | 2019 | Tier 3 - Extreme | Distribution Circuit | 10 | 26 | 2019-10-26 | 694496 | Sus | Y | WildfireMitigation¦PublicSafetyPowerShutoff¦ConnectororSplice(OH)¦Brokenwireonground
19-0120342 | Vegetation | Tree - fell into line | Secondary | Broken, wire on ground | 2019 | Tier 3 - Extreme | Transformer only | 11 | 1 | 2019-11-01 | 698036 | Sus | Y | Vegetation¦Treefellintoline¦Secondary¦Brokenwireonground
19-0121751 | Equipment Failure/Involved | Overhead | Pole-Wood | Deteriorated | 2019 | Tier 2 - Elevated | Distribution Circuit | 11 | 6 | 2019-11-06 | 700712 | Sus | Y | EquipmentFailureInvolved¦Overhead¦PoleWood¦Deteriorated
19-0122042 | 3rd Party | Vehicle | Pole-Wood | Broken | 2019 | Tier 3 - Extreme | Distribution Circuit | 11 | 6 | 2019-11-06 | 701116 | Sus | Y | 3rdParty¦Vehicle¦PoleWood¦Broken
19-0125441 | Unknown Cause | Patrol - found nothing |  |  | 2019 | Tier 2 - Elevated | Distribution Circuit | 11 | 16 | 2019-11-16 | 708466 | Sus | Y | UnknownCause¦Patrolfoundnothing¦¦
19-0126554 | Wildfire Mitigation | Public Safety Power Shut-off | Conductor, Overhead | Normal | 2019 | Tier 2 - Elevated | Distribution Circuit | 11 | 20 | 2019-11-20 | 711123 | Sus | Y | WildfireMitigation¦PublicSafetyPowerShutoff¦ConductorOverhead¦Normal
19-0128751 | Unknown Cause | Patrol - found nothing |  |  | 2019 | Tier 2 - Elevated | Distribution Circuit | 11 | 26 | 2019-11-26 | 715032 | Sus | Y | UnknownCause¦Patrolfoundnothing¦¦
19-0129364 | Unknown Cause | Patrol - found nothing |  |  | 2019 | Tier 3 - Extreme | Distribution Circuit | 11 | 26 | 2019-11-26 | 716087 | Sus | Y | UnknownCause¦Patrolfoundnothing¦¦
19-0129455 | Vegetation | Tree - fell into line | Conductor, Overhead | Broken, wire on ground | 2019 | Tier 2 - Elevated | Distribution Circuit | 11 | 26 | 2019-11-26 | 717705 | Sus | Y | Vegetation¦Treefellintoline¦ConductorOverhead¦Brokenwireonground
19-0130657 | Vegetation | Tree - branch fell on line | Conductor, Overhead | Normal | 2019 | Tier 3 - Extreme | Distribution Circuit | 11 | 27 | 2019-11-27 | 722212 | Sus | Y | Vegetation¦Treebranchfellonline¦ConductorOverhead¦Normal
19-0131050 | Unknown Cause | Patrol - not conducted |  |  | 2019 | Tier 2 - Elevated | Distribution Circuit | 11 | 29 | 2019-11-29 | 723388 | Sus | Y | UnknownCause¦Patrolnotconducted¦¦
19-0133275 | Vegetation | Tree - branch fell on line | Secondary | Broken, wire on ground | 2019 | Tier 3 - Extreme | Transformer only | 12 | 4 | 2019-12-04 | 729383 | Sus | N | Vegetation¦Treebranchfellonline¦Secondary¦Brokenwireonground
19-0134810 | Unknown Cause | Patrol - found nothing |  |  | 2019 | Tier 2 - Elevated | Distribution Circuit | 12 | 7 | 2019-12-07 | 732831 | Sus | N | UnknownCause¦Patrolfoundnothing¦¦
19-0134924 | Environmental/External | Lightning | Transformer | Failed/Faulted | 2019 | Tier 2 - Elevated | Transformer only | 12 | 7 | 2019-12-07 | 733366 | Sus | N | EnvironmentalExternal¦Lightning¦Transformer¦FailedFaulted
19-0135858 | Animal | Bird found | Fuse | Failed/Faulted | 2019 | Tier 2 - Elevated | Distribution Circuit | 12 | 11 | 2019-12-11 | 736140 | Sus | N | Animal¦Birdfound¦Fuse¦FailedFaulted
19-0137969 | Equipment Failure/Involved | Overhead | Transformer (OH) | Broken | 2019 | Tier 2 - Elevated | Transformer only | 12 | 26 | 2019-12-26 | 750587 | Sus | N | EquipmentFailureInvolved¦Overhead¦Transformer(OH)¦Broken
20-0010223 | Vegetation | Tree - fell into line | Conductor, Overhead | Normal | 2020 | Tier 3 - Extreme | Distribution Circuit | 1 | 16 | 2020-01-16 | 763222 | Sus | N | Vegetation¦Treefellintoline¦ConductorOverhead¦Normal
20-0010476 | Vegetation | Tree - fell into line | Conductor, Overhead | Broken, wire on ground | 2020 | Tier 3 - Extreme | Distribution Circuit | 1 | 17 | 2020-01-17 | 763865 | Sus | N | Vegetation¦Treefellintoline¦ConductorOverhead¦Brokenwireonground
20-0016155 | Unknown Cause | Patrol - not conducted |  |  | 2020 | Tier 2 - Elevated | Distribution Circuit | 1 | 31 | 2020-01-31 | 774748 | Sus | N | UnknownCause¦Patrolnotconducted¦¦
20-0016870 | Equipment Failure/Involved | Overhead | Connector or Splice (OH) | Burned Open | 2020 | Tier 2 - Elevated | Transformer only | 2 | 3 | 2020-02-03 | 777000 | Sus | N | EquipmentFailureInvolved¦Overhead¦ConnectororSplice(OH)¦BurnedOpen
20-0022723 | Animal | Bird found | Fuse | Failed/Faulted | 2020 | Tier 2 - Elevated | Distribution Circuit | 2 | 17 | 2020-02-17 | 792369 | Sus | N | Animal¦Birdfound¦Fuse¦FailedFaulted
20-0025883 | 3rd Party | Fire, house or bldg. | Service conductor | Burned Open | 2020 | Tier 2 - Elevated | Transformer only | 2 | 26 | 2020-02-26 | 810303 | Sus | N | 3rdParty¦Firehouseorbldg¦Serviceconductor¦BurnedOpen
20-0027547 | Vegetation | Tree - branch fell on line | Fuse | Failed/Faulted | 2020 | Tier 3 - Extreme | Distribution Circuit | 3 | 1 | 2020-03-01 | 820945 | Sus | N | Vegetation¦Treebranchfellonline¦Fuse¦FailedFaulted
20-0030104 | Unknown Cause | Patrol - found nothing |  |  | 2020 | Tier 3 - Extreme | Distribution Circuit | 3 | 9 | 2020-03-09 | 840213 | Sus | N | UnknownCause¦Patrolfoundnothing¦¦
20-0032854 | Unknown Cause | Patrol - found nothing |  |  | 2020 | Tier 3 - Extreme | Distribution Circuit | 3 | 16 | 2020-03-16 | 854312 | Sus | N | UnknownCause¦Patrolfoundnothing¦¦
20-0037841 | 3rd Party | Vehicle | Pole-Wood | Broken | 2020 | Tier 2 - Elevated | Distribution Circuit | 4 | 1 | 2020-04-01 | 878106 | Sus | N | 3rdParty¦Vehicle¦PoleWood¦Broken
20-0038433 | Vegetation | Tree - bark fell into line | Conductor, Overhead | Normal | 2020 | Tier 3 - Extreme | Distribution Circuit | 4 | 4 | 2020-04-04 | 882382 | Sus | N | Vegetation¦Treebarkfellintoline¦ConductorOverhead¦Normal
20-0038436 | Equipment Failure/Involved | Overhead | Pole-Wood | Broken, wire on ground | 2020 | Tier 3 - Extreme | Distribution Circuit | 4 | 4 | 2020-04-04 | 882427 | Sus | N | EquipmentFailureInvolved¦Overhead¦PoleWood¦Brokenwireonground
20-0038693 | Vegetation | Tree - branch fell on line | Conductor, Overhead | Normal | 2020 | Tier 3 - Extreme | Distribution Circuit | 4 | 5 | 2020-04-05 | 883487 | Sus | N | Vegetation¦Treebranchfellonline¦ConductorOverhead¦Normal
20-0039199 | Equipment Failure/Involved | Overhead | Transformer (OH) | Failed/Faulted | 2020 | Tier 3 - Extreme | Distribution Circuit | 4 | 7 | 2020-04-07 | 886874 | Sus | N | EquipmentFailureInvolved¦Overhead¦Transformer(OH)¦FailedFaulted
20-0051619 | Animal | Squirrel | Transformer (OH) | Failed/Faulted | 2020 | Tier 3 - Extreme | Distribution Circuit | 5 | 18 | 2020-05-18 | 917249 | Sus | Y | Animal¦Squirrel¦Transformer(OH)¦FailedFaulted
20-0053762 | Animal | Squirrel | Conductor, Overhead | Normal | 2020 | Tier 2 - Elevated | Distribution Circuit | 5 | 24 | 2020-05-24 | 920712 | Sus | Y | Animal¦Squirrel¦ConductorOverhead¦Normal
20-0065114 | Vegetation | Tree - fell into line | Conductor, Overhead | Normal | 2020 | Tier 2 - Elevated | Distribution Circuit | 6 | 25 | 2020-06-25 | 947563 | Sus | Y | Vegetation¦Treefellintoline¦ConductorOverhead¦Normal
20-0071821 | 3rd Party | Customer Equipment | Conductor, Overhead | Normal | 2020 | Tier 2 - Elevated | Distribution Circuit | 7 | 14 | 2020-07-14 | 964587 | Sus | Y | 3rdParty¦CustomerEquipment¦ConductorOverhead¦Normal
20-0074974 | Equipment Failure/Involved | Overhead | Transformer | Failed/Faulted | 2020 | Tier 2 - Elevated | Transformer only | 7 | 23 | 2020-07-23 | 970301 | Sus | Y | EquipmentFailureInvolved¦Overhead¦Transformer¦FailedFaulted
20-0080100 | 3rd Party | Vehicle | Conductor, Overhead | Broken, wire on ground | 2020 | Tier 2 - Elevated | Distribution Circuit | 8 | 5 | 2020-08-05 | 979532 | Sus | Y | 3rdParty¦Vehicle¦ConductorOverhead¦Brokenwireonground
20-0083021 | Environmental/External | Lightning | Transformer (OH) | Burned/flashed | 2020 | Tier 2 - Elevated | Distribution Circuit | 8 | 13 | 2020-08-13 | 994818 | Sus | Y | EnvironmentalExternal¦Lightning¦Transformer(OH)¦Burnedflashed
20-0084755 | Vegetation | Tree - bark fell into line | Conductor, Overhead | Broken, wire on ground | 2020 | Tier 2 - Elevated | Distribution Circuit | 8 | 16 | 2020-08-16 | 1011321 | Sus | Y | Vegetation¦Treebarkfellintoline¦ConductorOverhead¦Brokenwireonground
20-0085082 | Equipment Failure/Involved | Electrical Overload | Conductor, Overhead | Normal | 2020 | Tier 2 - Elevated | Distribution Circuit | 8 | 16 | 2020-08-16 | 1013246 | Sus | Y | EquipmentFailureInvolved¦ElectricalOverload¦ConductorOverhead¦Normal
20-0087653 | Environmental/External | Fire, Forest/Grass | Pole-Wood | Burned/flashed | 2020 | Tier 2 - Elevated | Distribution Circuit | 8 | 19 | 2020-08-19 | 1023940 | Sus | Y | EnvironmentalExternal¦FireForestGrass¦PoleWood¦Burnedflashed
20-0087917 | Animal | Squirrel | Transformer (OH) | Normal | 2020 | Tier 2 - Elevated | Distribution Circuit | 8 | 20 | 2020-08-20 | 1024981 | Sus | Y | Animal¦Squirrel¦Transformer(OH)¦Normal
20-0093120 | Equipment Failure/Involved | Overhead | Transformer (OH) | Failed/Faulted | 2020 | Tier 2 - Elevated | Transformer only | 9 | 3 | 2020-09-03 | 1051676 | Sus | Y | EquipmentFailureInvolved¦Overhead¦Transformer(OH)¦FailedFaulted
20-0094987 | Environmental/External | Fire, Forest/Grass | Conductor, Overhead | Normal | 2020 | Tier 2 - Elevated | Distribution Circuit | 8 | 18 | 2020-08-18 | 1061046 | Sus | Y | EnvironmentalExternal¦FireForestGrass¦ConductorOverhead¦Normal
20-0100210 | Environmental/External | Fire, Forest/Grass | Conductor, Overhead | Burned/flashed | 2020 | Tier 3 - Extreme | Distribution Circuit | 9 | 7 | 2020-09-07 | 1087995 | Sus | Y | EnvironmentalExternal¦FireForestGrass¦ConductorOverhead¦Burnedflashed
20-0100350 | Vegetation | Tree - fell into line | Conductor, Overhead | Broken, wire on ground | 2020 | Tier 3 - Extreme | Distribution Circuit | 9 | 22 | 2020-09-22 | 1088574 | Sus | Y | Vegetation¦Treefellintoline¦ConductorOverhead¦Brokenwireonground
20-0100719 | Environmental/External | Fire, Forest/Grass | Pole-Wood | Burned/flashed | 2020 | Tier 2 - Elevated | Distribution Circuit | 8 | 19 | 2020-08-19 | 1090480 | Sus | Y | EnvironmentalExternal¦FireForestGrass¦PoleWood¦Burnedflashed
20-0101452 | Equipment Failure/Involved | Underground | Transformer (UG) | Broken | 2020 | Tier 2 - Elevated | Distribution Circuit | 9 | 25 | 2020-09-25 | 1092055 | Sus | Y | EquipmentFailureInvolved¦Underground¦Transformer(UG)¦Broken
20-0112409 | Wildfire Mitigation | Public Safety Power Shut-off | Circuit Breaker | Normal | 2020 | Tier 3 - Extreme | Distribution Circuit | 10 | 25 | 2020-10-25 | 1125859 | Sus | Y | WildfireMitigation¦PublicSafetyPowerShutoff¦CircuitBreaker¦Normal
20-0112575 | Equipment Failure/Involved | Overhead | Transformer (OH) | Broken | 2020 | Tier 3 - Extreme | Transformer only | 10 | 23 | 2020-10-23 | 1123877 | Sus | Y | EquipmentFailureInvolved¦Overhead¦Transformer(OH)¦Broken
20-0113119 | Wildfire Mitigation | Public Safety Power Shut-off | Conductor, Overhead | Normal | 2020 | Tier 2 - Elevated | Distribution Circuit | 10 | 25 | 2020-10-25 | 1127528 | Sus | Y | WildfireMitigation¦PublicSafetyPowerShutoff¦ConductorOverhead¦Normal
20-0113167 | Wildfire Mitigation | Public Safety Power Shut-off | Conductor, Overhead | Normal | 2020 | Tier 2 - Elevated | Transmission line | 10 | 25 | 2020-10-25 | 1126829 | Sus | Y | WildfireMitigation¦PublicSafetyPowerShutoff¦ConductorOverhead¦Normal
20-0113189 | Vegetation | Tree - branch fell on line | Fuse | Failed/Faulted | 2020 | Tier 3 - Extreme | Distribution Circuit | 10 | 25 | 2020-10-25 | 1127266 | Sus | Y | Vegetation¦Treebranchfellonline¦Fuse¦FailedFaulted
20-0115037 | Unknown Cause | Patrol - found nothing |  |  | 2020 | Tier 3 - Extreme | Distribution Circuit | 10 | 29 | 2020-10-29 | 1131884 | Sus | Y | UnknownCause¦Patrolfoundnothing¦¦
20-0115679 | Equipment Failure/Involved | Overhead | Transformer (OH) | Failed/Faulted | 2020 | Tier 3 - Extreme | Transformer only | 10 | 31 | 2020-10-31 | 1133025 | Sus | Y | EquipmentFailureInvolved¦Overhead¦Transformer(OH)¦FailedFaulted
20-0118059 | Equipment Failure/Involved | Overhead | Fuse | Burned Open | 2020 | Tier 2 - Elevated | Distribution Circuit | 11 | 6 | 2020-11-06 | 1137863 | Sus | Y | EquipmentFailureInvolved¦Overhead¦Fuse¦BurnedOpen
20-0120985 | Equipment Failure/Involved | Underground | Transformer (UG) | Burned/flashed | 2020 | Tier 2 - Elevated | Distribution Circuit | 11 | 14 | 2020-11-14 | 1145046 | Sus | Y | EquipmentFailureInvolved¦Underground¦Transformer(UG)¦Burnedflashed
20-0121894 | Vegetation | Tree - fell into line | Conductor, Overhead | Broken, wire on ground | 2020 | Tier 2 - Elevated | Distribution Circuit | 11 | 17 | 2020-11-17 | 1147284 | Sus | Y | Vegetation¦Treefellintoline¦ConductorOverhead¦Brokenwireonground
20-0125687 | Unknown Cause | Patrol - not conducted |  |  | 2020 | Tier 2 - Elevated | Distribution Circuit | 11 | 29 | 2020-11-29 | 1155756 | Sus | Y | UnknownCause¦Patrolnotconducted¦¦
20-0125752 | Animal | Squirrel | Fuse | Failed/Faulted | 2020 | Tier 3 - Extreme | Transformer only | 11 | 29 | 2020-11-29 | 1155938 | Sus | Y | Animal¦Squirrel¦Fuse¦FailedFaulted
20-0128295 | Unknown Cause | Patrol - found nothing |  |  | 2020 | Tier 2 - Elevated | Distribution Circuit | 12 | 6 | 2020-12-06 | 1166569 | Sus | N | UnknownCause¦Patrolfoundnothing¦¦
20-0129919 | Vegetation | Tree - branch fell on line | Conductor, Overhead | Normal | 2020 | Tier 3 - Extreme | Distribution Circuit | 12 | 12 | 2020-12-12 | 1180684 | Sus | N | Vegetation¦Treebranchfellonline¦ConductorOverhead¦Normal
20-0131655 | Unknown Cause | Patrol - found nothing |  |  | 2020 | Tier 2 - Elevated | Distribution Circuit | 12 | 23 | 2020-12-23 | 1198037 | Sus | N | UnknownCause¦Patrolfoundnothing¦¦
20-0131776 | Equipment Failure/Involved | Overhead | Jumper | Burned Open | 2020 | Tier 2 - Elevated | Distribution Circuit | 12 | 25 | 2020-12-25 | 1198625 | Sus | N | EquipmentFailureInvolved¦Overhead¦Jumper¦BurnedOpen
21-0007719 | Equipment Failure/Involved | Overhead | Secondary | Broken | 2021 | Tier 2 - Elevated | Transformer only | 1 | 12 | 2021-01-12 | 1208964 | Sus | N | EquipmentFailureInvolved¦Overhead¦Secondary¦Broken
21-0009426 | 3rd Party | Dig in, 3rd party | Secondary | Broken | 2021 | Tier 2 - Elevated | Distribution Circuit | 1 | 16 | 2021-01-16 | 1211659 | Sus | N | 3rdParty¦Digin3rdparty¦Secondary¦Broken
21-0010053 | Unknown Cause | Patrol - found nothing |  |  | 2021 | Tier 3 - Extreme | Distribution Circuit | 1 | 18 | 2021-01-18 | 1213324 | Sus | N | UnknownCause¦Patrolfoundnothing¦¦
21-0012780 | Unknown Cause | Patrol - found nothing |  |  | 2021 | Tier 3 - Extreme | Distribution Circuit | 1 | 22 | 2021-01-22 | 1221186 | Sus | N | UnknownCause¦Patrolfoundnothing¦¦
21-0015305 | Unknown Cause | Patrol - found nothing |  |  | 2021 | Tier 2 - Elevated | Distribution Circuit | 1 | 26 | 2021-01-26 | 1229997 | Sus | N | UnknownCause¦Patrolfoundnothing¦¦
21-0017921 | Vegetation | Tree - branch fell on line | Conductor, Overhead | Normal | 2021 | Tier 2 - Elevated | Distribution Circuit | 1 | 28 | 2021-01-28 | 1240455 | Sus | N | Vegetation¦Treebranchfellonline¦ConductorOverhead¦Normal
21-0019303 | Unknown Cause | Patrol - found nothing |  |  | 2021 | Tier 2 - Elevated | Distribution Circuit | 1 | 26 | 2021-01-26 | 1229134 | Sus | N | UnknownCause¦Patrolfoundnothing¦¦
21-0021415 | Equipment Failure/Involved | Overhead | Transformer | Normal | 2021 | Tier 3 - Extreme | Transformer only | 2 | 3 | 2021-02-03 | 1246824 | Sus | N | EquipmentFailureInvolved¦Overhead¦Transformer¦Normal
21-0028710 | Equipment Failure/Involved | Overhead | Pole-Wood | Broken | 2021 | Tier 2 - Elevated | Distribution Circuit | 2 | 23 | 2021-02-23 | 1260396 | Sus | N | EquipmentFailureInvolved¦Overhead¦PoleWood¦Broken
21-0032860 | Vegetation | Tree - fell into line | Conductor, Overhead | Broken, wire on ground | 2021 | Tier 2 - Elevated | Distribution Circuit | 3 | 5 | 2021-03-05 | 1270523 | Sus | N | Vegetation¦Treefellintoline¦ConductorOverhead¦Brokenwireonground
21-0033884 | Equipment Failure/Involved | Overhead | Connector or Splice (OH) | Deteriorated | 2021 | Tier 3 - Extreme | Transformer only | 3 | 9 | 2021-03-09 | 1275159 | Sus | N | EquipmentFailureInvolved¦Overhead¦ConnectororSplice(OH)¦Deteriorated
21-0034351 | Equipment Failure/Involved | Overhead | Transformer (OH) | Broken | 2021 | Tier 3 - Extreme | Distribution Circuit | 3 | 9 | 2021-03-09 | 1276567 | Sus | N | EquipmentFailureInvolved¦Overhead¦Transformer(OH)¦Broken
21-0034554 | Unknown Cause | Patrol - found nothing |  |  | 2021 | Tier 2 - Elevated | Distribution Circuit | 3 | 10 | 2021-03-10 | 1277027 | Sus | N | UnknownCause¦Patrolfoundnothing¦¦
21-0037763 | Equipment Failure/Involved | Overhead | Conductor, Overhead | Broken | 2021 | Tier 2 - Elevated | Distribution Circuit | 3 | 17 | 2021-03-17 | 1287392 | Sus | N | EquipmentFailureInvolved¦Overhead¦ConductorOverhead¦Broken
21-0046854 | Equipment Failure/Involved | Overhead | Transformer (OH) | Normal | 2021 | Tier 3 - Extreme | Transformer only | 4 | 9 | 2021-04-09 | 1312172 | Sus | N | EquipmentFailureInvolved¦Overhead¦Transformer(OH)¦Normal
21-0051072 | Vegetation | Tree - fell into line | Conductor, Overhead | Normal | 2021 | Tier 3 - Extreme | Distribution Circuit | 4 | 20 | 2021-04-20 | 1325954 | Sus | N | Vegetation¦Treefellintoline¦ConductorOverhead¦Normal
21-0059035 | Vegetation | Tree - fell into line | Conductor, Overhead | Together | 2021 | Tier 3 - Extreme | Distribution Circuit | 5 | 9 | 2021-05-09 | 1344576 | Sus | Y | Vegetation¦Treefellintoline¦ConductorOverhead¦Together
21-0061993 | Environmental/External | Lightning | Transformer (OH) | Failed/Faulted | 2021 | Tier 2 - Elevated | Distribution Circuit | 5 | 16 | 2021-05-16 | 1350811 | Sus | Y | EnvironmentalExternal¦Lightning¦Transformer(OH)¦FailedFaulted
21-0065793 | Equipment Failure/Involved | Overhead | Conductor, Overhead | Normal | 2021 | Tier 3 - Extreme | Distribution Circuit | 5 | 25 | 2021-05-25 | 1358486 | Sus | Y | EquipmentFailureInvolved¦Overhead¦ConductorOverhead¦Normal
21-0067881 | Unknown Cause | Patrol - found nothing |  |  | 2021 | Tier 3 - Extreme | Distribution Circuit | 5 | 30 | 2021-05-30 | 1361925 | Sus | Y | UnknownCause¦Patrolfoundnothing¦¦
21-0068039 | Equipment Failure/Involved | Overhead | Customer Equipment | Failed/Faulted | 2021 | Tier 2 - Elevated | Transformer only | 5 | 31 | 2021-05-31 | 1362301 | Sus | Y | EquipmentFailureInvolved¦Overhead¦CustomerEquipment¦FailedFaulted
21-0068726 | Animal | Squirrel | Transformer (OH) | Normal | 2021 | Tier 3 - Extreme | Transformer only | 6 | 2 | 2021-06-02 | 1363704 | Sus | Y | Animal¦Squirrel¦Transformer(OH)¦Normal
21-0070479 | Equipment Failure/Involved | Overhead | Pole-Wood | Deteriorated | 2021 | Tier 2 - Elevated | Transformer only | 6 | 5 | 2021-06-05 | 1366606 | Sus | Y | EquipmentFailureInvolved¦Overhead¦PoleWood¦Deteriorated
21-0076276 | Equipment Failure/Involved | Electrical Overload | Transformer (OH) | Failed/Faulted | 2021 | Tier 2 - Elevated | Transformer only | 6 | 18 | 2021-06-18 | 1377825 | Sus | Y | EquipmentFailureInvolved¦ElectricalOverload¦Transformer(OH)¦FailedFaulted
21-0080712 | Vegetation | Tree - fell into line | Conductor, Overhead | Broken, wire on ground | 2021 | Tier 2 - Elevated | Distribution Circuit | 6 | 28 | 2021-06-28 | 1386687 | Sus | Y | Vegetation¦Treefellintoline¦ConductorOverhead¦Brokenwireonground
21-0084007 | Unknown Cause | Patrol - found nothing |  |  | 2021 | Tier 2 - Elevated | Distribution Circuit | 7 | 2 | 2021-07-02 | 1390383 | Sus | Y | UnknownCause¦Patrolfoundnothing¦¦
21-0091306 | Unknown Cause | Patrol - found nothing |  |  | 2021 | Tier 2 - Elevated | Distribution Circuit | 7 | 17 | 2021-07-17 | 1407121 | Sus | Y | UnknownCause¦Patrolfoundnothing¦¦
21-0094653 | Unknown Cause | Patrol - not conducted |  |  | 2021 | Tier 2 - Elevated | Distribution Circuit | 7 | 25 | 2021-07-25 | 1414261 | Sus | Y | UnknownCause¦Patrolnotconducted¦¦
21-0105781 | Wildfire Mitigation | Public Safety Power Shut-off | Conductor, Overhead | Normal | 2021 | Tier 2 - Elevated | Distribution Circuit | 8 | 17 | 2021-08-17 | 1445452 | Sus | Y | WildfireMitigation¦PublicSafetyPowerShutoff¦ConductorOverhead¦Normal
21-0106811 | 3rd Party | Other | Transformer (OH) | Normal | 2021 | Tier 3 - Extreme | Transformer only | 8 | 19 | 2021-08-19 | 1447276 | Sus | Y | 3rdParty¦Other¦Transformer(OH)¦Normal
21-0108007 | Equipment Failure/Involved | Overhead | Transformer (OH) | Broken | 2021 | Tier 3 - Extreme | Distribution Circuit | 8 | 22 | 2021-08-22 | 1450293 | Sus | Y | EquipmentFailureInvolved¦Overhead¦Transformer(OH)¦Broken
21-0113671 | Unknown Cause | Patrol - found nothing |  |  | 2021 | Tier 2 - Elevated | Distribution Circuit | 9 | 4 | 2021-09-04 | 1462100 | Sus | Y | UnknownCause¦Patrolfoundnothing¦¦
21-0113758 | Animal | Squirrel | Transformer (OH) | Burned/flashed | 2021 | Tier 2 - Elevated | Distribution Circuit | 9 | 5 | 2021-09-05 | 1462482 | Sus | Y | Animal¦Squirrel¦Transformer(OH)¦Burnedflashed
21-0118027 | Equipment Failure/Involved | Overhead | Transformer (OH) | Failed/Faulted | 2021 | Tier 2 - Elevated | Transformer only | 9 | 15 | 2021-09-15 | 1472581 | Sus | Y | EquipmentFailureInvolved¦Overhead¦Transformer(OH)¦FailedFaulted
21-0121833 | Equipment Failure/Involved | Overhead | Transformer (OH) | Failed/Faulted | 2021 | Tier 3 - Extreme | Distribution Circuit | 9 | 24 | 2021-09-24 | 1479282 | Sus | Y | EquipmentFailureInvolved¦Overhead¦Transformer(OH)¦FailedFaulted
21-0125661 | Animal | Squirrel | Cutout, fuse holder | Burned/flashed | 2021 | Tier 3 - Extreme | Distribution Circuit | 10 | 4 | 2021-10-04 | 1486572 | Sus | Y | Animal¦Squirrel¦Cutoutfuseholder¦Burnedflashed
21-0128144 | Equipment Failure/Involved | Overhead | Transformer (OH) | Leaking | 2021 | Tier 2 - Elevated | Transformer only | 10 | 9 | 2021-10-09 | 1490956 | Sus | Y | EquipmentFailureInvolved¦Overhead¦Transformer(OH)¦Leaking
21-0136146 | Unknown Cause | Patrol - found nothing |  |  | 2021 | Tier 3 - Extreme | Distribution Circuit | 10 | 24 | 2021-10-24 | 1509375 | Sus | Y | UnknownCause¦Patrolfoundnothing¦¦
21-0137447 | Vegetation | Tree - fell into line | Conductor, Overhead | Normal | 2021 | Tier 3 - Extreme | Distribution Circuit | 10 | 24 | 2021-10-24 | 1517325 | Sus | Y | Vegetation¦Treefellintoline¦ConductorOverhead¦Normal
21-0137619 | Vegetation | Tree - branch fell on line | Conductor, Overhead | Normal | 2021 | Tier 2 - Elevated | Distribution Circuit | 10 | 25 | 2021-10-25 | 1519837 | Sus | Y | Vegetation¦Treebranchfellonline¦ConductorOverhead¦Normal
21-0142847 | Vegetation | Tree - fell into line | Conductor, Overhead | Normal | 2021 | Tier 2 - Elevated | Distribution Circuit | 11 | 5 | 2021-11-05 | 1535703 | Sus | Y | Vegetation¦Treefellintoline¦ConductorOverhead¦Normal
21-0153179 | Company Initiated | Coordination failure | Other | Normal | 2021 | Tier 3 - Extreme | Transmission line | 11 | 30 | 2021-11-30 | 1556637 | Sus | Y | CompanyInitiated¦Coordinationfailure¦Other¦Normal
21-0156797 | Vegetation | Tree - fell into line | Conductor, Overhead | Normal | 2021 | Tier 2 - Elevated | Distribution Circuit | 12 | 12 | 2021-12-12 | 1565064 | Sus | N | Vegetation¦Treefellintoline¦ConductorOverhead¦Normal
21-0157163 | Unknown Cause | Patrol - found nothing |  |  | 2021 | Tier 3 - Extreme | Distribution Circuit | 12 | 13 | 2021-12-13 | 1566200 | Sus | N | UnknownCause¦Patrolfoundnothing¦¦
21-0157457 | Equipment Failure/Involved | Overhead | Lightning Arrestor | Failed/Faulted | 2021 | Tier 2 - Elevated | Distribution Circuit | 12 | 13 | 2021-12-13 | 1567871 | Sus | N | EquipmentFailureInvolved¦Overhead¦LightningArrestor¦FailedFaulted
21-0157820 | Vegetation | Tree - fell into line | Conductor, Overhead | Broken, wire on ground | 2021 | Tier 2 - Elevated | Distribution Circuit | 12 | 14 | 2021-12-14 | 1569702 | Sus | N | Vegetation¦Treefellintoline¦ConductorOverhead¦Brokenwireonground
21-0158013 | Unknown Cause | Patrol - found nothing |  |  | 2021 | Tier 3 - Extreme | Distribution Circuit | 12 | 14 | 2021-12-14 | 1570189 | Sus | N | UnknownCause¦Patrolfoundnothing¦¦
21-0158104 | Vegetation | Tree - fell into line | Conductor, Overhead | Normal | 2021 | Tier 3 - Extreme | Distribution Circuit | 12 | 14 | 2021-12-14 | 1569739 | Sus | N | Vegetation¦Treefellintoline¦ConductorOverhead¦Normal
21-0158423 | Vegetation | Tree - fell into line | Conductor, Overhead | Normal | 2021 | Tier 2 - Elevated | Distribution Circuit | 12 | 15 | 2021-12-15 | 1572439 | Sus | N | Vegetation¦Treefellintoline¦ConductorOverhead¦Normal
21-0158772 | Vegetation | Tree - fell into line | Conductor, Overhead | Broken, wire on ground | 2021 | Tier 3 - Extreme | Distribution Circuit | 12 | 16 | 2021-12-16 | 1574237 | Sus | N | Vegetation¦Treefellintoline¦ConductorOverhead¦Brokenwireonground
21-0159841 | Vegetation | Tree - branch fell on line | Conductor, Overhead | Normal | 2021 | Tier 3 - Extreme | Distribution Circuit | 12 | 20 | 2021-12-20 | 1577975 | Sus | N | Vegetation¦Treebranchfellonline¦ConductorOverhead¦Normal
21-0161380 | Vegetation | Tree - fell into line | Pole-Wood | Broken, wire on ground | 2021 | Tier 3 - Extreme | Distribution Circuit | 12 | 27 | 2021-12-27 | 1587214 | Sus | N | Vegetation¦Treefellintoline¦PoleWood¦Brokenwireonground
21-0161518 | Environmental/External | Ice or snow | Pole-Wood | Broken | 2021 | Tier 2 - Elevated | Distribution Circuit | 12 | 29 | 2021-12-29 | 1587970 | Sus | N | EnvironmentalExternal¦Iceorsnow¦PoleWood¦Broken
21-0161523 | Vegetation | Tree - branch fell on line | Insulator | Broken | 2021 | Tier 3 - Extreme | Distribution Circuit | 12 | 29 | 2021-12-29 | 1587897 | Sus | N | Vegetation¦Treebranchfellonline¦Insulator¦Broken
21-0161565 | Vegetation | Tree - fell into line | Pole-Wood | Broken, wire on ground | 2021 | Tier 2 - Elevated | Distribution Circuit | 12 | 26 | 2021-12-26 | 1588484 | Sus | N | Vegetation¦Treefellintoline¦PoleWood¦Brokenwireonground
22-0006624 | Company Initiated | Operating error | Pole-Wood | Normal | 2022 | Tier 3 - Extreme | Distribution Circuit | 1 | 5 | 2022-01-05 | 1596183 | Sus | N | CompanyInitiated¦Operatingerror¦PoleWood¦Normal
22-0034099 | 3rd Party | Other | Circuit Breaker | Normal | 2022 | Tier 2 - Elevated | Distribution Circuit | 3 | 15 | 2022-03-15 | 1649075 | Sus | N | 3rdParty¦Other¦CircuitBreaker¦Normal
22-0040314 | Equipment Failure/Involved | Overhead | Pole-Wood | Broken | 2022 | Tier 2 - Elevated | Distribution Circuit | 3 | 29 | 2022-03-29 | 1659251 | Sus | N | EquipmentFailureInvolved¦Overhead¦PoleWood¦Broken
22-0045052 | Unknown Cause | Patrol - found nothing |  |  | 2022 | Tier 3 - Extreme | Distribution Circuit | 4 | 10 | 2022-04-10 | 1667192 | Sus | N | UnknownCause¦Patrolfoundnothing¦¦
22-0062996 | Equipment Failure/Involved | Overhead | Pole-Wood | Broken | 2022 | Tier 2 - Elevated | Distribution Circuit | 5 | 17 | 2022-05-17 | 1699024 | Sus | Y | EquipmentFailureInvolved¦Overhead¦PoleWood¦Broken
22-0064781 | Animal | Other | Transformer (OH) | Burned/flashed | 2022 | Tier 3 - Extreme | Transformer only | 5 | 21 | 2022-05-21 | 1706688 | Sus | Y | Animal¦Other¦Transformer(OH)¦Burnedflashed
22-0067612 | 3rd Party | Vehicle | Anchor or Guy | Broken, wire on ground | 2022 | Tier 2 - Elevated | Distribution Circuit | 5 | 27 | 2022-05-27 | 1712644 | Sus | Y | 3rdParty¦Vehicle¦AnchororGuy¦Brokenwireonground
22-0074305 | Equipment Failure/Involved | Overhead | Transformer (OH) | Broken | 2022 | Tier 2 - Elevated | Transformer only | 6 | 14 | 2022-06-14 | 1731329 | Sus | Y | EquipmentFailureInvolved¦Overhead¦Transformer(OH)¦Broken
22-0075645 | Equipment Failure/Involved | Overhead | Insulator | Failed/Faulted | 2022 | Tier 2 - Elevated | Distribution Circuit | 6 | 17 | 2022-06-17 | 1734019 | Sus | Y | EquipmentFailureInvolved¦Overhead¦Insulator¦FailedFaulted
22-0080994 | Animal | Squirrel | Transformer (OH) | Failed/Faulted | 2022 | Tier 2 - Elevated | Distribution Circuit | 7 | 1 | 2022-07-01 | 1747089 | Sus | Y | Animal¦Squirrel¦Transformer(OH)¦FailedFaulted
22-0081678 | Equipment Failure/Involved | Overhead | Conductor, Overhead | Broken, wire on ground | 2022 | Tier 3 - Extreme | Distribution Circuit | 7 | 4 | 2022-07-04 | 1748879 | Sus | Y | EquipmentFailureInvolved¦Overhead¦ConductorOverhead¦Brokenwireonground
22-0085890 | Equipment Failure/Involved | Overhead | Pole-Wood | Broken | 2022 | Tier 2 - Elevated | Transformer only | 7 | 15 | 2022-07-15 | 1756940 | Sus | Y | EquipmentFailureInvolved¦Overhead¦PoleWood¦Broken
22-0086161 | Unknown Cause | Patrol - found nothing |  |  | 2022 | Tier 2 - Elevated | Distribution Circuit | 7 | 16 | 2022-07-16 | 1757893 | Sus | Y | UnknownCause¦Patrolfoundnothing¦¦
22-0086278 | Unknown Cause | Patrol - found nothing |  |  | 2022 | Tier 2 - Elevated | Distribution Circuit | 7 | 17 | 2022-07-17 | 1758492 | Sus | Y | UnknownCause¦Patrolfoundnothing¦¦
22-0086439 | Equipment Failure/Involved | Overhead | Pole-Wood | Normal | 2022 | Tier 2 - Elevated | Distribution Circuit | 7 | 18 | 2022-07-18 | 1759064 | Sus | Y | EquipmentFailureInvolved¦Overhead¦PoleWood¦Normal
22-0087933 | Vegetation | Tree - fell into line | Transformer | Leaking | 2022 | Tier 3 - Extreme | Transformer only | 7 | 20 | 2022-07-20 | 1761757 | Sus | Y | Vegetation¦Treefellintoline¦Transformer¦Leaking
22-0097354 | Equipment Failure/Involved | Overhead | Fuse | Burned Open | 2022 | Tier 3 - Extreme | Transformer only | 8 | 14 | 2022-08-14 | 1780815 | Sus | Y | EquipmentFailureInvolved¦Overhead¦Fuse¦BurnedOpen
22-0100014 | Equipment Failure/Involved | Overhead | Pole-Wood | Deteriorated | 2022 | Tier 2 - Elevated | Distribution Circuit | 8 | 20 | 2022-08-20 | 1785772 | Sus | Y | EquipmentFailureInvolved¦Overhead¦PoleWood¦Deteriorated
22-0100224 | Equipment Failure/Involved | Overhead | Transformer (OH) | Leaking | 2022 | Tier 2 - Elevated | Transformer only | 8 | 21 | 2022-08-21 | 1786644 | Sus | Y | EquipmentFailureInvolved¦Overhead¦Transformer(OH)¦Leaking
22-0106089 | Equipment Failure/Involved | Electrical Overload | Transformer | Failed/Faulted | 2022 | Tier 2 - Elevated | Transformer only | 9 | 5 | 2022-09-05 | 1800336 | Sus | Y | EquipmentFailureInvolved¦ElectricalOverload¦Transformer¦FailedFaulted
22-0108079 | 3rd Party | Customer Equipment | Conductor, Overhead | Together | 2022 | Tier 3 - Extreme | Distribution Circuit | 9 | 8 | 2022-09-08 | 1805943 | Sus | Y | 3rdParty¦CustomerEquipment¦ConductorOverhead¦Together
22-0111542 | Equipment Failure/Involved | Overhead | Crossarm, Wood | Burned/flashed | 2022 | Tier 2 - Elevated | Distribution Circuit | 9 | 18 | 2022-09-18 | 1813681 | Sus | Y | EquipmentFailureInvolved¦Overhead¦CrossarmWood¦Burnedflashed
22-0111548 | Equipment Failure/Involved | Overhead | Insulator | Broken | 2022 | Tier 2 - Elevated | Transmission line | 9 | 18 | 2022-09-18 | 1813701 | Sus | Y | EquipmentFailureInvolved¦Overhead¦Insulator¦Broken
22-0117493 | Vegetation | Tree - branch fell on line | Conductor, Overhead | Normal | 2022 | Tier 2 - Elevated | Distribution Circuit | 10 | 4 | 2022-10-04 | 1827409 | Sus | Y | Vegetation¦Treebranchfellonline¦ConductorOverhead¦Normal
22-0124079 | Animal | Squirrel | Conductor, Overhead | Normal | 2022 | Tier 2 - Elevated | Distribution Circuit | 10 | 23 | 2022-10-23 | 1843468 | Sus | Y | Animal¦Squirrel¦ConductorOverhead¦Normal
22-0126661 | Unknown Cause | Patrol - found nothing |  |  | 2022 | Tier 3 - Extreme | Distribution Circuit | 11 | 1 | 2022-11-01 | 1850453 | Sus | Y | UnknownCause¦Patrolfoundnothing¦¦
22-0127103 | Equipment Failure/Involved | Overhead | Transformer (OH) | Failed/Faulted | 2022 | Tier 3 - Extreme | Transformer only | 11 | 2 | 2022-11-02 | 1851610 | Sus | Y | EquipmentFailureInvolved¦Overhead¦Transformer(OH)¦FailedFaulted
22-0128027 | Equipment Failure/Involved | Underground | Transformer (OH) | Deteriorated | 2022 | Tier 2 - Elevated | Distribution Circuit | 11 | 4 | 2022-11-04 | 1853397 | Sus | Y | EquipmentFailureInvolved¦Underground¦Transformer(OH)¦Deteriorated
22-0138668 | Unknown Cause | Patrol - found nothing |  |  | 2022 | Tier 2 - Elevated | Distribution Circuit | 12 | 10 | 2022-12-10 | 1883885 | Sus | N | UnknownCause¦Patrolfoundnothing¦¦
22-0140320 | Unknown Cause | Patrol - found nothing |  |  | 2022 | Tier 3 - Extreme | Transformer only | 12 | 16 | 2022-12-16 | 1890996 | Sus | N | UnknownCause¦Patrolfoundnothing¦¦
22-0141362 | Equipment Failure/Involved | Overhead | Transformer (OH) | Failed/Faulted | 2022 | Tier 3 - Extreme | Distribution Circuit | 12 | 26 | 2022-12-26 | 1897653 | Sus | N | EquipmentFailureInvolved¦Overhead¦Transformer(OH)¦FailedFaulted
22-0142632 | Vegetation | Tree - fell into line | Conductor, Overhead | Normal | 2022 | Tier 3 - Extreme | Distribution Circuit | 12 | 31 | 2022-12-31 | 1904419 | Sus | N | Vegetation¦Treefellintoline¦ConductorOverhead¦Normal
15-0010250 | Vegetation | Tree - fell into line | Crossarm, Wood | Broken | 2015 | Tier 2 - Elevated | Distribution Circuit | 2 | 6 | 2015-02-06 | 1173750 | Sus | N | Vegetation¦Treefellintoline¦CrossarmWood¦Broken
15-0012534 | Vegetation | Tree - fell into line | Conductor, Overhead | Broken, wire on ground | 2015 | Tier 2 - Elevated | Distribution Circuit | 2 | 10 | 2015-02-10 | 1187822 | Sus | N | Vegetation¦Treefellintoline¦ConductorOverhead¦Brokenwireonground
15-0012582 | Vegetation | Tree - branch fell on line | Conductor, Overhead | Broken, wire on ground | 2015 | Tier 2 - Elevated | Distribution Circuit | 2 | 8 | 2015-02-08 | 1184870 | Sus | N | Vegetation¦Treebranchfellonline¦ConductorOverhead¦Brokenwireonground
15-0013024 | Equipment Failure/Involved | Other | Insulator | Malfunctioning | 2015 | Tier 2 - Elevated | Distribution Circuit | 2 | 12 | 2015-02-12 | 1189311 | Sus | N | EquipmentFailureInvolved¦Other¦Insulator¦Malfunctioning
15-0013313 | Equipment Failure/Involved | Other | Connector or Splice (OH) | Broken, wire on ground | 2015 | Tier 3 - Extreme | Distribution Circuit | 2 | 14 | 2015-02-14 | 1189990 | Sus | N | EquipmentFailureInvolved¦Other¦ConnectororSplice(OH)¦Brokenwireonground
15-0013533 | Equipment Failure/Involved | Other | Transformer | Broken | 2015 | Tier 2 - Elevated | Transformer only | 2 | 16 | 2015-02-16 | 1190930 | Sus | N | EquipmentFailureInvolved¦Other¦Transformer¦Broken
15-0022437 | Vegetation | Tree - fell into line | Conductor, Overhead | Normal | 2015 | Tier 3 - Extreme | Distribution Circuit | 3 | 27 | 2015-03-27 | 1208678 | Sus | N | Vegetation¦Treefellintoline¦ConductorOverhead¦Normal
15-0025020 | Equipment Failure/Involved | Fire, pole | Pole-Wood | Burned/flashed | 2015 | Tier 2 - Elevated | Distribution Circuit | 4 | 7 | 2015-04-07 | 1215251 | Sus | N | EquipmentFailureInvolved¦Firepole¦PoleWood¦Burnedflashed
15-0029105 | Equipment Failure/Involved | Lightning | Fuse | Failed/Faulted | 2015 | Tier 2 - Elevated | Distribution Circuit | 4 | 23 | 2015-04-23 | 1223985 | Sus | N | EquipmentFailureInvolved¦Lightning¦Fuse¦FailedFaulted
15-0031887 | Vegetation | Tree - fell into line | Crossarm, Wood | Broken | 2015 | Tier 3 - Extreme | Distribution Circuit | 5 | 5 | 2015-05-05 | 1229432 | Sus | Y | Vegetation¦Treefellintoline¦CrossarmWood¦Broken
15-0033559 | Vegetation | Tree - branch fell on line | Cutout, fuse holder | Failed/Faulted | 2015 | Tier 3 - Extreme | Distribution Circuit | 5 | 12 | 2015-05-12 | 1233302 | Sus | Y | Vegetation¦Treebranchfellonline¦Cutoutfuseholder¦FailedFaulted
15-0045226 | Animal | Bird found | Transformer (OH) | Burned/flashed | 2015 | Tier 2 - Elevated | Distribution Circuit | 7 | 2 | 2015-07-02 | 1262128 | Sus | Y | Animal¦Birdfound¦Transformer(OH)¦Burnedflashed
15-0046584 | Unknown Cause | Patrol - found nothing |  |  | 2015 | Tier 3 - Extreme | Distribution Circuit | 7 | 9 | 2015-07-09 | 1265501 | Sus | Y | UnknownCause¦Patrolfoundnothing¦¦
15-0071667 | Environmental/External | Lightning | Cutout, fuse holder | Failed/Faulted | 2015 | Tier 2 - Elevated | Distribution Circuit | 10 | 18 | 2015-10-18 | 1325513 | Sus | Y | EnvironmentalExternal¦Lightning¦Cutoutfuseholder¦FailedFaulted
15-0073274 | Unknown Cause | Patrol - not conducted |  |  | 2015 | Tier 2 - Elevated | Distribution Circuit | 10 | 26 | 2015-10-26 | 1329105 | Sus | Y | UnknownCause¦Patrolnotconducted¦¦
15-0075460 | 3rd Party | Vehicle | Pole-Wood | Broken | 2015 | Tier 3 - Extreme | Distribution Circuit | 11 | 4 | 2015-11-04 | 1334989 | Sus | Y | 3rdParty¦Vehicle¦PoleWood¦Broken
15-0076629 | Vegetation | Tree - branch fell on line | Conductor, Overhead | Normal | 2015 | Tier 3 - Extreme | Distribution Circuit | 11 | 9 | 2015-11-09 | 1337866 | Sus | Y | Vegetation¦Treebranchfellonline¦ConductorOverhead¦Normal
15-0078085 | Vegetation | Tree - branch fell on line | Conductor, Overhead | Normal | 2015 | Tier 3 - Extreme | Distribution Circuit | 11 | 15 | 2015-11-15 | 1342161 | Sus | Y | Vegetation¦Treebranchfellonline¦ConductorOverhead¦Normal
15-0080580 | Equipment Failure/Involved | Overhead | Crossarm, Wood | Broken | 2015 | Tier 3 - Extreme | Distribution Circuit | 11 | 24 | 2015-11-24 | 1347863 | Sus | Y | EquipmentFailureInvolved¦Overhead¦CrossarmWood¦Broken
15-0086578 | Vegetation | Tree - fell into line | Conductor, Overhead | On Ground | 2015 | Tier 3 - Extreme | Distribution Circuit | 12 | 22 | 2015-12-22 | 1368392 | Sus | N | Vegetation¦Treefellintoline¦ConductorOverhead¦OnGround
15-0086700 | Equipment Failure/Involved | Overhead | Conductor, Overhead | Broken, wire on ground | 2015 | Tier 3 - Extreme | Distribution Circuit | 12 | 22 | 2015-12-22 | 1368769 | Sus | N | EquipmentFailureInvolved¦Overhead¦ConductorOverhead¦Brokenwireonground
16-0003028 | Vegetation | Tree - fell into line | Transformer | Broken, wire on ground | 2016 | Tier 3 - Extreme | Transformer only | 1 | 5 | 2016-01-05 | 1377249 | Sus | N | Vegetation¦Treefellintoline¦Transformer¦Brokenwireonground
16-0004162 | Environmental/External | Flood/Erosion | Crossarm, Wood | Broken | 2016 | Tier 2 - Elevated | Distribution Circuit | 1 | 8 | 2016-01-08 | 1380510 | Sus | N | EnvironmentalExternal¦FloodErosion¦CrossarmWood¦Broken
16-0004318 | 3rd Party | Vehicle | Pole-Wood | Broken | 2016 | Tier 3 - Extreme | Distribution Circuit | 1 | 10 | 2016-01-10 | 1380993 | Sus | N | 3rdParty¦Vehicle¦PoleWood¦Broken
16-0008998 | Unknown Cause | Patrol - found nothing |  |  | 2016 | Tier 2 - Elevated | Distribution Circuit | 1 | 28 | 2016-01-28 | 1393711 | Sus | N | UnknownCause¦Patrolfoundnothing¦¦
16-0009218 | Unknown Cause | Patrol - found nothing |  |  | 2016 | Tier 3 - Extreme | Distribution Circuit | 1 | 29 | 2016-01-29 | 1394205 | Sus | N | UnknownCause¦Patrolfoundnothing¦¦
16-0013476 | Vegetation | Tree - branch fell on line | Conductor, Overhead | Normal | 2016 | Tier 2 - Elevated | Distribution Circuit | 2 | 17 | 2016-02-17 | 1406344 | Sus | N | Vegetation¦Treebranchfellonline¦ConductorOverhead¦Normal
16-0013533 | Vegetation | Tree - branch fell on line | Cutout, fuse holder | Broken | 2016 | Tier 2 - Elevated | Distribution Circuit | 2 | 17 | 2016-02-17 | 1407071 | Sus | N | Vegetation¦Treebranchfellonline¦Cutoutfuseholder¦Broken
16-0013747 | Vegetation | Tree - fell into line | Conductor, Overhead | Broken, wire on ground | 2016 | Tier 3 - Extreme | Distribution Circuit | 2 | 18 | 2016-02-18 | 1407903 | Sus | N | Vegetation¦Treefellintoline¦ConductorOverhead¦Brokenwireonground
16-0017693 | Vegetation | Tree - branch fell on line | Conductor, Overhead | Normal | 2016 | Tier 3 - Extreme | Distribution Circuit | 3 | 5 | 2016-03-05 | 1417229 | Sus | N | Vegetation¦Treebranchfellonline¦ConductorOverhead¦Normal
16-0018783 | Unknown Cause | Patrol - found nothing |  |  | 2016 | Tier 3 - Extreme | Distribution Circuit | 3 | 7 | 2016-03-07 | 1423544 | Sus | N | UnknownCause¦Patrolfoundnothing¦¦
16-0020716 | Vegetation | Tree - fell into line | Conductor, Overhead | Broken, wire on ground | 2016 | Tier 2 - Elevated | Distribution Circuit | 3 | 12 | 2016-03-12 | 1429035 | Sus | N | Vegetation¦Treefellintoline¦ConductorOverhead¦Brokenwireonground
16-0022673 | Unknown Cause | Patrol - found nothing |  |  | 2016 | Tier 2 - Elevated | Distribution Circuit | 3 | 19 | 2016-03-19 | 1434220 | Sus | N | UnknownCause¦Patrolfoundnothing¦¦
16-0037532 | Environmental/External | Lightning | Other | Failed/Faulted | 2016 | Tier 2 - Elevated | Transformer only | 5 | 20 | 2016-05-20 | 1473820 | Sus | Y | EnvironmentalExternal¦Lightning¦Other¦FailedFaulted
16-0040643 | 3rd Party | Vehicle | Cutout, fuse holder | Failed/Faulted | 2016 | Tier 3 - Extreme | Distribution Circuit | 6 | 2 | 2016-06-02 | 1481603 | Sus | Y | 3rdParty¦Vehicle¦Cutoutfuseholder¦FailedFaulted
16-0043553 | Equipment Failure/Involved | Overhead | Fuse | Broken | 2016 | Tier 2 - Elevated | Distribution Circuit | 6 | 15 | 2016-06-15 | 1489654 | Sus | Y | EquipmentFailureInvolved¦Overhead¦Fuse¦Broken
16-0045478 | 3rd Party | Metallic Balloon | Conductor, Overhead | Normal | 2016 | Tier 2 - Elevated | Distribution Circuit | 6 | 23 | 2016-06-23 | 1494892 | Sus | Y | 3rdParty¦MetallicBalloon¦ConductorOverhead¦Normal
16-0047331 | Animal | Bird found | Conductor, Overhead | Normal | 2016 | Tier 2 - Elevated | Distribution Circuit | 7 | 1 | 2016-07-01 | 1499445 | Sus | Y | Animal¦Birdfound¦ConductorOverhead¦Normal
16-0052950 | Animal | Bird found | Transformer (OH) | Failed/Faulted | 2016 | Tier 3 - Extreme | Distribution Circuit | 7 | 27 | 2016-07-27 | 1517022 | Sus | Y | Animal¦Birdfound¦Transformer(OH)¦FailedFaulted
16-0053953 | Vegetation | Tree - grew into line | Conductor, Overhead | Normal | 2016 | Tier 3 - Extreme | Distribution Circuit | 7 | 31 | 2016-07-31 | 1519435 | Sus | Y | Vegetation¦Treegrewintoline¦ConductorOverhead¦Normal
16-0057519 | Equipment Failure/Involved | Overhead | Transformer | Failed/Faulted | 2016 | Tier 3 - Extreme | Transformer only | 8 | 15 | 2016-08-15 | 1526948 | Sus | Y | EquipmentFailureInvolved¦Overhead¦Transformer¦FailedFaulted
16-0068882 | Unknown Cause | Patrol - found nothing |  |  | 2016 | Tier 2 - Elevated | Distribution Circuit | 10 | 1 | 2016-10-01 | 1550876 | Sus | Y | UnknownCause¦Patrolfoundnothing¦¦
16-0070716 | Vegetation | Tree - branch fell on line | Conductor, Overhead | Broken, wire on ground | 2016 | Tier 3 - Extreme | Distribution Circuit | 10 | 10 | 2016-10-10 | 1555612 | Sus | Y | Vegetation¦Treebranchfellonline¦ConductorOverhead¦Brokenwireonground
16-0072907 | Vegetation | Tree - fell into line | Conductor, Overhead | Broken, wire on ground | 2016 | Tier 2 - Elevated | Distribution Circuit | 10 | 16 | 2016-10-16 | 1562957 | Sus | Y | Vegetation¦Treefellintoline¦ConductorOverhead¦Brokenwireonground
16-0083578 | Vegetation | Tree - branch fell on line | Fuse | Failed/Faulted | 2016 | Tier 2 - Elevated | Distribution Circuit | 12 | 2 | 2016-12-02 | 1593229 | Sus | N | Vegetation¦Treebranchfellonline¦Fuse¦FailedFaulted
16-0084460 | Equipment Failure/Involved | Overhead | Fuse | Failed/Faulted | 2016 | Tier 2 - Elevated | Distribution Circuit | 12 | 7 | 2016-12-07 | 1596543 | Sus | N | EquipmentFailureInvolved¦Overhead¦Fuse¦FailedFaulted
16-0084494 | Vegetation | Tree - fell into line | Conductor, Overhead | Broken, wire on ground | 2016 | Tier 2 - Elevated | Distribution Circuit | 12 | 8 | 2016-12-08 | 1596750 | Sus | N | Vegetation¦Treefellintoline¦ConductorOverhead¦Brokenwireonground
16-0085586 | Vegetation | Tree - branch fell on line | Secondary | Broken, wire on ground | 2016 | Tier 2 - Elevated | Distribution Circuit | 12 | 14 | 2016-12-14 | 1601984 | Sus | N | Vegetation¦Treebranchfellonline¦Secondary¦Brokenwireonground
16-0085765 | Vegetation | Tree - fell into line | Conductor, Overhead | Broken, wire on ground | 2016 | Tier 3 - Extreme | Distribution Circuit | 12 | 15 | 2016-12-15 | 1602973 | Sus | N | Vegetation¦Treefellintoline¦ConductorOverhead¦Brokenwireonground
16-0086205 | 3rd Party | Vehicle | Pole-Wood | Broken | 2016 | Tier 3 - Extreme | Distribution Circuit | 12 | 17 | 2016-12-17 | 1605895 | Sus | N | 3rdParty¦Vehicle¦PoleWood¦Broken
17-0003321 | Vegetation | Tree - branch fell on line | Conductor, Overhead | Broken, wire on ground | 2017 | Tier 3 - Extreme | Distribution Circuit | 1 | 3 | 2017-01-03 | 1616773 | Sus | N | Vegetation¦Treebranchfellonline¦ConductorOverhead¦Brokenwireonground
17-0003391 | Unknown Cause | Patrol - found nothing |  |  | 2017 | Tier 3 - Extreme | Distribution Circuit | 1 | 4 | 2017-01-04 | 1617412 | Sus | N | UnknownCause¦Patrolfoundnothing¦¦
17-0003414 | Equipment Failure/Involved | Overhead | Transformer | Failed/Faulted | 2017 | Tier 2 - Elevated | Transformer only | 1 | 4 | 2017-01-04 | 1617500 | Sus | N | EquipmentFailureInvolved¦Overhead¦Transformer¦FailedFaulted
17-0005339 | Vegetation | Tree - branch fell on line | Conductor, Overhead | On Ground | 2017 | Tier 3 - Extreme | Distribution Circuit | 1 | 8 | 2017-01-08 | 1624335 | Sus | N | Vegetation¦Treebranchfellonline¦ConductorOverhead¦OnGround
17-0006116 | Vegetation | Tree - fell into line | Conductor, Overhead | Broken, wire on ground | 2017 | Tier 2 - Elevated | Distribution Circuit | 1 | 9 | 2017-01-09 | 1630771 | Sus | N | Vegetation¦Treefellintoline¦ConductorOverhead¦Brokenwireonground
17-0007205 | Unknown Cause | Patrol - not conducted |  |  | 2017 | Tier 2 - Elevated | Distribution Circuit | 1 | 10 | 2017-01-10 | 1637613 | Sus | N | UnknownCause¦Patrolnotconducted¦¦
17-0007385 | Vegetation | Tree - fell into line | Conductor, Overhead | Broken, wire on ground | 2017 | Tier 2 - Elevated | Distribution Circuit | 1 | 10 | 2017-01-10 | 1637832 | Sus | N | Vegetation¦Treefellintoline¦ConductorOverhead¦Brokenwireonground
17-0010588 | Unknown Cause | Patrol - found nothing |  |  | 2017 | Tier 3 - Extreme | Distribution Circuit | 1 | 18 | 2017-01-18 | 1649228 | Sus | N | UnknownCause¦Patrolfoundnothing¦¦
17-0010747 | Equipment Failure/Involved | Underground | Transformer (UG) | Broken | 2017 | Tier 2 - Elevated | Distribution Circuit | 1 | 19 | 2017-01-19 | 1650407 | Sus | N | EquipmentFailureInvolved¦Underground¦Transformer(UG)¦Broken
17-0011769 | Equipment Failure/Involved | Overhead | Cutout, fuse holder | Broken | 2017 | Tier 2 - Elevated | Distribution Circuit | 1 | 20 | 2017-01-20 | 1654659 | Sus | N | EquipmentFailureInvolved¦Overhead¦Cutoutfuseholder¦Broken
17-0013854 | Equipment Failure/Involved | Overhead | Connector or Splice (OH) | Broken, wire on ground | 2017 | Tier 2 - Elevated | Distribution Circuit | 1 | 23 | 2017-01-23 | 1663170 | Sus | N | EquipmentFailureInvolved¦Overhead¦ConnectororSplice(OH)¦Brokenwireonground
17-0015383 | Equipment Failure/Involved | Overhead |  | Failed/Faulted | 2017 | Tier 2 - Elevated | Transformer only | 1 | 26 | 2017-01-26 | 1667877 | Sus | N | EquipmentFailureInvolved¦Overhead¦¦FailedFaulted
17-0018813 | Vegetation | Tree - fell into line | Conductor, Overhead | Broken | 2017 | Tier 3 - Extreme | Distribution Circuit | 2 | 7 | 2017-02-07 | 1679778 | Sus | N | Vegetation¦Treefellintoline¦ConductorOverhead¦Broken
17-0018815 | Equipment Failure/Involved | Electrical Overload | Fuse | Failed/Faulted | 2017 | Tier 3 - Extreme | Distribution Circuit | 2 | 7 | 2017-02-07 | 1680981 | Sus | N | EquipmentFailureInvolved¦ElectricalOverload¦Fuse¦FailedFaulted
17-0022796 | Equipment Failure/Involved | Overhead | Conductor, Overhead | Broken, wire on ground | 2017 | Tier 2 - Elevated | Distribution Circuit | 2 | 17 | 2017-02-17 | 1698321 | Sus | N | EquipmentFailureInvolved¦Overhead¦ConductorOverhead¦Brokenwireonground
17-0023724 | Equipment Failure/Involved | Overhead | Pole-Wood | Broken, wire on ground | 2017 | Tier 2 - Elevated | Distribution Circuit | 2 | 20 | 2017-02-20 | 1702901 | Sus | N | EquipmentFailureInvolved¦Overhead¦PoleWood¦Brokenwireonground
17-0024064 | Vegetation | Tree - fell into line | Conductor, Overhead | Broken, wire on ground | 2017 | Tier 3 - Extreme | Distribution Circuit | 2 | 20 | 2017-02-20 | 1705418 | Sus | N | Vegetation¦Treefellintoline¦ConductorOverhead¦Brokenwireonground
17-0025245 | Vegetation | Tree - branch fell on line | Fuse | Failed/Faulted | 2017 | Tier 3 - Extreme | Distribution Circuit | 2 | 21 | 2017-02-21 | 1707879 | Sus | N | Vegetation¦Treebranchfellonline¦Fuse¦FailedFaulted
17-0028819 | Vegetation | Tree - fell into line | Conductor, Overhead | Together | 2017 | Tier 3 - Extreme | Distribution Circuit | 3 | 6 | 2017-03-06 | 1721124 | Sus | N | Vegetation¦Treefellintoline¦ConductorOverhead¦Together
17-0030229 | Unknown Cause | Patrol - found nothing |  |  | 2017 | Tier 2 - Elevated | Distribution Circuit | 3 | 12 | 2017-03-12 | 1725400 | Sus | N | UnknownCause¦Patrolfoundnothing¦¦
17-0032521 | Unknown Cause | Patrol - found nothing |  |  | 2017 | Tier 2 - Elevated | Distribution Circuit | 3 | 21 | 2017-03-21 | 1732378 | Sus | N | UnknownCause¦Patrolfoundnothing¦¦
17-0032526 | Equipment Failure/Involved | Overhead | Transformer | Failed/Faulted | 2017 | Tier 2 - Elevated | Transformer only | 3 | 21 | 2017-03-21 | 1732407 | Sus | N | EquipmentFailureInvolved¦Overhead¦Transformer¦FailedFaulted
17-0035239 | Equipment Failure/Involved | Substation | Switch | Broken | 2017 | Tier 2 - Elevated | Substation - Distribution | 3 | 30 | 2017-03-30 | 1739351 | Sus | N | EquipmentFailureInvolved¦Substation¦Switch¦Broken
17-0037090 | Equipment Failure/Involved | Overhead | Transformer (OH) | Burned/flashed | 2017 | Tier 3 - Extreme | Distribution Circuit | 4 | 6 | 2017-04-06 | 1745438 | Sus | N | EquipmentFailureInvolved¦Overhead¦Transformer(OH)¦Burnedflashed
17-0037219 | Vegetation | Tree - fell into line | Conductor, Overhead | Normal | 2017 | Tier 2 - Elevated | Distribution Circuit | 4 | 6 | 2017-04-06 | 1745895 | Sus | N | Vegetation¦Treefellintoline¦ConductorOverhead¦Normal
17-0037231 | Vegetation | Tree - fell into line | Secondary | Broken, wire on ground | 2017 | Tier 2 - Elevated | Distribution Circuit | 4 | 6 | 2017-04-06 | 1745155 | Sus | N | Vegetation¦Treefellintoline¦Secondary¦Brokenwireonground
17-0037903 | Vegetation | Tree - fell into line | Transformer (OH) | Normal | 2017 | Tier 2 - Elevated | Transformer only | 4 | 7 | 2017-04-07 | 1749279 | Sus | N | Vegetation¦Treefellintoline¦Transformer(OH)¦Normal
17-0037953 | Vegetation | Tree - fell into line | Conductor, Overhead | Normal | 2017 | Tier 2 - Elevated | Distribution Circuit | 4 | 7 | 2017-04-07 | 1751041 | Sus | N | Vegetation¦Treefellintoline¦ConductorOverhead¦Normal
17-0038267 | Vegetation | Tree - fell into line | Conductor, Overhead | Broken, wire on ground | 2017 | Tier 2 - Elevated | Distribution Circuit | 4 | 8 | 2017-04-08 | 1752268 | Sus | N | Vegetation¦Treefellintoline¦ConductorOverhead¦Brokenwireonground
17-0048712 | Equipment Failure/Involved | Overhead | Regulator | Burned/flashed | 2017 | Tier 3 - Extreme | Distribution Circuit | 5 | 18 | 2017-05-18 | 1784468 | Sus | Y | EquipmentFailureInvolved¦Overhead¦Regulator¦Burnedflashed
17-0055279 | Equipment Failure/Involved | Overhead | Jumper | Burned Open | 2017 | Tier 2 - Elevated | Distribution Circuit | 6 | 14 | 2017-06-14 | 1804611 | Sus | Y | EquipmentFailureInvolved¦Overhead¦Jumper¦BurnedOpen
17-0055970 | Unknown Cause | Patrol - found nothing |  |  | 2017 | Tier 2 - Elevated | Distribution Circuit | 6 | 17 | 2017-06-17 | 1806893 | Sus | Y | UnknownCause¦Patrolfoundnothing¦¦
17-0055995 | Vegetation | Tree - branch fell on line | Conductor, Overhead | Broken, wire on ground | 2017 | Tier 3 - Extreme | Distribution Circuit | 6 | 17 | 2017-06-17 | 1807221 | Sus | Y | Vegetation¦Treebranchfellonline¦ConductorOverhead¦Brokenwireonground
17-0058262 | Equipment Failure/Involved | Overhead | Fuse | Failed/Faulted | 2017 | Tier 3 - Extreme | Transformer only | 6 | 23 | 2017-06-23 | 1816877 | Sus | Y | EquipmentFailureInvolved¦Overhead¦Fuse¦FailedFaulted
17-0061503 | Vegetation | Tree - fell into line | Conductor, Overhead | Broken, wire on ground | 2017 | Tier 3 - Extreme | Transformer only | 7 | 8 | 2017-07-08 | 1827127 | Sus | Y | Vegetation¦Treefellintoline¦ConductorOverhead¦Brokenwireonground
17-0062994 | Equipment Failure/Involved | Overhead | Fuse | Failed/Faulted | 2017 | Tier 3 - Extreme | Distribution Circuit | 7 | 14 | 2017-07-14 | 1831567 | Sus | Y | EquipmentFailureInvolved¦Overhead¦Fuse¦FailedFaulted
17-0063242 | Equipment Failure/Involved | Overhead | Connector or Splice (OH) | Broken, wire on ground | 2017 | Tier 2 - Elevated | Distribution Circuit | 7 | 16 | 2017-07-16 | 1832768 | Sus | Y | EquipmentFailureInvolved¦Overhead¦ConnectororSplice(OH)¦Brokenwireonground
17-0064080 | Vegetation | Tree - branch fell on line | Conductor, Overhead | Broken, wire on object | 2017 | Tier 2 - Elevated | Distribution Circuit | 7 | 20 | 2017-07-20 | 1836061 | Sus | Y | Vegetation¦Treebranchfellonline¦ConductorOverhead¦Brokenwireonobject
17-0064798 | 3rd Party | Vehicle | Transformer |  | 2017 | Tier 2 - Elevated | Transformer only | 7 | 23 | 2017-07-23 | 1837967 | Sus | Y | 3rdParty¦Vehicle¦Transformer¦
17-0066447 | Unknown Cause | Patrol - found nothing |  |  | 2017 | Tier 3 - Extreme | Distribution Circuit | 7 | 29 | 2017-07-29 | 1842014 | Sus | Y | UnknownCause¦Patrolfoundnothing¦¦
17-0071467 | Equipment Failure/Involved | Overhead | Transformer | Failed/Faulted | 2017 | Tier 3 - Extreme | Transformer only | 8 | 19 | 2017-08-19 | 1855168 | Sus | Y | EquipmentFailureInvolved¦Overhead¦Transformer¦FailedFaulted
17-0076889 | Vegetation | Tree - bark fell into line | Conductor, Overhead | Broken, wire on ground | 2017 | Tier 2 - Elevated | Distribution Circuit | 9 | 8 | 2017-09-08 | 1873150 | Sus | Y | Vegetation¦Treebarkfellintoline¦ConductorOverhead¦Brokenwireonground
17-0084323 | Equipment Failure/Involved | Overhead | Jumper | Burned Open | 2017 | Tier 3 - Extreme | Distribution Circuit | 10 | 4 | 2017-10-04 | 1891136 | Sus | Y | EquipmentFailureInvolved¦Overhead¦Jumper¦BurnedOpen
17-0087384 | Environmental/External | Fire, Forest/Grass | Pole-Wood | Broken, wire on ground | 2017 | Tier 3 - Extreme | Distribution Circuit | 10 | 8 | 2017-10-08 | 1900838 | Sus | Y | EnvironmentalExternal¦FireForestGrass¦PoleWood¦Brokenwireonground
17-0087978 | Environmental/External | Fire, Forest/Grass | Secondary | Burned Open | 2017 | Tier 2 - Elevated | Distribution Circuit | 10 | 9 | 2017-10-09 | 1902544 | Sus | Y | EnvironmentalExternal¦FireForestGrass¦Secondary¦BurnedOpen
17-0088422 | Environmental/External | Fire, Forest/Grass | Customer Equipment | Burned/flashed | 2017 | Tier 3 - Extreme | Distribution Circuit | 10 | 8 | 2017-10-08 | 1903649 | Sus | Y | EnvironmentalExternal¦FireForestGrass¦CustomerEquipment¦Burnedflashed
17-0091813 | Equipment Failure/Involved | Overhead | Transformer | Deteriorated | 2017 | Tier 3 - Extreme | Transformer only | 10 | 31 | 2017-10-31 | 1913176 | Sus | Y | EquipmentFailureInvolved¦Overhead¦Transformer¦Deteriorated
17-0094580 | Vegetation | Tree - fell into line | Conductor, Overhead | Normal | 2017 | Tier 3 - Extreme | Distribution Circuit | 11 | 13 | 2017-11-13 | 1921071 | Sus | Y | Vegetation¦Treefellintoline¦ConductorOverhead¦Normal
17-0100130 | Vegetation | Tree - branch fell on line | Conductor, Overhead | Normal | 2017 | Tier 2 - Elevated | Distribution Circuit | 12 | 5 | 2017-12-05 | 1936905 | Sus | N | Vegetation¦Treebranchfellonline¦ConductorOverhead¦Normal
17-0102321 | Vegetation | Tree - branch fell on line | Conductor, Overhead | Broken, wire on ground | 2017 | Tier 3 - Extreme | Distribution Circuit | 12 | 17 | 2017-12-17 | 1946111 | Sus | N | Vegetation¦Treebranchfellonline¦ConductorOverhead¦Brokenwireonground
17-0103405 | Unknown Cause | Patrol - found nothing |  |  | 2017 | Tier 2 - Elevated | Distribution Circuit | 12 | 27 | 2017-12-27 | 1951841 | Sus | N | UnknownCause¦Patrolfoundnothing¦¦
18-0005281 | Vegetation | Tree - fell into line | Fuse | Failed/Faulted | 2018 | Tier 2 - Elevated | Distribution Circuit | 1 | 11 | 2018-01-11 | 6555 | Sus | N | Vegetation¦Treefellintoline¦Fuse¦FailedFaulted
18-0006351 | Equipment Failure/Involved | Overhead | Transformer | Failed/Faulted | 2018 | Tier 2 - Elevated | Transformer only | 1 | 16 | 2018-01-16 | 8727 | Sus | N | EquipmentFailureInvolved¦Overhead¦Transformer¦FailedFaulted
18-0008884 | Equipment Failure/Involved | Overhead | Transformer | Failed/Faulted | 2018 | Tier 2 - Elevated | Transformer only | 1 | 25 | 2018-01-25 | 13592 | Sus | N | EquipmentFailureInvolved¦Overhead¦Transformer¦FailedFaulted
18-0010589 | Unknown Cause | Patrol - found nothing |  |  | 2018 | Tier 2 - Elevated | Distribution Circuit | 1 | 31 | 2018-01-31 | 17261 | Sus | N | UnknownCause¦Patrolfoundnothing¦¦
18-0016507 | 3rd Party | Vehicle | Anchor or Guy | Broken | 2018 | Tier 3 - Extreme | Distribution Circuit | 2 | 22 | 2018-02-22 | 29600 | Sus | N | 3rdParty¦Vehicle¦AnchororGuy¦Broken
18-0023265 | 3rd Party | Vehicle | Cutout, fuse holder | Failed/Faulted | 2018 | Tier 2 - Elevated | Distribution Circuit | 3 | 16 | 2018-03-16 | 45294 | Sus | N | 3rdParty¦Vehicle¦Cutoutfuseholder¦FailedFaulted
18-0023352 | Vegetation | Tree - fell into line | Conductor, Overhead | Broken, wire on ground | 2018 | Tier 2 - Elevated | Distribution Circuit | 3 | 16 | 2018-03-16 | 45419 | Sus | N | Vegetation¦Treefellintoline¦ConductorOverhead¦Brokenwireonground
18-0023415 | Environmental/External | Lightning | Transformer | Failed/Faulted | 2018 | Tier 2 - Elevated | Transformer only | 3 | 16 | 2018-03-16 | 45450 | Sus | N | EnvironmentalExternal¦Lightning¦Transformer¦FailedFaulted
18-0026333 | Unknown Cause | Patrol - found nothing |  |  | 2018 | Tier 3 - Extreme | Distribution Circuit | 3 | 24 | 2018-03-24 | 52778 | Sus | N | UnknownCause¦Patrolfoundnothing¦¦
18-0027899 | Unknown Cause | Patrol - found nothing |  |  | 2018 | Tier 3 - Extreme | Distribution Circuit | 3 | 30 | 2018-03-30 | 56341 | Sus | N | UnknownCause¦Patrolfoundnothing¦¦
18-0028648 | Equipment Failure/Involved | Overhead | Crossarm, Wood | Broken | 2018 | Tier 3 - Extreme | Distribution Circuit | 4 | 2 | 2018-04-02 | 58309 | Sus | N | EquipmentFailureInvolved¦Overhead¦CrossarmWood¦Broken
18-0041407 | Unknown Cause | Patrol - found nothing |  |  | 2018 | Tier 2 - Elevated | Distribution Circuit | 5 | 16 | 2018-05-16 | 86951 | Sus | Y | UnknownCause¦Patrolfoundnothing¦¦
18-0055910 | Vegetation | Tree - branch fell on line | Conductor, Overhead | Normal | 2018 | Tier 3 - Extreme | Distribution Circuit | 6 | 30 | 2018-06-30 | 121714 | Sus | Y | Vegetation¦Treebranchfellonline¦ConductorOverhead¦Normal
18-0055945 | Vegetation | Tree - fell into line | Conductor, Overhead | Broken, wire on ground | 2018 | Tier 3 - Extreme | Distribution Circuit | 6 | 30 | 2018-06-30 | 121753 | Sus | Y | Vegetation¦Treefellintoline¦ConductorOverhead¦Brokenwireonground
18-0066395 | Animal | Squirrel | Fuse | Failed/Faulted | 2018 | Tier 3 - Extreme | Distribution Circuit | 8 | 3 | 2018-08-03 | 148019 | Sus | Y | Animal¦Squirrel¦Fuse¦FailedFaulted
18-0073000 | Equipment Failure/Involved | Electrical Overload | Transformer | Failed/Faulted | 2018 | Tier 2 - Elevated | Transformer only | 8 | 23 | 2018-08-23 | 161225 | Sus | Y | EquipmentFailureInvolved¦ElectricalOverload¦Transformer¦FailedFaulted
18-0075937 | Vegetation | Tree - fell into line | Pole-Wood | Broken, wire on ground | 2018 | Tier 3 - Extreme | Distribution Circuit | 9 | 3 | 2018-09-03 | 167309 | Sus | Y | Vegetation¦Treefellintoline¦PoleWood¦Brokenwireonground
18-0075937 | Vegetation | Tree - fell into line | Pole-Wood | Broken, wire on ground | 2018 | Tier 3 - Extreme | Distribution Circuit | 9 | 3 | 2018-09-03 | 167309 | Sus | Y | Vegetation¦Treefellintoline¦PoleWood¦Brokenwireonground
18-0079001 | Unknown Cause | Patrol - found nothing |  |  | 2018 | Tier 2 - Elevated | Distribution Circuit | 9 | 12 | 2018-09-12 | 172982 | Sus | Y | UnknownCause¦Patrolfoundnothing¦¦
18-0079798 | Animal | Squirrel | Jumper | Burned/flashed | 2018 | Tier 2 - Elevated | Transformer only | 9 | 14 | 2018-09-14 | 174163 | Sus | Y | Animal¦Squirrel¦Jumper¦Burnedflashed
18-0087665 | Equipment Failure/Involved | Overhead | Insulator | Burned/flashed | 2018 | Tier 3 - Extreme | Transformer only | 10 | 6 | 2018-10-06 | 189804 | Sus | Y | EquipmentFailureInvolved¦Overhead¦Insulator¦Burnedflashed
18-0090659 | Wildfire Mitigation | Public Safety Power Shut-off |  |  | 2018 | Tier 2 - Elevated | Distribution Circuit | 10 | 14 | 2018-10-14 | 195824 | Sus | Y | WildfireMitigation¦PublicSafetyPowerShutoff¦¦
18-0092300 | Animal | Squirrel | Pothead(Riser Termination) | Normal | 2018 | Tier 2 - Elevated | Distribution Circuit | 10 | 19 | 2018-10-19 | 198863 | Sus | Y | Animal¦Squirrel¦Pothead(RiserTermination)¦Normal
18-0093393 | Animal | Squirrel | Conductor, Overhead | Normal | 2018 | Tier 3 - Extreme | Distribution Circuit | 10 | 23 | 2018-10-23 | 200842 | Sus | Y | Animal¦Squirrel¦ConductorOverhead¦Normal
18-0094015 | Unknown Cause | Patrol - found nothing |  |  | 2018 | Tier 3 - Extreme | Distribution Circuit | 10 | 25 | 2018-10-25 | 201959 | Sus | Y | UnknownCause¦Patrolfoundnothing¦¦
18-0094894 | Unknown Cause | Patrol - found nothing |  |  | 2018 | Tier 3 - Extreme | Distribution Circuit | 10 | 28 | 2018-10-28 | 203726 | Sus | Y | UnknownCause¦Patrolfoundnothing¦¦
18-0102588 | Unknown Cause | Patrol - not conducted |  |  | 2018 | Tier 3 - Extreme | Distribution Circuit | 11 | 23 | 2018-11-23 | 222895 | Sus | Y | UnknownCause¦Patrolnotconducted¦¦
18-0104659 | Vegetation | Tree - fell into line | Crossarm, Wood | Broken, wire on ground | 2018 | Tier 3 - Extreme | Distribution Circuit | 11 | 29 | 2018-11-29 | 227311 | Sus | Y | Vegetation¦Treefellintoline¦CrossarmWood¦Brokenwireonground
18-0109724 | Equipment Failure/Involved | Overhead | Transformer | Broken | 2018 | Tier 2 - Elevated | Transformer only | 12 | 17 | 2018-12-17 | 242278 | Sus | N | EquipmentFailureInvolved¦Overhead¦Transformer¦Broken
19-0004890 | Vegetation | Tree - fell into line | Conductor, Overhead | Broken, wire on ground | 2019 | Tier 2 - Elevated | Distribution Circuit | 1 | 5 | 2019-01-05 | 254170 | Sus | N | Vegetation¦Treefellintoline¦ConductorOverhead¦Brokenwireonground
19-0006401 | Vegetation | Tree - fell into line | Conductor, Overhead | Normal | 2019 | Tier 2 - Elevated | Distribution Circuit | 1 | 8 | 2019-01-08 | 260681 | Sus | N | Vegetation¦Treefellintoline¦ConductorOverhead¦Normal
19-0010417 | Equipment Failure/Involved | Overhead | Conductor, Overhead | Broken, wire on ground | 2019 | Tier 2 - Elevated | Distribution Circuit | 1 | 16 | 2019-01-16 | 271248 | Sus | N | EquipmentFailureInvolved¦Overhead¦ConductorOverhead¦Brokenwireonground
19-0010587 | Equipment Failure/Involved | Overhead | Pole-Wood | Broken | 2019 | Tier 3 - Extreme | Distribution Circuit | 1 | 17 | 2019-01-17 | 272591 | Sus | N | EquipmentFailureInvolved¦Overhead¦PoleWood¦Broken
19-0011012 | Vegetation | Tree - branch fell on line | Conductor, Overhead | Together | 2019 | Tier 2 - Elevated | Distribution Circuit | 1 | 16 | 2019-01-16 | 273955 | Sus | N | Vegetation¦Treebranchfellonline¦ConductorOverhead¦Together
19-0012861 | Equipment Failure/Involved | Overhead | Cutout, fuse holder | Broken | 2019 | Tier 2 - Elevated | Distribution Circuit | 1 | 21 | 2019-01-21 | 278261 | Sus | N | EquipmentFailureInvolved¦Overhead¦Cutoutfuseholder¦Broken
19-0016814 | Unknown Cause | Patrol - found nothing |  |  | 2019 | Tier 2 - Elevated | Distribution Circuit | 2 | 1 | 2019-02-01 | 285785 | Sus | N | UnknownCause¦Patrolfoundnothing¦¦
19-0017053 | Vegetation | Tree - fell into line | Conductor, Overhead | On Ground | 2019 | Tier 2 - Elevated | Distribution Circuit | 2 | 2 | 2019-02-02 | 286525 | Sus | N | Vegetation¦Treefellintoline¦ConductorOverhead¦OnGround
19-0017698 | Vegetation | Tree - fell into line | Conductor, Overhead | On Ground | 2019 | Tier 3 - Extreme | Distribution Circuit | 2 | 4 | 2019-02-04 | 289485 | Sus | N | Vegetation¦Treefellintoline¦ConductorOverhead¦OnGround
19-0018474 | Vegetation | Tree - fell into line | Pole-Wood | Broken | 2019 | Tier 2 - Elevated | Distribution Circuit | 2 | 5 | 2019-02-05 | 292565 | Sus | N | Vegetation¦Treefellintoline¦PoleWood¦Broken
19-0018754 | Vegetation | Tree - fell into line | Conductor, Overhead | Broken, wire on ground | 2019 | Tier 2 - Elevated | Distribution Circuit | 2 | 5 | 2019-02-05 | 293674 | Sus | N | Vegetation¦Treefellintoline¦ConductorOverhead¦Brokenwireonground
19-0019316 | Vegetation | Tree - fell into line | Conductor, Overhead | Broken, wire on ground | 2019 | Tier 2 - Elevated | Distribution Circuit | 2 | 6 | 2019-02-06 | 294591 | Sus | N | Vegetation¦Treefellintoline¦ConductorOverhead¦Brokenwireonground
19-0021795 | Vegetation | Tree - fell into line | Conductor, Overhead | Broken, wire on ground | 2019 | Tier 2 - Elevated | Distribution Circuit | 2 | 13 | 2019-02-13 | 302537 | Sus | N | Vegetation¦Treefellintoline¦ConductorOverhead¦Brokenwireonground
19-0022872 | Vegetation | Tree - fell into line | Conductor, Overhead | Broken, wire on ground | 2019 | Tier 2 - Elevated | Distribution Circuit | 2 | 10 | 2019-02-10 | 307307 | Sus | N | Vegetation¦Treefellintoline¦ConductorOverhead¦Brokenwireonground
19-0023010 | Vegetation | Tree - branch fell on line | Conductor, Overhead | Broken, wire on ground | 2019 | Tier 2 - Elevated | Distribution Circuit | 2 | 13 | 2019-02-13 | 308059 | Sus | N | Vegetation¦Treebranchfellonline¦ConductorOverhead¦Brokenwireonground
19-0024074 | Vegetation | Tree - grew into line | Conductor, Overhead | Burned/flashed | 2019 | Tier 2 - Elevated | Distribution Circuit | 2 | 15 | 2019-02-15 | 312212 | Sus | N | Vegetation¦Treegrewintoline¦ConductorOverhead¦Burnedflashed
19-0024541 | Vegetation | Tree - fell into line | Pole-Wood | Broken, wire on ground | 2019 | Tier 3 - Extreme | Distribution Circuit | 2 | 16 | 2019-02-16 | 314164 | Sus | N | Vegetation¦Treefellintoline¦PoleWood¦Brokenwireonground
19-0026400 | Equipment Failure/Involved | Overhead | Conductor, Overhead | Normal | 2019 | Tier 2 - Elevated | Distribution Circuit | 2 | 20 | 2019-02-20 | 319579 | Sus | N | EquipmentFailureInvolved¦Overhead¦ConductorOverhead¦Normal
19-0028695 | Vegetation | Tree - fell into line | Cutout, fuse holder | Broken, wire on ground | 2019 | Tier 3 - Extreme | Distribution Circuit | 2 | 27 | 2019-02-27 | 326056 | Sus | N | Vegetation¦Treefellintoline¦Cutoutfuseholder¦Brokenwireonground
19-0030339 | Unknown Cause | Patrol - found nothing |  |  | 2019 | Tier 2 - Elevated | Distribution Circuit | 3 | 4 | 2019-03-04 | 330472 | Sus | N | UnknownCause¦Patrolfoundnothing¦¦
19-0030857 | Animal | Squirrel | Cutout, fuse holder | Broken | 2019 | Tier 2 - Elevated | Distribution Circuit | 3 | 5 | 2019-03-05 | 331474 | Sus | N | Animal¦Squirrel¦Cutoutfuseholder¦Broken
19-0037288 | Unknown Cause | Patrol - found nothing |  |  | 2019 | Tier 3 - Extreme | Distribution Circuit | 3 | 27 | 2019-03-27 | 348166 | Sus | N | UnknownCause¦Patrolfoundnothing¦¦
19-0038746 | Unknown Cause | Patrol - found nothing |  |  | 2019 | Tier 2 - Elevated | Transformer only | 4 | 1 | 2019-04-01 | 351415 | Sus | N | UnknownCause¦Patrolfoundnothing¦¦
19-0042168 | Equipment Failure/Involved | Overhead | Crossarm, Wood | Broken | 2019 | Tier 2 - Elevated | Transformer only | 4 | 13 | 2019-04-13 | 360155 | Sus | N | EquipmentFailureInvolved¦Overhead¦CrossarmWood¦Broken
19-0043770 | Vegetation | Tree - fell into line | Pole-Wood | Broken, wire on ground | 2019 | Tier 3 - Extreme | Distribution Circuit | 4 | 17 | 2019-04-17 | 362768 | Sus | N | Vegetation¦Treefellintoline¦PoleWood¦Brokenwireonground
19-0047080 | Unknown Cause | Patrol - found nothing |  |  | 2019 | Tier 2 - Elevated | Transformer only | 4 | 29 | 2019-04-29 | 370100 | Sus | N | UnknownCause¦Patrolfoundnothing¦¦
19-0051056 | Equipment Failure/Involved | Overhead | Transformer | Failed/Faulted | 2019 | Tier 2 - Elevated | Transformer only | 5 | 11 | 2019-05-11 | 378578 | Sus | Y | EquipmentFailureInvolved¦Overhead¦Transformer¦FailedFaulted
19-0052985 | Vegetation | Tree - fell into line | Conductor, Overhead | Broken, wire on ground | 2019 | Tier 2 - Elevated | Distribution Circuit | 5 | 16 | 2019-05-16 | 382895 | Sus | Y | Vegetation¦Treefellintoline¦ConductorOverhead¦Brokenwireonground
19-0055068 | Environmental/External | Lightning | Transformer | Failed/Faulted | 2019 | Tier 2 - Elevated | Transformer only | 5 | 21 | 2019-05-21 | 387362 | Sus | Y | EnvironmentalExternal¦Lightning¦Transformer¦FailedFaulted
19-0055586 | Equipment Failure/Involved | Overhead | Pole-Wood | Contaminated | 2019 | Tier 2 - Elevated | Distribution Circuit | 5 | 22 | 2019-05-22 | 388325 | Sus | Y | EquipmentFailureInvolved¦Overhead¦PoleWood¦Contaminated
19-0057607 | Equipment Failure/Involved | Electrical Overload | Capacitor | Failed/Faulted | 2019 | Tier 2 - Elevated | Transformer only | 5 | 25 | 2019-05-25 | 390082 | Sus | Y | EquipmentFailureInvolved¦ElectricalOverload¦Capacitor¦FailedFaulted
19-0057807 | Vegetation | Tree - fell into line | Conductor, Overhead | Broken, wire on ground | 2019 | Tier 3 - Extreme | Distribution Circuit | 5 | 26 | 2019-05-26 | 390852 | Sus | Y | Vegetation¦Treefellintoline¦ConductorOverhead¦Brokenwireonground
19-0058871 | Equipment Failure/Involved | Overhead | Conductor, Overhead | Deteriorated | 2019 | Tier 2 - Elevated | Distribution Circuit | 5 | 29 | 2019-05-29 | 392567 | Sus | Y | EquipmentFailureInvolved¦Overhead¦ConductorOverhead¦Deteriorated
19-0059388 | Environmental/External | Lightning | Transformer (OH) | Failed/Faulted | 2019 | Tier 2 - Elevated | Transformer only | 5 | 29 | 2019-05-29 | 393100 | Sus | Y | EnvironmentalExternal¦Lightning¦Transformer(OH)¦FailedFaulted
19-0064510 | Equipment Failure/Involved | Overhead | Pole-Wood | Broken | 2019 | Tier 2 - Elevated | Distribution Circuit | 6 | 7 | 2019-06-07 | 401148 | Sus | Y | EquipmentFailureInvolved¦Overhead¦PoleWood¦Broken
19-0069058 | Unknown Cause | Patrol - found nothing |  |  | 2019 | Tier 2 - Elevated | Distribution Circuit | 6 | 18 | 2019-06-18 | 418207 | Sus | Y | UnknownCause¦Patrolfoundnothing¦¦
19-0070552 | Equipment Failure/Involved | Overhead | Transformer (OH) | Failed/Faulted | 2019 | Tier 3 - Extreme | Distribution Circuit | 6 | 21 | 2019-06-21 | 425286 | Sus | Y | EquipmentFailureInvolved¦Overhead¦Transformer(OH)¦FailedFaulted
19-0074700 | Equipment Failure/Involved | Overhead | Pole-Wood | Deteriorated | 2019 | Tier 2 - Elevated | Distribution Circuit | 7 | 5 | 2019-07-05 | 441240 | Sus | Y | EquipmentFailureInvolved¦Overhead¦PoleWood¦Deteriorated
19-0084201 | Equipment Failure/Involved | Overhead | Transformer (OH) | Failed/Faulted | 2019 | Tier 3 - Extreme | Transformer only | 8 | 4 | 2019-08-04 | 482548 | Sus | Y | EquipmentFailureInvolved¦Overhead¦Transformer(OH)¦FailedFaulted
19-0086569 | Unknown Cause | Patrol - found nothing |  |  | 2019 | Tier 3 - Extreme | Distribution Circuit | 8 | 10 | 2019-08-10 | 501421 | Sus | Y | UnknownCause¦Patrolfoundnothing¦¦
19-0087189 | Animal | Squirrel | Conductor, Overhead | Normal | 2019 | Tier 2 - Elevated | Distribution Circuit | 8 | 13 | 2019-08-13 | 505093 | Sus | Y | Animal¦Squirrel¦ConductorOverhead¦Normal
19-0091612 | Equipment Failure/Involved | Overhead | Transformer (OH) | Failed/Faulted | 2019 | Tier 2 - Elevated | Distribution Circuit | 8 | 23 | 2019-08-23 | 533304 | Sus | Y | EquipmentFailureInvolved¦Overhead¦Transformer(OH)¦FailedFaulted
19-0095841 | Equipment Failure/Involved | Overhead | Conductor, Overhead | Broken, wire on ground | 2019 | Tier 3 - Extreme | Distribution Circuit | 9 | 5 | 2019-09-05 | 556913 | Sus | Y | EquipmentFailureInvolved¦Overhead¦ConductorOverhead¦Brokenwireonground
19-0105769 | Vegetation | Tree - fell into line | Conductor, Overhead | Broken, wire on ground | 2019 | Tier 3 - Extreme | Distribution Circuit | 10 | 1 | 2019-10-01 | 633542 | Sus | Y | Vegetation¦Treefellintoline¦ConductorOverhead¦Brokenwireonground
19-0124253 | Equipment Failure/Involved | Overhead | Pole-Wood | Deteriorated | 2019 | Tier 2 - Elevated | Distribution Circuit | 11 | 13 | 2019-11-13 | 706013 | Sus | Y | EquipmentFailureInvolved¦Overhead¦PoleWood¦Deteriorated
19-0130727 | Unknown Cause | Patrol - not conducted |  |  | 2019 | Tier 2 - Elevated | Distribution Circuit | 11 | 27 | 2019-11-27 | 722329 | Sus | Y | UnknownCause¦Patrolnotconducted¦¦
19-0131089 | Unknown Cause | Patrol - found nothing |  |  | 2019 | Tier 2 - Elevated | Distribution Circuit | 11 | 29 | 2019-11-29 | 723598 | Sus | Y | UnknownCause¦Patrolfoundnothing¦¦
19-0131660 | Unknown Cause | Patrol - found nothing |  |  | 2019 | Tier 3 - Extreme | Distribution Circuit | 11 | 30 | 2019-11-30 | 725124 | Sus | Y | UnknownCause¦Patrolfoundnothing¦¦
19-0137741 | Animal | Squirrel | Transformer (OH) | Normal | 2019 | Tier 3 - Extreme | Distribution Circuit | 12 | 23 | 2019-12-23 | 749352 | Sus | N | Animal¦Squirrel¦Transformer(OH)¦Normal
20-0009510 | Unknown Cause | Patrol - found nothing |  |  | 2020 | Tier 2 - Elevated | Distribution Circuit | 1 | 16 | 2020-01-16 | 762001 | Sus | N | UnknownCause¦Patrolfoundnothing¦¦
20-0009659 | Vegetation | Tree - fell into line | Conductor, Overhead | Normal | 2020 | Tier 2 - Elevated | Distribution Circuit | 1 | 16 | 2020-01-16 | 762278 | Sus | N | Vegetation¦Treefellintoline¦ConductorOverhead¦Normal
20-0010301 | Vegetation | Tree - fell into line | Conductor, Overhead | Broken, wire on ground | 2020 | Tier 2 - Elevated | Distribution Circuit | 1 | 16 | 2020-01-16 | 763565 | Sus | N | Vegetation¦Treefellintoline¦ConductorOverhead¦Brokenwireonground
20-0028351 | Unknown Cause | Patrol - found nothing |  |  | 2020 | Tier 2 - Elevated | Distribution Circuit | 3 | 3 | 2020-03-03 | 826737 | Sus | N | UnknownCause¦Patrolfoundnothing¦¦
20-0033407 | Vegetation | Tree - fell into line | Pole-Wood | Broken, wire on ground | 2020 | Tier 3 - Extreme | Distribution Circuit | 3 | 16 | 2020-03-16 | 856797 | Sus | N | Vegetation¦Treefellintoline¦PoleWood¦Brokenwireonground
20-0033871 | Equipment Failure/Involved | Underground | Transformer (UG) | Failed/Faulted | 2020 | Tier 2 - Elevated | Distribution Circuit | 3 | 18 | 2020-03-18 | 858241 | Sus | N | EquipmentFailureInvolved¦Underground¦Transformer(UG)¦FailedFaulted
20-0037385 | Company Initiated | Improper Construction | Conductor, Overhead | Normal | 2020 | Tier 3 - Extreme | Distribution Circuit | 3 | 31 | 2020-03-31 | 871753 | Sus | N | CompanyInitiated¦ImproperConstruction¦ConductorOverhead¦Normal
20-0038278 | Unknown Cause | Patrol - found nothing |  |  | 2020 | Tier 2 - Elevated | Distribution Circuit | 4 | 3 | 2020-04-03 | 880715 | Sus | N | UnknownCause¦Patrolfoundnothing¦¦
20-0040810 | Unknown Cause | Patrol - found nothing |  |  | 2020 | Tier 2 - Elevated | Distribution Circuit | 4 | 13 | 2020-04-13 | 894459 | Sus | N | UnknownCause¦Patrolfoundnothing¦¦
20-0044527 | Unknown Cause | Patrol - found nothing |  |  | 2020 | Tier 3 - Extreme | Distribution Circuit | 4 | 25 | 2020-04-25 | 901331 | Sus | N | UnknownCause¦Patrolfoundnothing¦¦
20-0051064 | Equipment Failure/Involved | Overhead | Other | Broken | 2020 | Tier 3 - Extreme | Distribution Circuit | 5 | 17 | 2020-05-17 | 915483 | Sus | Y | EquipmentFailureInvolved¦Overhead¦Other¦Broken
20-0058475 | Unknown Cause | Patrol - found nothing |  |  | 2020 | Tier 3 - Extreme | Distribution Circuit | 6 | 6 | 2020-06-06 | 932822 | Sus | Y | UnknownCause¦Patrolfoundnothing¦¦
20-0059030 | Vegetation | Tree - fell into line | Insulator | Broken | 2020 | Tier 3 - Extreme | Distribution Circuit | 6 | 8 | 2020-06-08 | 934574 | Sus | Y | Vegetation¦Treefellintoline¦Insulator¦Broken
20-0062441 | Vegetation | Tree - grew into line | Conductor, Overhead | Normal | 2020 | Tier 2 - Elevated | Distribution Circuit | 6 | 17 | 2020-06-17 | 941358 | Sus | Y | Vegetation¦Treegrewintoline¦ConductorOverhead¦Normal
20-0064356 | Equipment Failure/Involved | Overhead | Insulator | Broken | 2020 | Tier 2 - Elevated | Distribution Circuit | 6 | 24 | 2020-06-24 | 946178 | Sus | Y | EquipmentFailureInvolved¦Overhead¦Insulator¦Broken
20-0068327 | 3rd Party | Vehicle | Pole-Wood | Broken | 2020 | Tier 2 - Elevated | Distribution Circuit | 7 | 3 | 2020-07-03 | 957637 | Sus | Y | 3rdParty¦Vehicle¦PoleWood¦Broken
20-0070928 | Animal | Other | Conductor, Overhead | Normal | 2020 | Tier 2 - Elevated | Distribution Circuit | 7 | 12 | 2020-07-12 | 962706 | Sus | Y | Animal¦Other¦ConductorOverhead¦Normal
20-0074642 | Animal | Bird found | Transformer (OH) | Failed/Faulted | 2020 | Tier 2 - Elevated | Distribution Circuit | 7 | 22 | 2020-07-22 | 969911 | Sus | Y | Animal¦Birdfound¦Transformer(OH)¦FailedFaulted
20-0074886 | Animal | Bird found | Fuse | Failed/Faulted | 2020 | Tier 2 - Elevated | Distribution Circuit | 7 | 22 | 2020-07-22 | 970187 | Sus | Y | Animal¦Birdfound¦Fuse¦FailedFaulted
20-0081122 | Equipment Failure/Involved | Overhead | Cutout, fuse holder | Broken | 2020 | Tier 2 - Elevated | Distribution Circuit | 8 | 7 | 2020-08-07 | 984102 | Sus | Y | EquipmentFailureInvolved¦Overhead¦Cutoutfuseholder¦Broken
20-0085052 | Unknown Cause | Patrol - found nothing |  |  | 2020 | Tier 3 - Extreme | Distribution Circuit | 8 | 16 | 2020-08-16 | 1011902 | Sus | Y | UnknownCause¦Patrolfoundnothing¦¦
20-0090281 | Environmental/External | Fire, Forest/Grass | Cutout, fuse holder | Normal | 2020 | Tier 3 - Extreme | Distribution Circuit | 8 | 20 | 2020-08-20 | 1032642 | Sus | Y | EnvironmentalExternal¦FireForestGrass¦Cutoutfuseholder¦Normal
20-0091440 | Environmental/External | Fire, Forest/Grass | Conductor, Overhead | Normal | 2020 | Tier 3 - Extreme | Distribution Circuit | 8 | 19 | 2020-08-19 | 1041114 | Sus | Y | EnvironmentalExternal¦FireForestGrass¦ConductorOverhead¦Normal
20-0096210 | Environmental/External | Fire, Forest/Grass | Transformer | Normal | 2020 | Tier 3 - Extreme | Transformer only | 9 | 10 | 2020-09-10 | 1063981 | Sus | Y | EnvironmentalExternal¦FireForestGrass¦Transformer¦Normal
20-0100554 | Environmental/External | Fire, Forest/Grass | Conductor, Overhead | Burned/flashed | 2020 | Tier 2 - Elevated | Distribution Circuit | 9 | 7 | 2020-09-07 | 1089262 | Sus | Y | EnvironmentalExternal¦FireForestGrass¦ConductorOverhead¦Burnedflashed
20-0100794 | Environmental/External | Fire, Forest/Grass | Pole-Wood | Burned/flashed | 2020 | Tier 2 - Elevated | Distribution Circuit | 8 | 19 | 2020-08-19 | 1090692 | Sus | Y | EnvironmentalExternal¦FireForestGrass¦PoleWood¦Burnedflashed
20-0108899 | Equipment Failure/Involved | Overhead | Fuse | Broken | 2020 | Tier 2 - Elevated | Transformer only | 10 | 14 | 2020-10-14 | 1117542 | Sus | Y | EquipmentFailureInvolved¦Overhead¦Fuse¦Broken
20-0108946 | Wildfire Mitigation | Public Safety Power Shut-off | Conductor, Overhead | Normal | 2020 | Tier 2 - Elevated | Distribution Circuit | 10 | 14 | 2020-10-14 | 1118227 | Sus | Y | WildfireMitigation¦PublicSafetyPowerShutoff¦ConductorOverhead¦Normal
20-0109549 | Unknown Cause | Patrol - found nothing |  |  | 2020 | Tier 3 - Extreme | Distribution Circuit | 10 | 16 | 2020-10-16 | 1119088 | Sus | Y | UnknownCause¦Patrolfoundnothing¦¦
20-0111647 | 3rd Party | Dig in, 3rd party | Customer Equipment | Broken | 2020 | Tier 2 - Elevated | Distribution Circuit | 10 | 22 | 2020-10-22 | 1123489 | Sus | Y | 3rdParty¦Digin3rdparty¦CustomerEquipment¦Broken
20-0111834 | Vegetation | Tree - fell into line | Conductor, Overhead | Broken, wire on ground | 2020 | Tier 3 - Extreme | Distribution Circuit | 10 | 22 | 2020-10-22 | 1123685 | Sus | Y | Vegetation¦Treefellintoline¦ConductorOverhead¦Brokenwireonground
20-0113522 | Vegetation | Tree - branch fell on line | Conductor, Overhead | Normal | 2020 | Tier 2 - Elevated | Distribution Circuit | 10 | 26 | 2020-10-26 | 1128751 | Sus | Y | Vegetation¦Treebranchfellonline¦ConductorOverhead¦Normal
20-0116441 | Equipment Failure/Involved | Overhead | Connector or Splice (OH) | Deteriorated | 2020 | Tier 2 - Elevated | Distribution Circuit | 11 | 3 | 2020-11-03 | 1135049 | Sus | Y | EquipmentFailureInvolved¦Overhead¦ConnectororSplice(OH)¦Deteriorated
20-0118405 | Environmental/External | Lightning | Transformer (OH) | Broken | 2020 | Tier 3 - Extreme | Distribution Circuit | 11 | 8 | 2020-11-08 | 1139101 | Sus | Y | EnvironmentalExternal¦Lightning¦Transformer(OH)¦Broken
20-0121044 | Vegetation | Tree - fell into line | Conductor, Overhead | Broken | 2020 | Tier 2 - Elevated | Distribution Circuit | 11 | 15 | 2020-11-15 | 1145388 | Sus | Y | Vegetation¦Treefellintoline¦ConductorOverhead¦Broken
20-0129808 | Vegetation | Tree - fell into line | Conductor, Overhead | Together | 2020 | Tier 3 - Extreme | Distribution Circuit | 12 | 11 | 2020-12-11 | 1180141 | Sus | N | Vegetation¦Treefellintoline¦ConductorOverhead¦Together
21-0011105 | Equipment Failure/Involved | Overhead | Conductor, Overhead | Broken, wire on ground | 2021 | Tier 3 - Extreme | Distribution Circuit | 1 | 19 | 2021-01-19 | 1217223 | Sus | N | EquipmentFailureInvolved¦Overhead¦ConductorOverhead¦Brokenwireonground
21-0012114 | Vegetation | Tree - fell into line | Conductor, Overhead | Broken, wire on ground | 2021 | Tier 3 - Extreme | Distribution Circuit | 1 | 21 | 2021-01-21 | 1219910 | Sus | N | Vegetation¦Treefellintoline¦ConductorOverhead¦Brokenwireonground
21-0016036 | Vegetation | Tree - branch fell on line | Conductor, Overhead | Broken, wire on ground | 2021 | Tier 2 - Elevated | Transformer only | 1 | 27 | 2021-01-27 | 1234489 | Sus | N | Vegetation¦Treebranchfellonline¦ConductorOverhead¦Brokenwireonground
21-0019995 | Vegetation | Tree - fell into line | Conductor, Overhead | Broken, wire on ground | 2021 | Tier 2 - Elevated | Distribution Circuit | 1 | 26 | 2021-01-26 | 1243893 | Sus | N | Vegetation¦Treefellintoline¦ConductorOverhead¦Brokenwireonground
21-0020366 | Animal | Squirrel | Conductor, Overhead | Normal | 2021 | Tier 2 - Elevated | Distribution Circuit | 2 | 1 | 2021-02-01 | 1244745 | Sus | N | Animal¦Squirrel¦ConductorOverhead¦Normal
21-0022736 | Equipment Failure/Involved | Overhead | Crossarm, Wood | Broken | 2021 | Tier 3 - Extreme | Distribution Circuit | 2 | 6 | 2021-02-06 | 1249911 | Sus | N | EquipmentFailureInvolved¦Overhead¦CrossarmWood¦Broken
21-0024869 | 3rd Party | Contact with High Voltage, 3rd party | Cutout, fuse holder | Normal | 2021 | Tier 3 - Extreme | Transformer only | 2 | 12 | 2021-02-12 | 1253473 | Sus | N | 3rdParty¦ContactwithHighVoltage3rdparty¦Cutoutfuseholder¦Normal
21-0030152 | Unknown Cause | Patrol - found nothing |  |  | 2021 | Tier 2 - Elevated | Distribution Circuit | 2 | 26 | 2021-02-26 | 1263209 | Sus | N | UnknownCause¦Patrolfoundnothing¦¦
21-0032380 | 3rd Party | Customer Equipment | Customer Equipment | Malfunctioning | 2021 | Tier 2 - Elevated | Transformer only | 3 | 4 | 2021-03-04 | 1268095 | Sus | N | 3rdParty¦CustomerEquipment¦CustomerEquipment¦Malfunctioning
21-0036916 | Equipment Failure/Involved | Overhead | Transformer | Failed/Faulted | 2021 | Tier 2 - Elevated | Transformer only | 3 | 16 | 2021-03-16 | 1284017 | Sus | N | EquipmentFailureInvolved¦Overhead¦Transformer¦FailedFaulted
21-0038849 | Animal | Squirrel | Cutout, fuse holder | Failed/Faulted | 2021 | Tier 3 - Extreme | Transformer only | 3 | 19 | 2021-03-19 | 1289267 | Sus | N | Animal¦Squirrel¦Cutoutfuseholder¦FailedFaulted
21-0045489 | 3rd Party | Tree - cutting, 3rd party | Conductor, Overhead | Normal | 2021 | Tier 2 - Elevated | Distribution Circuit | 4 | 6 | 2021-04-06 | 1308223 | Sus | N | 3rdParty¦Treecutting3rdparty¦ConductorOverhead¦Normal
21-0058576 | Equipment Failure/Involved | Overhead | Lightning Arrestor | Burned/flashed | 2021 | Tier 2 - Elevated | Distribution Circuit | 5 | 7 | 2021-05-07 | 1343420 | Sus | Y | EquipmentFailureInvolved¦Overhead¦LightningArrestor¦Burnedflashed
21-0061953 | Equipment Failure/Involved | Overhead | Transformer (OH) | Broken | 2021 | Tier 3 - Extreme | Distribution Circuit | 5 | 15 | 2021-05-15 | 1350660 | Sus | Y | EquipmentFailureInvolved¦Overhead¦Transformer(OH)¦Broken
21-0063576 | Vegetation | Tree - fell into line | Conductor, Overhead | Normal | 2021 | Tier 3 - Extreme | Distribution Circuit | 5 | 19 | 2021-05-19 | 1353976 | Sus | Y | Vegetation¦Treefellintoline¦ConductorOverhead¦Normal
21-0070247 | Equipment Failure/Involved | Overhead | Transformer (OH) | Leaking | 2021 | Tier 3 - Extreme | Transformer only | 6 | 4 | 2021-06-04 | 1365878 | Sus | Y | EquipmentFailureInvolved¦Overhead¦Transformer(OH)¦Leaking
21-0073534 | Equipment Failure/Involved | Overhead | Pole-Wood | Deteriorated | 2021 | Tier 2 - Elevated | Distribution Circuit | 6 | 12 | 2021-06-12 | 1371688 | Sus | Y | EquipmentFailureInvolved¦Overhead¦PoleWood¦Deteriorated
21-0087916 | 3rd Party | Vehicle | Pole-Wood | Broken, wire on object | 2021 | Tier 2 - Elevated | Distribution Circuit | 7 | 12 | 2021-07-12 | 1400622 | Sus | Y | 3rdParty¦Vehicle¦PoleWood¦Brokenwireonobject
21-0097764 | 3rd Party | Vehicle | Pole-Wood | Broken | 2021 | Tier 2 - Elevated | Distribution Circuit | 7 | 30 | 2021-07-30 | 1424222 | Sus | Y | 3rdParty¦Vehicle¦PoleWood¦Broken
21-0101605 | Equipment Failure/Involved | Overhead | Transformer (OH) | Failed/Faulted | 2021 | Tier 2 - Elevated | Transformer only | 8 | 7 | 2021-08-07 | 1436895 | Sus | Y | EquipmentFailureInvolved¦Overhead¦Transformer(OH)¦FailedFaulted
21-0101708 | Vegetation | Tree - fell into line | Service conductor | Broken, wire on ground | 2021 | Tier 2 - Elevated | Distribution Circuit | 8 | 8 | 2021-08-08 | 1437277 | Sus | Y | Vegetation¦Treefellintoline¦Serviceconductor¦Brokenwireonground
21-0104577 | Unknown Cause | Patrol - found nothing |  |  | 2021 | Tier 3 - Extreme | Distribution Circuit | 8 | 14 | 2021-08-14 | 1442655 | Sus | Y | UnknownCause¦Patrolfoundnothing¦¦
21-0107799 | Equipment Failure/Involved | Overhead | Transformer (OH) | Failed/Faulted | 2021 | Tier 2 - Elevated | Distribution Circuit | 8 | 21 | 2021-08-21 | 1449774 | Sus | Y | EquipmentFailureInvolved¦Overhead¦Transformer(OH)¦FailedFaulted
21-0107975 | Equipment Failure/Involved | Overhead | Transformer (OH) | Broken | 2021 | Tier 2 - Elevated | Transformer only | 8 | 22 | 2021-08-22 | 1450182 | Sus | Y | EquipmentFailureInvolved¦Overhead¦Transformer(OH)¦Broken
21-0119220 | 3rd Party | Vehicle | Pole-Wood | Broken | 2021 | Tier 2 - Elevated | Distribution Circuit | 9 | 18 | 2021-09-18 | 1474271 | Sus | Y | 3rdParty¦Vehicle¦PoleWood¦Broken
21-0119427 | Vegetation | Tree - branch fell on line | Conductor, Overhead | Normal | 2021 | Tier 3 - Extreme | Distribution Circuit | 9 | 18 | 2021-09-18 | 1474922 | Sus | Y | Vegetation¦Treebranchfellonline¦ConductorOverhead¦Normal
21-0125235 | Equipment Failure/Involved | Overhead | Fuse | Broken | 2021 | Tier 2 - Elevated | Distribution Circuit | 10 | 2 | 2021-10-02 | 1485638 | Sus | Y | EquipmentFailureInvolved¦Overhead¦Fuse¦Broken
21-0125736 | Environmental/External | Fire, Forest/Grass | Conductor, Overhead | Normal | 2021 | Tier 2 - Elevated | Distribution Circuit | 10 | 4 | 2021-10-04 | 1486640 | Sus | Y | EnvironmentalExternal¦FireForestGrass¦ConductorOverhead¦Normal
21-0130848 | Unknown Cause | Patrol - found nothing |  |  | 2021 | Tier 2 - Elevated | Distribution Circuit | 10 | 14 | 2021-10-14 | 1497253 | Sus | Y | UnknownCause¦Patrolfoundnothing¦¦
21-0132767 | Equipment Failure/Involved | Overhead | Transformer (OH) | Broken | 2021 | Tier 2 - Elevated | Distribution Circuit | 10 | 18 | 2021-10-18 | 1501302 | Sus | Y | EquipmentFailureInvolved¦Overhead¦Transformer(OH)¦Broken
21-0136421 | Unknown Cause | Patrol - found nothing |  |  | 2021 | Tier 3 - Extreme | Distribution Circuit | 10 | 24 | 2021-10-24 | 1512366 | Sus | Y | UnknownCause¦Patrolfoundnothing¦¦
21-0137982 | Vegetation | Tree - branch fell on line | Conductor, Overhead | Normal | 2021 | Tier 3 - Extreme | Distribution Circuit | 10 | 25 | 2021-10-25 | 1520470 | Sus | Y | Vegetation¦Treebranchfellonline¦ConductorOverhead¦Normal
21-0140212 | Unknown Cause | Patrol - found nothing |  |  | 2021 | Tier 2 - Elevated | Distribution Circuit | 10 | 30 | 2021-10-30 | 1526009 | Sus | Y | UnknownCause¦Patrolfoundnothing¦¦
21-0144227 | Vegetation | Tree - branch fell on line | Conductor, Overhead | Broken, wire on ground | 2021 | Tier 3 - Extreme | Distribution Circuit | 11 | 10 | 2021-11-10 | 1539369 | Sus | Y | Vegetation¦Treebranchfellonline¦ConductorOverhead¦Brokenwireonground
21-0148672 | Equipment Failure/Involved | Overhead | Transformer (OH) | Leaking | 2021 | Tier 2 - Elevated | Transformer only | 11 | 19 | 2021-11-19 | 1550174 | Sus | Y | EquipmentFailureInvolved¦Overhead¦Transformer(OH)¦Leaking
21-0149020 | Unknown Cause | Patrol - found nothing |  |  | 2021 | Tier 3 - Extreme | Transformer only | 11 | 20 | 2021-11-20 | 1551241 | Sus | Y | UnknownCause¦Patrolfoundnothing¦¦
21-0155345 | Equipment Failure/Involved | Underground | Transformer (UG) | Failed/Faulted | 2021 | Tier 2 - Elevated | Distribution Circuit | 12 | 6 | 2021-12-06 | 1560464 | Sus | N | EquipmentFailureInvolved¦Underground¦Transformer(UG)¦FailedFaulted
21-0157884 | Vegetation | Tree - fell into line | Conductor, Overhead | Broken, wire on ground | 2021 | Tier 3 - Extreme | Distribution Circuit | 12 | 14 | 2021-12-14 | 1569737 | Sus | N | Vegetation¦Treefellintoline¦ConductorOverhead¦Brokenwireonground
21-0158582 | Vegetation | Tree - branch fell on line | Fuse | Burned Open | 2021 | Tier 3 - Extreme | Distribution Circuit | 12 | 15 | 2021-12-15 | 1573101 | Sus | N | Vegetation¦Treebranchfellonline¦Fuse¦BurnedOpen
21-0159000 | Vegetation | Tree - branch fell on line | Conductor, Overhead | Normal | 2021 | Tier 3 - Extreme | Distribution Circuit | 12 | 16 | 2021-12-16 | 1575200 | Sus | N | Vegetation¦Treebranchfellonline¦ConductorOverhead¦Normal
21-0160822 | Vegetation | Tree - fell into line | Conductor, Overhead | Broken, wire on ground | 2021 | Tier 3 - Extreme | Distribution Circuit | 12 | 26 | 2021-12-26 | 1582822 | Sus | N | Vegetation¦Treefellintoline¦ConductorOverhead¦Brokenwireonground
21-0161655 | Environmental/External | Ice or snow | Conductor, Overhead | Bent or Twisted | 2021 | Tier 2 - Elevated | Distribution Circuit | 12 | 27 | 2021-12-27 | 1588922 | Sus | N | EnvironmentalExternal¦Iceorsnow¦ConductorOverhead¦BentorTwisted
22-0006994 | Vegetation | Tree - fell into line | Jumper | Broken | 2022 | Tier 3 - Extreme | Distribution Circuit | 1 | 6 | 2022-01-06 | 1596768 | Sus | N | Vegetation¦Treefellintoline¦Jumper¦Broken
22-0007096 | Vegetation | Tree - fell into line | Conductor, Overhead | Broken, wire on ground | 2021 | Tier 3 - Extreme | Distribution Circuit | 12 | 26 | 2021-12-26 | 1596959 | Sus | N | Vegetation¦Treefellintoline¦ConductorOverhead¦Brokenwireonground
22-0007683 | Environmental/External | Ice or snow | Conductor, Overhead | Broken | 2021 | Tier 3 - Extreme | Distribution Circuit | 12 | 27 | 2021-12-27 | 1598382 | Sus | N | EnvironmentalExternal¦Iceorsnow¦ConductorOverhead¦Broken
22-0007692 | Vegetation | Tree - fell into line | Conductor, Overhead | Broken, wire on ground | 2021 | Tier 2 - Elevated | Distribution Circuit | 12 | 27 | 2021-12-27 | 1598401 | Sus | N | Vegetation¦Treefellintoline¦ConductorOverhead¦Brokenwireonground
22-0012807 | Equipment Failure/Involved | Overhead | Transformer | Broken | 2022 | Tier 2 - Elevated | Transformer only | 1 | 21 | 2022-01-21 | 1607883 | Sus | N | EquipmentFailureInvolved¦Overhead¦Transformer¦Broken
22-0013112 | Unknown Cause | Patrol - found nothing |  |  | 2022 | Tier 3 - Extreme | Distribution Circuit | 1 | 22 | 2022-01-22 | 1609575 | Sus | N | UnknownCause¦Patrolfoundnothing¦¦
22-0013181 | Vegetation | Tree - grew into line | Conductor, Overhead | Normal | 2022 | Tier 3 - Extreme | Distribution Circuit | 1 | 22 | 2022-01-22 | 1609922 | Sus | N | Vegetation¦Treegrewintoline¦ConductorOverhead¦Normal
22-0013468 | Equipment Failure/Involved | Overhead | Pole-Wood | Broken | 2022 | Tier 3 - Extreme | Distribution Circuit | 1 | 24 | 2022-01-24 | 1610789 | Sus | N | EquipmentFailureInvolved¦Overhead¦PoleWood¦Broken
22-0021138 | Vegetation | Tree - fell into line | Conductor, Overhead | Broken, wire on ground | 2022 | Tier 3 - Extreme | Distribution Circuit | 2 | 10 | 2022-02-10 | 1625224 | Sus | N | Vegetation¦Treefellintoline¦ConductorOverhead¦Brokenwireonground
22-0025969 | Animal | Squirrel | Transformer (OH) | Normal | 2022 | Tier 3 - Extreme | Transformer only | 2 | 23 | 2022-02-23 | 1634984 | Sus | N | Animal¦Squirrel¦Transformer(OH)¦Normal
22-0027125 | Equipment Failure/Involved | Overhead | Transformer (OH) | Broken | 2022 | Tier 3 - Extreme | Transformer only | 2 | 26 | 2022-02-26 | 1638336 | Sus | N | EquipmentFailureInvolved¦Overhead¦Transformer(OH)¦Broken
22-0035900 | Unknown Cause | Patrol - found nothing |  |  | 2022 | Tier 2 - Elevated | Distribution Circuit | 3 | 18 | 2022-03-18 | 1651292 | Sus | N | UnknownCause¦Patrolfoundnothing¦¦
22-0055763 | Equipment Failure/Involved | Overhead | Fuse | Failed/Faulted | 2022 | Tier 2 - Elevated | Transformer only | 4 | 28 | 2022-04-28 | 1684152 | Sus | N | EquipmentFailureInvolved¦Overhead¦Fuse¦FailedFaulted
22-0059452 | Unknown Cause | Patrol - found nothing |  |  | 2022 | Tier 3 - Extreme | Distribution Circuit | 5 | 8 | 2022-05-08 | 1691286 | Sus | Y | UnknownCause¦Patrolfoundnothing¦¦
22-0064624 | Equipment Failure/Involved | Overhead | Pole-Wood | Broken | 2022 | Tier 2 - Elevated | Distribution Circuit | 5 | 20 | 2022-05-20 | 1706317 | Sus | Y | EquipmentFailureInvolved¦Overhead¦PoleWood¦Broken
22-0069826 | Company Initiated | Personnel, company | Insulator | Broken | 2022 | Tier 2 - Elevated | Transformer only | 6 | 3 | 2022-06-03 | 1717482 | Sus | Y | CompanyInitiated¦Personnelcompany¦Insulator¦Broken
22-0075777 | Unknown Cause | Patrol - found nothing |  |  | 2022 | Tier 3 - Extreme | Distribution Circuit | 6 | 17 | 2022-06-17 | 1734187 | Sus | Y | UnknownCause¦Patrolfoundnothing¦¦
22-0076030 | Unknown Cause | Patrol - found nothing |  |  | 2022 | Tier 3 - Extreme | Distribution Circuit | 6 | 19 | 2022-06-19 | 1735285 | Sus | Y | UnknownCause¦Patrolfoundnothing¦¦
22-0077483 | Vegetation | Tree - fell into line | Conductor, Overhead | Normal | 2022 | Tier 3 - Extreme | Distribution Circuit | 6 | 22 | 2022-06-22 | 1739317 | Sus | Y | Vegetation¦Treefellintoline¦ConductorOverhead¦Normal
22-0077907 | Vegetation | Tree - fell into line | Customer Equipment | Broken | 2022 | Tier 3 - Extreme | Transformer only | 6 | 23 | 2022-06-23 | 1740395 | Sus | Y | Vegetation¦Treefellintoline¦CustomerEquipment¦Broken
22-0078319 | Vegetation | Tree - cutting, PG&E contractor | Conductor, Overhead | Normal | 2022 | Tier 3 - Extreme | Distribution Circuit | 6 | 24 | 2022-06-24 | 1741106 | Sus | Y | Vegetation¦TreecuttingPG&Econtractor¦ConductorOverhead¦Normal
22-0078732 | Animal | Bird found | Conductor, Overhead | Normal | 2022 | Tier 2 - Elevated | Distribution Circuit | 6 | 26 | 2022-06-26 | 1742467 | Sus | Y | Animal¦Birdfound¦ConductorOverhead¦Normal
22-0078738 | Unknown Cause | Patrol - found nothing |  |  | 2022 | Tier 2 - Elevated | Transformer only | 6 | 26 | 2022-06-26 | 1742618 | Sus | Y | UnknownCause¦Patrolfoundnothing¦¦
22-0085774 | Company Initiated | Personnel, company | Transformer (OH) | Burned/flashed | 2022 | Tier 3 - Extreme | Distribution Circuit | 7 | 15 | 2022-07-15 | 1757034 | Sus | Y | CompanyInitiated¦Personnelcompany¦Transformer(OH)¦Burnedflashed
22-0107968 | Vegetation | Tree - fell into line | Conductor, Overhead | Broken, wire on ground | 2022 | Tier 2 - Elevated | Distribution Circuit | 9 | 8 | 2022-09-08 | 1805871 | Sus | Y | Vegetation¦Treefellintoline¦ConductorOverhead¦Brokenwireonground
22-0109930 | Unknown Cause | Patrol - found nothing |  |  | 2022 | Tier 2 - Elevated | Distribution Circuit | 9 | 14 | 2022-09-14 | 1810661 | Sus | Y | UnknownCause¦Patrolfoundnothing¦¦
22-0114056 | Unknown Cause | Patrol - found nothing |  |  | 2022 | Tier 3 - Extreme | Distribution Circuit | 9 | 23 | 2022-09-23 | 1819684 | Sus | Y | UnknownCause¦Patrolfoundnothing¦¦
22-0114650 | Vegetation | Tree - fell into line | Conductor, Overhead | Normal | 2022 | Tier 2 - Elevated | Distribution Circuit | 9 | 25 | 2022-09-25 | 1821380 | Sus | Y | Vegetation¦Treefellintoline¦ConductorOverhead¦Normal
22-0116286 | 3rd Party | Customer Equipment | Recloser | Normal | 2022 | Tier 2 - Elevated | Distribution Circuit | 9 | 29 | 2022-09-29 | 1824126 | Sus | Y | 3rdParty¦CustomerEquipment¦Recloser¦Normal
22-0117787 | Company Initiated | Personnel, company | Recloser | Normal | 2022 | Tier 2 - Elevated | Distribution Circuit | 10 | 4 | 2022-10-04 | 1828601 | Sus | Y | CompanyInitiated¦Personnelcompany¦Recloser¦Normal
22-0119227 | Equipment Failure/Involved | Overhead | Transformer (OH) | Failed/Faulted | 2022 | Tier 2 - Elevated | Transformer only | 10 | 7 | 2022-10-07 | 1831437 | Sus | Y | EquipmentFailureInvolved¦Overhead¦Transformer(OH)¦FailedFaulted
22-0125991 | Animal | Squirrel | Transformer (OH) | Normal | 2022 | Tier 3 - Extreme | Distribution Circuit | 10 | 30 | 2022-10-30 | 1848636 | Sus | Y | Animal¦Squirrel¦Transformer(OH)¦Normal
22-0126022 | 3rd Party | Vehicle | Pole-Wood | Broken | 2022 | Tier 3 - Extreme | Distribution Circuit | 10 | 30 | 2022-10-30 | 1848774 | Sus | Y | 3rdParty¦Vehicle¦PoleWood¦Broken
22-0129227 | Vegetation | Tree - branch fell on line | Conductor, Overhead | Broken, wire on ground | 2022 | Tier 3 - Extreme | Distribution Circuit | 11 | 8 | 2022-11-08 | 1857809 | Sus | Y | Vegetation¦Treebranchfellonline¦ConductorOverhead¦Brokenwireonground
22-0129871 | Equipment Failure/Involved | Overhead | Recloser | Malfunctioning | 2022 | Tier 3 - Extreme | Distribution Circuit | 11 | 10 | 2022-11-10 | 1859643 | Sus | Y | EquipmentFailureInvolved¦Overhead¦Recloser¦Malfunctioning
22-0130695 | Equipment Failure/Involved | Overhead | Secondary | Broken | 2022 | Tier 2 - Elevated | Transformer only | 11 | 13 | 2022-11-13 | 1861836 | Sus | Y | EquipmentFailureInvolved¦Overhead¦Secondary¦Broken
22-0132905 | Unknown Cause | Patrol - found nothing |  |  | 2022 | Tier 2 - Elevated | Distribution Circuit | 11 | 20 | 2022-11-20 | 1866353 | Sus | Y | UnknownCause¦Patrolfoundnothing¦¦
22-0138146 | Equipment Failure/Involved | Overhead | Conductor, Overhead | Together | 2022 | Tier 2 - Elevated | Distribution Circuit | 12 | 10 | 2022-12-10 | 1880926 | Sus | N | EquipmentFailureInvolved¦Overhead¦ConductorOverhead¦Together
22-0138308 | Vegetation | Tree - fell into line | Conductor, Overhead | Normal | 2022 | Tier 2 - Elevated | Distribution Circuit | 12 | 10 | 2022-12-10 | 1880518 | Sus | N | Vegetation¦Treefellintoline¦ConductorOverhead¦Normal
22-0138894 | Vegetation | Tree - fell into line | Conductor, Overhead | Broken, wire on ground | 2022 | Tier 3 - Extreme | Distribution Circuit | 12 | 11 | 2022-12-11 | 1885654 | Sus | N | Vegetation¦Treefellintoline¦ConductorOverhead¦Brokenwireonground
22-0139193 | Company Initiated | Construction Activity/equip, company | Insulator | Broken | 2022 | Tier 2 - Elevated | Distribution Circuit | 12 | 12 | 2022-12-12 | 1887107 | Sus | N | CompanyInitiated¦ConstructionActivityequipcompany¦Insulator¦Broken
22-0140344 | Equipment Failure/Involved | Overhead | Connector or Splice (OH) | Broken | 2022 | Tier 2 - Elevated | Transformer only | 12 | 16 | 2022-12-16 | 1890986 | Sus | N | EquipmentFailureInvolved¦Overhead¦ConnectororSplice(OH)¦Broken
22-0140429 | Equipment Failure/Involved | Overhead | Crossarm, Wood | Burned/flashed | 2022 | Tier 2 - Elevated | Distribution Circuit | 12 | 17 | 2022-12-17 | 1891474 | Sus | N | EquipmentFailureInvolved¦Overhead¦CrossarmWood¦Burnedflashed
22-0140778 | Equipment Failure/Involved | Overhead | Transformer (OH) | Failed/Faulted | 2022 | Tier 2 - Elevated | Transformer only | 12 | 20 | 2022-12-20 | 1894383 | Sus | N | EquipmentFailureInvolved¦Overhead¦Transformer(OH)¦FailedFaulted
22-0140778 | Equipment Failure/Involved | Overhead | Transformer (OH) | Failed/Faulted | 2022 | Tier 2 - Elevated | Transformer only | 12 | 20 | 2022-12-20 | 1894383 | Sus | N | EquipmentFailureInvolved¦Overhead¦Transformer(OH)¦FailedFaulted
22-0141411 | Vegetation | Tree - fell into line | Conductor, Overhead | Broken, wire on ground | 2022 | Tier 2 - Elevated | Distribution Circuit | 12 | 27 | 2022-12-27 | 1897892 | Sus | N | Vegetation¦Treefellintoline¦ConductorOverhead¦Brokenwireonground
22-0142319 | Equipment Failure/Involved | Overhead | Pole-Wood | Broken | 2022 | Tier 2 - Elevated | Distribution Circuit | 12 | 30 | 2022-12-30 | 1902617 | Sus | N | EquipmentFailureInvolved¦Overhead¦PoleWood¦Broken
22-0142494 | Vegetation | Tree - fell into line | Conductor, Overhead | Broken, wire on ground | 2022 | Tier 2 - Elevated | Distribution Circuit | 12 | 31 | 2022-12-31 | 1903296 | Sus | N | Vegetation¦Treefellintoline¦ConductorOverhead¦Brokenwireonground
15-0002042 | Equipment Failure/Involved | Other | Service conductor | Broken | 2015 | Tier 2 - Elevated | Transformer only | 1 | 1 | 2015-01-01 | 1157436 | Sus | N | EquipmentFailureInvolved¦Other¦Serviceconductor¦Broken
15-0009821 | Equipment Failure/Involved | Other | Conductor, Overhead | Broken, wire on ground | 2015 | Tier 2 - Elevated | Distribution Circuit | 2 | 6 | 2015-02-06 | 1173314 | Sus | N | EquipmentFailureInvolved¦Other¦ConductorOverhead¦Brokenwireonground
15-0016375 | Animal | Squirrel | Riser | Normal | 2015 | Tier 3 - Extreme | Distribution Circuit | 2 | 28 | 2015-02-28 | 1197305 | Sus | N | Animal¦Squirrel¦Riser¦Normal
15-0016384 | Equipment Failure/Involved | Lightning | Transformer | Failed/Faulted | 2015 | Tier 3 - Extreme | Transformer only | 2 | 28 | 2015-02-28 | 1197248 | Sus | N | EquipmentFailureInvolved¦Lightning¦Transformer¦FailedFaulted
15-0026776 | Equipment Failure/Involved | Other | Jumper | Burned Open | 2015 | Tier 3 - Extreme | Distribution Circuit | 4 | 15 | 2015-04-15 | 1219647 | Sus | N | EquipmentFailureInvolved¦Other¦Jumper¦BurnedOpen
15-0030469 | Company Initiated | Improper Construction | Conductor, Overhead | Deteriorated | 2015 | Tier 3 - Extreme | Distribution Circuit | 4 | 29 | 2015-04-29 | 1226972 | Sus | N | CompanyInitiated¦ImproperConstruction¦ConductorOverhead¦Deteriorated
15-0032692 | Unknown Cause | Patrol - found nothing |  |  | 2015 | Tier 3 - Extreme | Distribution Circuit | 5 | 7 | 2015-05-07 | 1230783 | Sus | Y | UnknownCause¦Patrolfoundnothing¦¦
15-0036553 | Equipment Failure/Involved | Overhead | Transformer (OH) | Leaking | 2015 | Tier 3 - Extreme | Transformer only | 5 | 26 | 2015-05-26 | 1239749 | Sus | Y | EquipmentFailureInvolved¦Overhead¦Transformer(OH)¦Leaking
15-0043153 | Unknown Cause | Patrol - found nothing |  |  | 2015 | Tier 2 - Elevated | Distribution Circuit | 6 | 24 | 2015-06-24 | 1255923 | Sus | Y | UnknownCause¦Patrolfoundnothing¦¦
15-0044991 | Vegetation | Tree - fell into line | Conductor, Overhead | Normal | 2015 | Tier 2 - Elevated | Distribution Circuit | 7 | 2 | 2015-07-02 | 1261685 | Sus | Y | Vegetation¦Treefellintoline¦ConductorOverhead¦Normal
15-0048798 | Environmental/External | Lightning | Transformer | Failed/Faulted | 2015 | Tier 2 - Elevated | Transformer only | 7 | 19 | 2015-07-19 | 1272484 | Sus | Y | EnvironmentalExternal¦Lightning¦Transformer¦FailedFaulted
15-0049415 | Environmental/External | Lightning | Transformer (OH) | Failed/Faulted | 2015 | Tier 2 - Elevated | Transformer only | 7 | 21 | 2015-07-21 | 1274406 | Sus | Y | EnvironmentalExternal¦Lightning¦Transformer(OH)¦FailedFaulted
15-0054551 | Equipment Failure/Involved | Overhead | Transformer | Failed/Faulted | 2015 | Tier 2 - Elevated | Transformer only | 8 | 12 | 2015-08-12 | 1287163 | Sus | Y | EquipmentFailureInvolved¦Overhead¦Transformer¦FailedFaulted
15-0055551 | Unknown Cause | Patrol - not conducted | Conductor, Overhead | Arcing | 2015 | Tier 2 - Elevated | Distribution Circuit | 8 | 17 | 2015-08-17 | 1290123 | Sus | Y | UnknownCause¦Patrolnotconducted¦ConductorOverhead¦Arcing
15-0060615 | Vegetation | Tree - fell into line | Conductor, Overhead | Broken, wire on ground | 2015 | Tier 3 - Extreme | Transformer only | 9 | 10 | 2015-09-10 | 1303670 | Sus | Y | Vegetation¦Treefellintoline¦ConductorOverhead¦Brokenwireonground
15-0061347 | Environmental/External | Fire, Forest/Grass | Pole-Wood | Burned/flashed | 2015 | Tier 3 - Extreme | Distribution Circuit | 9 | 10 | 2015-09-10 | 1305760 | Sus | Y | EnvironmentalExternal¦FireForestGrass¦PoleWood¦Burnedflashed
15-0063504 | Environmental/External | Fire, Forest/Grass | Pole-Wood | Burned/flashed | 2015 | Tier 3 - Extreme | Distribution Circuit | 9 | 25 | 2015-09-25 | 1311769 | Sus | Y | EnvironmentalExternal¦FireForestGrass¦PoleWood¦Burnedflashed
15-0067624 | Equipment Failure/Involved | Overhead | Transformer (OH) | Normal | 2015 | Tier 2 - Elevated | Transformer only | 10 | 3 | 2015-10-03 | 1315984 | Sus | Y | EquipmentFailureInvolved¦Overhead¦Transformer(OH)¦Normal
15-0069721 | Unknown Cause | Patrol - found nothing |  |  | 2015 | Tier 2 - Elevated | Transformer only | 10 | 12 | 2015-10-12 | 1320718 | Sus | Y | UnknownCause¦Patrolfoundnothing¦¦
15-0071508 | Environmental/External | Lightning | Transformer (OH) | Failed/Faulted | 2015 | Tier 3 - Extreme | Transformer only | 10 | 17 | 2015-10-17 | 1325307 | Sus | Y | EnvironmentalExternal¦Lightning¦Transformer(OH)¦FailedFaulted
15-0075264 | Vegetation | Tree - branch fell on line | Conductor, Overhead | Normal | 2015 | Tier 2 - Elevated | Distribution Circuit | 11 | 3 | 2015-11-03 | 1334559 | Sus | Y | Vegetation¦Treebranchfellonline¦ConductorOverhead¦Normal
15-0076522 | Equipment Failure/Involved | Overhead | Transformer | Failed/Faulted | 2015 | Tier 2 - Elevated | Distribution Circuit | 11 | 9 | 2015-11-09 | 1337599 | Sus | Y | EquipmentFailureInvolved¦Overhead¦Transformer¦FailedFaulted
15-0078009 | Environmental/External | Lightning | Transformer | Failed/Faulted | 2015 | Tier 2 - Elevated | Transformer only | 11 | 15 | 2015-11-15 | 1342470 | Sus | Y | EnvironmentalExternal¦Lightning¦Transformer¦FailedFaulted
15-0084857 | Vegetation | Tree - branch fell on line | Conductor, Overhead | Broken, wire on ground | 2015 | Tier 2 - Elevated | Distribution Circuit | 12 | 13 | 2015-12-13 | 1361403 | Sus | N | Vegetation¦Treebranchfellonline¦ConductorOverhead¦Brokenwireonground
15-0086397 | Vegetation | Tree - fell into line | Crossarm, Wood | Broken, wire on ground | 2015 | Tier 3 - Extreme | Distribution Circuit | 12 | 21 | 2015-12-21 | 1367519 | Sus | N | Vegetation¦Treefellintoline¦CrossarmWood¦Brokenwireonground
15-0086632 | Vegetation | Tree - fell into line | Conductor, Overhead | On Ground | 2015 | Tier 3 - Extreme | Distribution Circuit | 12 | 22 | 2015-12-22 | 1368642 | Sus | N | Vegetation¦Treefellintoline¦ConductorOverhead¦OnGround
15-0086712 | Vegetation | Tree - branch fell on line | Conductor, Overhead | Normal | 2015 | Tier 2 - Elevated | Distribution Circuit | 12 | 22 | 2015-12-22 | 1368938 | Sus | N | Vegetation¦Treebranchfellonline¦ConductorOverhead¦Normal
15-0087420 | Vegetation | Tree - branch fell on line | Conductor, Overhead | On Ground | 2015 | Tier 3 - Extreme | Distribution Circuit | 12 | 26 | 2015-12-26 | 1372005 | Sus | N | Vegetation¦Treebranchfellonline¦ConductorOverhead¦OnGround
16-0003393 | Unknown Cause | Patrol - found nothing |  |  | 2016 | Tier 2 - Elevated | Distribution Circuit | 1 | 6 | 2016-01-06 | 1378200 | Sus | N | UnknownCause¦Patrolfoundnothing¦¦
16-0004877 | Equipment Failure/Involved | Other | Transformer | Failed/Faulted | 2016 | Tier 2 - Elevated | Transformer only | 1 | 12 | 2016-01-12 | 1382329 | Sus | N | EquipmentFailureInvolved¦Other¦Transformer¦FailedFaulted
16-0007248 | Vegetation | Tree - fell into line | Conductor, Overhead | Broken, wire on ground | 2016 | Tier 2 - Elevated | Distribution Circuit | 1 | 21 | 2016-01-21 | 1389614 | Sus | N | Vegetation¦Treefellintoline¦ConductorOverhead¦Brokenwireonground
16-0012518 | Equipment Failure/Involved | Overhead | Transformer (OH) | Failed/Faulted | 2016 | Tier 3 - Extreme | Distribution Circuit | 2 | 13 | 2016-02-13 | 1403045 | Sus | N | EquipmentFailureInvolved¦Overhead¦Transformer(OH)¦FailedFaulted
16-0012672 | Unknown Cause | Patrol - found nothing |  |  | 2016 | Tier 2 - Elevated | Distribution Circuit | 2 | 15 | 2016-02-15 | 1403759 | Sus | N | UnknownCause¦Patrolfoundnothing¦¦
16-0017648 | Equipment Failure/Involved | Overhead | Conductor, Overhead | Broken, wire on ground | 2016 | Tier 2 - Elevated | Distribution Circuit | 3 | 5 | 2016-03-05 | 1417041 | Sus | N | EquipmentFailureInvolved¦Overhead¦ConductorOverhead¦Brokenwireonground
16-0018400 | Vegetation | Tree - fell into line | Conductor, Overhead | Broken, wire on ground | 2016 | Tier 3 - Extreme | Distribution Circuit | 3 | 5 | 2016-03-05 | 1421366 | Sus | N | Vegetation¦Treefellintoline¦ConductorOverhead¦Brokenwireonground
16-0018830 | Unknown Cause | Patrol - not conducted |  |  | 2016 | Tier 3 - Extreme | Distribution Circuit | 3 | 7 | 2016-03-07 | 1423404 | Sus | N | UnknownCause¦Patrolnotconducted¦¦
16-0019331 | Vegetation | Tree - branch fell on line | Fuse | Failed/Faulted | 2016 | Tier 3 - Extreme | Distribution Circuit | 3 | 8 | 2016-03-08 | 1425517 | Sus | N | Vegetation¦Treebranchfellonline¦Fuse¦FailedFaulted
16-0020699 | Equipment Failure/Involved | Overhead | Conductor, Overhead | On Ground | 2016 | Tier 2 - Elevated | Distribution Circuit | 3 | 12 | 2016-03-12 | 1428982 | Sus | N | EquipmentFailureInvolved¦Overhead¦ConductorOverhead¦OnGround
16-0020837 | Vegetation | Tree - fell into line | Conductor, Overhead | Broken, wire on ground | 2016 | Tier 3 - Extreme | Distribution Circuit | 3 | 12 | 2016-03-12 | 1429678 | Sus | N | Vegetation¦Treefellintoline¦ConductorOverhead¦Brokenwireonground
16-0021102 | Vegetation | Tree - fell into line | Conductor, Overhead | Broken, wire on ground | 2016 | Tier 3 - Extreme | Distribution Circuit | 3 | 13 | 2016-03-13 | 1430654 | Sus | N | Vegetation¦Treefellintoline¦ConductorOverhead¦Brokenwireonground
16-0026633 | Unknown Cause | Patrol - found nothing | Transformer | Failed/Faulted | 2016 | Tier 2 - Elevated | Distribution Circuit | 4 | 6 | 2016-04-06 | 1445833 | Sus | N | UnknownCause¦Patrolfoundnothing¦Transformer¦FailedFaulted
16-0029196 | Unknown Cause | Patrol - found nothing |  |  | 2016 | Tier 2 - Elevated | Distribution Circuit | 4 | 17 | 2016-04-17 | 1452325 | Sus | N | UnknownCause¦Patrolfoundnothing¦¦
16-0034290 | Unknown Cause | Patrol - found nothing |  |  | 2016 | Tier 2 - Elevated | Distribution Circuit | 5 | 5 | 2016-05-05 | 1465636 | Sus | Y | UnknownCause¦Patrolfoundnothing¦¦
16-0043343 | Unknown Cause | Patrol - found nothing |  |  | 2016 | Tier 2 - Elevated | Distribution Circuit | 6 | 15 | 2016-06-15 | 1489171 | Sus | Y | UnknownCause¦Patrolfoundnothing¦¦
16-0045113 | Unknown Cause | Patrol - not conducted |  |  | 2016 | Tier 2 - Elevated | Distribution Circuit | 6 | 22 | 2016-06-22 | 1494041 | Sus | Y | UnknownCause¦Patrolnotconducted¦¦
16-0045355 | Vegetation | Tree - fell into line | Secondary | Normal | 2016 | Tier 3 - Extreme | Distribution Circuit | 6 | 23 | 2016-06-23 | 1494649 | Sus | Y | Vegetation¦Treefellintoline¦Secondary¦Normal
16-0048696 | Equipment Failure/Involved | Overhead | Transformer | Failed/Faulted | 2016 | Tier 2 - Elevated | Transformer only | 7 | 8 | 2016-07-08 | 1502864 | Sus | Y | EquipmentFailureInvolved¦Overhead¦Transformer¦FailedFaulted
16-0051476 | Animal | Bird found | Transformer (OH) | Normal | 2016 | Tier 3 - Extreme | Distribution Circuit | 7 | 21 | 2016-07-21 | 1513590 | Sus | Y | Animal¦Birdfound¦Transformer(OH)¦Normal
16-0052819 | Unknown Cause | Patrol - found nothing |  |  | 2016 | Tier 2 - Elevated | Distribution Circuit | 7 | 26 | 2016-07-26 | 1516806 | Sus | Y | UnknownCause¦Patrolfoundnothing¦¦
16-0057439 | Equipment Failure/Involved | Overhead | Insulator | Arcing | 2016 | Tier 2 - Elevated | Distribution Circuit | 8 | 15 | 2016-08-15 | 1526938 | Sus | Y | EquipmentFailureInvolved¦Overhead¦Insulator¦Arcing
16-0058141 | Animal | Bird found | Fuse | Failed/Faulted | 2016 | Tier 3 - Extreme | Distribution Circuit | 8 | 18 | 2016-08-18 | 1528268 | Sus | Y | Animal¦Birdfound¦Fuse¦FailedFaulted
16-0059186 | Unknown Cause | Patrol - found nothing |  |  | 2016 | Tier 2 - Elevated | Distribution Circuit | 8 | 22 | 2016-08-22 | 1530579 | Sus | Y | UnknownCause¦Patrolfoundnothing¦¦
16-0062738 | Vegetation | Tree - fell into line | Transformer | Broken, wire on ground | 2016 | Tier 2 - Elevated | Transformer only | 9 | 6 | 2016-09-06 | 1537535 | Sus | Y | Vegetation¦Treefellintoline¦Transformer¦Brokenwireonground
16-0063728 | Environmental/External | Water | Fuse | Failed/Faulted | 2016 | Tier 2 - Elevated | Distribution Circuit | 9 | 10 | 2016-09-10 | 1539429 | Sus | Y | EnvironmentalExternal¦Water¦Fuse¦FailedFaulted
16-0065029 | 3rd Party | Other | Conductor, Overhead | Normal | 2016 | Tier 2 - Elevated | Distribution Circuit | 9 | 15 | 2016-09-15 | 1542488 | Sus | Y | 3rdParty¦Other¦ConductorOverhead¦Normal
16-0067366 | 3rd Party | Tree - cutting, 3rd party | Conductor, Overhead | Together | 2016 | Tier 2 - Elevated | Distribution Circuit | 9 | 25 | 2016-09-25 | 1547493 | Sus | Y | 3rdParty¦Treecutting3rdparty¦ConductorOverhead¦Together
16-0072402 | Equipment Failure/Involved | Overhead | Conductor, Overhead | Broken, wire on ground | 2016 | Tier 3 - Extreme | Distribution Circuit | 10 | 15 | 2016-10-15 | 1560542 | Sus | Y | EquipmentFailureInvolved¦Overhead¦ConductorOverhead¦Brokenwireonground
16-0072745 | Equipment Failure/Involved | Overhead | Transformer (OH) | Failed/Faulted | 2016 | Tier 3 - Extreme | Transformer only | 10 | 15 | 2016-10-15 | 1561577 | Sus | Y | EquipmentFailureInvolved¦Overhead¦Transformer(OH)¦FailedFaulted
16-0072789 | Vegetation | Tree - fell into line | Secondary | Broken, wire on ground | 2016 | Tier 3 - Extreme | Distribution Circuit | 10 | 16 | 2016-10-16 | 1562314 | Sus | Y | Vegetation¦Treefellintoline¦Secondary¦Brokenwireonground
16-0073895 | Equipment Failure/Involved | Overhead | Crossarm, Wood | Broken | 2016 | Tier 2 - Elevated | Distribution Circuit | 10 | 19 | 2016-10-19 | 1565861 | Sus | Y | EquipmentFailureInvolved¦Overhead¦CrossarmWood¦Broken
16-0074794 | Equipment Failure/Involved | Overhead | Transformer (OH) | Leaking | 2016 | Tier 3 - Extreme | Distribution Circuit | 10 | 22 | 2016-10-22 | 1567759 | Sus | Y | EquipmentFailureInvolved¦Overhead¦Transformer(OH)¦Leaking
16-0075366 | Vegetation | Tree - fell into line | Conductor, Overhead | Broken, wire on ground | 2016 | Tier 2 - Elevated | Distribution Circuit | 10 | 25 | 2016-10-25 | 1569540 | Sus | Y | Vegetation¦Treefellintoline¦ConductorOverhead¦Brokenwireonground
16-0077094 | Vegetation | Tree - branch fell on line | Conductor, Overhead | Normal | 2016 | Tier 2 - Elevated | Distribution Circuit | 10 | 31 | 2016-10-31 | 1574198 | Sus | Y | Vegetation¦Treebranchfellonline¦ConductorOverhead¦Normal
16-0079751 | Animal | Squirrel | Fuse | Failed/Faulted | 2016 | Tier 2 - Elevated | Distribution Circuit | 11 | 14 | 2016-11-14 | 1581057 | Sus | Y | Animal¦Squirrel¦Fuse¦FailedFaulted
16-0081494 | Unknown Cause | Patrol - found nothing |  |  | 2016 | Tier 2 - Elevated | Distribution Circuit | 11 | 21 | 2016-11-21 | 1586355 | Sus | Y | UnknownCause¦Patrolfoundnothing¦¦
16-0082742 | Equipment Failure/Involved | Overhead |  | Failed/Faulted | 2016 | Tier 2 - Elevated | Transformer only | 11 | 28 | 2016-11-28 | 1590410 | Sus | Y | EquipmentFailureInvolved¦Overhead¦¦FailedFaulted
17-0004065 | Vegetation | Tree - fell into line | Conductor, Overhead | Broken, wire on ground | 2017 | Tier 2 - Elevated | Distribution Circuit | 1 | 5 | 2017-01-05 | 1619504 | Sus | N | Vegetation¦Treefellintoline¦ConductorOverhead¦Brokenwireonground
17-0004952 | Vegetation | Tree - branch fell on line | Conductor, Overhead | Normal | 2017 | Tier 3 - Extreme | Distribution Circuit | 1 | 8 | 2017-01-08 | 1622727 | Sus | N | Vegetation¦Treebranchfellonline¦ConductorOverhead¦Normal
17-0005337 | Vegetation | Tree - branch fell on line | Conductor, Overhead | Broken, wire on ground | 2017 | Tier 2 - Elevated | Distribution Circuit | 1 | 8 | 2017-01-08 | 1626877 | Sus | N | Vegetation¦Treebranchfellonline¦ConductorOverhead¦Brokenwireonground
17-0005979 | Vegetation | Tree - branch fell on line | Conductor, Overhead | Broken, wire on object | 2017 | Tier 2 - Elevated | Distribution Circuit | 1 | 9 | 2017-01-09 | 1630218 | Sus | N | Vegetation¦Treebranchfellonline¦ConductorOverhead¦Brokenwireonobject
17-0006348 | Vegetation | Tree - fell into line | Conductor, Overhead | Together | 2017 | Tier 2 - Elevated | Distribution Circuit | 1 | 9 | 2017-01-09 | 1632262 | Sus | N | Vegetation¦Treefellintoline¦ConductorOverhead¦Together
17-0006836 | Vegetation | Tree - fell into line | Conductor, Overhead | Broken, wire on ground | 2017 | Tier 2 - Elevated | Distribution Circuit | 1 | 10 | 2017-01-10 | 1634566 | Sus | N | Vegetation¦Treefellintoline¦ConductorOverhead¦Brokenwireonground
17-0010058 | Vegetation | Tree - fell into line | Conductor, Overhead | Broken, wire on ground | 2017 | Tier 3 - Extreme | Distribution Circuit | 1 | 18 | 2017-01-18 | 1646052 | Sus | N | Vegetation¦Treefellintoline¦ConductorOverhead¦Brokenwireonground
17-0013302 | Vegetation | Tree - fell into line | Conductor, Overhead | Broken, wire on ground | 2017 | Tier 3 - Extreme | Distribution Circuit | 1 | 22 | 2017-01-22 | 1659120 | Sus | N | Vegetation¦Treefellintoline¦ConductorOverhead¦Brokenwireonground
17-0013866 | Vegetation | Tree - branch fell on line | Conductor, Overhead | Normal | 2017 | Tier 3 - Extreme | Distribution Circuit | 1 | 23 | 2017-01-23 | 1663517 | Sus | N | Vegetation¦Treebranchfellonline¦ConductorOverhead¦Normal
17-0017002 | Equipment Failure/Involved | Fire, pole | Pole-Wood | Broken | 2017 | Tier 3 - Extreme | Distribution Circuit | 2 | 2 | 2017-02-02 | 1673114 | Sus | N | EquipmentFailureInvolved¦Firepole¦PoleWood¦Broken
17-0019421 | Vegetation | Tree - fell into line | Conductor, Overhead | Broken, wire on ground | 2017 | Tier 2 - Elevated | Distribution Circuit | 2 | 9 | 2017-02-09 | 1682925 | Sus | N | Vegetation¦Treefellintoline¦ConductorOverhead¦Brokenwireonground
17-0019565 | Environmental/External | Lightning | Transformer (OH) | Failed/Faulted | 2017 | Tier 2 - Elevated | Distribution Circuit | 2 | 9 | 2017-02-09 | 1683694 | Sus | N | EnvironmentalExternal¦Lightning¦Transformer(OH)¦FailedFaulted
17-0020428 | Unknown Cause | Patrol - found nothing |  |  | 2017 | Tier 3 - Extreme | Distribution Circuit | 2 | 12 | 2017-02-12 | 1686530 | Sus | N | UnknownCause¦Patrolfoundnothing¦¦
17-0022988 | Vegetation | Tree - fell into line | Conductor, Overhead | Broken, wire on ground | 2017 | Tier 2 - Elevated | Distribution Circuit | 2 | 18 | 2017-02-18 | 1698967 | Sus | N | Vegetation¦Treefellintoline¦ConductorOverhead¦Brokenwireonground
17-0023178 | Unknown Cause | Patrol - found nothing |  |  | 2017 | Tier 2 - Elevated | Distribution Circuit | 2 | 17 | 2017-02-17 | 1698330 | Sus | N | UnknownCause¦Patrolfoundnothing¦¦
17-0023859 | Vegetation | Tree - fell into line | Conductor, Overhead | Normal | 2017 | Tier 2 - Elevated | Distribution Circuit | 2 | 20 | 2017-02-20 | 1703483 | Sus | N | Vegetation¦Treefellintoline¦ConductorOverhead¦Normal
17-0025262 | Equipment Failure/Involved | Overhead | Jumper | Burned Open | 2017 | Tier 2 - Elevated | Distribution Circuit | 2 | 21 | 2017-02-21 | 1708312 | Sus | N | EquipmentFailureInvolved¦Overhead¦Jumper¦BurnedOpen
17-0025936 | Vegetation | Tree - fell into line | Conductor, Overhead | Broken, wire on ground | 2017 | Tier 3 - Extreme | Distribution Circuit | 2 | 22 | 2017-02-22 | 1711090 | Sus | N | Vegetation¦Treefellintoline¦ConductorOverhead¦Brokenwireonground
17-0027242 | Unknown Cause | Patrol - found nothing |  |  | 2017 | Tier 2 - Elevated | Distribution Circuit | 2 | 28 | 2017-02-28 | 1715688 | Sus | N | UnknownCause¦Patrolfoundnothing¦¦
17-0028593 | Vegetation | Tree - fell into line | Conductor, Overhead | Broken, wire on ground | 2017 | Tier 2 - Elevated | Distribution Circuit | 3 | 6 | 2017-03-06 | 1720537 | Sus | N | Vegetation¦Treefellintoline¦ConductorOverhead¦Brokenwireonground
17-0029563 | Vegetation | Tree - fell into line | Conductor, Overhead | Broken, wire on ground | 2017 | Tier 3 - Extreme | Distribution Circuit | 3 | 9 | 2017-03-09 | 1722972 | Sus | N | Vegetation¦Treefellintoline¦ConductorOverhead¦Brokenwireonground
17-0030605 | Unknown Cause | Patrol - not conducted |  |  | 2017 | Tier 2 - Elevated | Distribution Circuit | 3 | 14 | 2017-03-14 | 1726609 | Sus | N | UnknownCause¦Patrolnotconducted¦¦
17-0038389 | Equipment Failure/Involved | Overhead | Fuse | Failed/Faulted | 2017 | Tier 2 - Elevated | Distribution Circuit | 4 | 8 | 2017-04-08 | 1753202 | Sus | N | EquipmentFailureInvolved¦Overhead¦Fuse¦FailedFaulted
17-0049622 | Equipment Failure/Involved | Overhead | Jumper | Burned Open | 2017 | Tier 2 - Elevated | Distribution Circuit | 5 | 22 | 2017-05-22 | 1787294 | Sus | Y | EquipmentFailureInvolved¦Overhead¦Jumper¦BurnedOpen
17-0055459 | 3rd Party | Vehicle | Pole-Wood | Broken, wire on ground | 2017 | Tier 3 - Extreme | Distribution Circuit | 6 | 15 | 2017-06-15 | 1804974 | Sus | Y | 3rdParty¦Vehicle¦PoleWood¦Brokenwireonground
17-0056247 | Equipment Failure/Involved | Overhead | Jumper | Burned Open | 2017 | Tier 2 - Elevated | Distribution Circuit | 6 | 18 | 2017-06-18 | 1809098 | Sus | Y | EquipmentFailureInvolved¦Overhead¦Jumper¦BurnedOpen
17-0056869 | Unknown Cause | Patrol - not conducted |  |  | 2017 | Tier 2 - Elevated | Distribution Circuit | 6 | 20 | 2017-06-20 | 1812004 | Sus | Y | UnknownCause¦Patrolnotconducted¦¦
17-0058608 | Equipment Failure/Involved | Overhead | Jumper | Broken | 2017 | Tier 3 - Extreme | Distribution Circuit | 6 | 26 | 2017-06-26 | 1818286 | Sus | Y | EquipmentFailureInvolved¦Overhead¦Jumper¦Broken
17-0062474 | 3rd Party | Other | Transformer (OH) | Contaminated | 2017 | Tier 2 - Elevated | Transformer only | 7 | 12 | 2017-07-12 | 1830313 | Sus | Y | 3rdParty¦Other¦Transformer(OH)¦Contaminated
17-0063311 | Animal | Bird found | Conductor, Overhead | Normal | 2017 | Tier 2 - Elevated | Distribution Circuit | 7 | 16 | 2017-07-16 | 1833018 | Sus | Y | Animal¦Birdfound¦ConductorOverhead¦Normal
17-0068000 | Environmental/External | Lightning | Connector or Splice (OH) | Broken, wire on ground | 2017 | Tier 2 - Elevated | Distribution Circuit | 8 | 4 | 2017-08-04 | 1846312 | Sus | Y | EnvironmentalExternal¦Lightning¦ConnectororSplice(OH)¦Brokenwireonground
17-0073804 | Equipment Failure/Involved | Overhead | Cutout, fuse holder | Failed/Faulted | 2017 | Tier 2 - Elevated | Transformer only | 8 | 29 | 2017-08-29 | 1862477 | Sus | Y | EquipmentFailureInvolved¦Overhead¦Cutoutfuseholder¦FailedFaulted
17-0077312 | Equipment Failure/Involved | Overhead | Transformer (OH) | Failed/Faulted | 2017 | Tier 3 - Extreme | Distribution Circuit | 9 | 10 | 2017-09-10 | 1874273 | Sus | Y | EquipmentFailureInvolved¦Overhead¦Transformer(OH)¦FailedFaulted
17-0078549 | Unknown Cause | Patrol - not conducted |  |  | 2017 | Tier 3 - Extreme | Distribution Circuit | 9 | 13 | 2017-09-13 | 1877915 | Sus | Y | UnknownCause¦Patrolnotconducted¦¦
17-0081268 | Animal | Squirrel | Fuse | Normal | 2017 | Tier 2 - Elevated | Distribution Circuit | 9 | 24 | 2017-09-24 | 1884867 | Sus | Y | Animal¦Squirrel¦Fuse¦Normal
17-0082146 | Animal | Squirrel | Fuse | Failed/Faulted | 2017 | Tier 2 - Elevated | Transformer only | 9 | 27 | 2017-09-27 | 1886799 | Sus | Y | Animal¦Squirrel¦Fuse¦FailedFaulted
17-0082669 | Animal | Bird found | Fuse | Failed/Faulted | 2017 | Tier 2 - Elevated | Distribution Circuit | 9 | 28 | 2017-09-28 | 1887703 | Sus | Y | Animal¦Birdfound¦Fuse¦FailedFaulted
17-0085192 | Equipment Failure/Involved | Overhead | Conductor, Overhead | Broken, wire on ground | 2017 | Tier 2 - Elevated | Transmission line | 10 | 8 | 2017-10-08 | 1893792 | Sus | Y | EquipmentFailureInvolved¦Overhead¦ConductorOverhead¦Brokenwireonground
17-0089353 | Environmental/External | Fire, Forest/Grass | Secondary | Burned/flashed | 2017 | Tier 2 - Elevated | Distribution Circuit | 10 | 8 | 2017-10-08 | 1906747 | Sus | Y | EnvironmentalExternal¦FireForestGrass¦Secondary¦Burnedflashed
17-0089443 | Unknown Cause | Patrol - found nothing |  |  | 2017 | Tier 2 - Elevated | Distribution Circuit | 10 | 21 | 2017-10-21 | 1907097 | Sus | Y | UnknownCause¦Patrolfoundnothing¦¦
17-0091708 | Company Initiated | Construction Activity/equip, company | Pole-Wood | Deteriorated | 2017 | Tier 2 - Elevated | Distribution Circuit | 11 | 1 | 2017-11-01 | 1913537 | Sus | Y | CompanyInitiated¦ConstructionActivityequipcompany¦PoleWood¦Deteriorated
17-0093652 | Unknown Cause | Patrol - not conducted |  |  | 2017 | Tier 2 - Elevated | Distribution Circuit | 11 | 8 | 2017-11-08 | 1918586 | Sus | Y | UnknownCause¦Patrolnotconducted¦¦
17-0094485 | Unknown Cause | Patrol - not conducted |  |  | 2017 | Tier 2 - Elevated | Distribution Circuit | 11 | 12 | 2017-11-12 | 1920762 | Sus | Y | UnknownCause¦Patrolnotconducted¦¦
17-0095782 | Vegetation | Tree - bark fell into line | Conductor, Overhead | Together | 2017 | Tier 2 - Elevated | Distribution Circuit | 11 | 16 | 2017-11-16 | 1924441 | Sus | Y | Vegetation¦Treebarkfellintoline¦ConductorOverhead¦Together
17-0099800 | Vegetation | Tree - fell into line | Conductor, Overhead | Broken, wire on ground | 2017 | Tier 3 - Extreme | Distribution Circuit | 12 | 4 | 2017-12-04 | 1935873 | Sus | N | Vegetation¦Treefellintoline¦ConductorOverhead¦Brokenwireonground
17-0102010 | Unknown Cause | Patrol - found nothing |  |  | 2017 | Tier 3 - Extreme | Distribution Circuit | 12 | 16 | 2017-12-16 | 1944284 | Sus | N | UnknownCause¦Patrolfoundnothing¦¦
17-0102120 | Vegetation | Tree - branch fell on line | Conductor, Overhead | Together | 2017 | Tier 2 - Elevated | Distribution Circuit | 12 | 16 | 2017-12-16 | 1944685 | Sus | N | Vegetation¦Treebranchfellonline¦ConductorOverhead¦Together
18-0004463 | Vegetation | Tree - fell into line | Conductor, Overhead | Normal | 2018 | Tier 2 - Elevated | Distribution Circuit | 1 | 8 | 2018-01-08 | 4216 | Sus | N | Vegetation¦Treefellintoline¦ConductorOverhead¦Normal
18-0017446 | Vegetation | Tree - fell into line | Transformer | Broken, wire on ground | 2018 | Tier 3 - Extreme | Transformer only | 2 | 26 | 2018-02-26 | 31880 | Sus | N | Vegetation¦Treefellintoline¦Transformer¦Brokenwireonground
18-0030196 | Vegetation | Tree - fell into line | Conductor, Overhead | Normal | 2018 | Tier 2 - Elevated | Distribution Circuit | 4 | 7 | 2018-04-07 | 61646 | Sus | N | Vegetation¦Treefellintoline¦ConductorOverhead¦Normal
18-0030517 | Equipment Failure/Involved | Overhead | Transformer | Deteriorated | 2018 | Tier 3 - Extreme | Transformer only | 4 | 9 | 2018-04-09 | 62831 | Sus | N | EquipmentFailureInvolved¦Overhead¦Transformer¦Deteriorated
18-0032367 | Unknown Cause | Patrol - found nothing |  |  | 2018 | Tier 2 - Elevated | Distribution Circuit | 4 | 15 | 2018-04-15 | 67134 | Sus | N | UnknownCause¦Patrolfoundnothing¦¦
18-0033201 | Unknown Cause | Patrol - found nothing |  |  | 2018 | Tier 2 - Elevated | Distribution Circuit | 4 | 17 | 2018-04-17 | 68894 | Sus | N | UnknownCause¦Patrolfoundnothing¦¦
18-0033543 | Equipment Failure/Involved | Overhead | Fuse | Normal | 2018 | Tier 2 - Elevated | Transformer only | 4 | 18 | 2018-04-18 | 69733 | Sus | N | EquipmentFailureInvolved¦Overhead¦Fuse¦Normal
18-0036615 | Unknown Cause | Patrol - found nothing |  |  | 2018 | Tier 2 - Elevated | Distribution Circuit | 4 | 29 | 2018-04-29 | 76212 | Sus | N | UnknownCause¦Patrolfoundnothing¦¦
18-0039601 | Equipment Failure/Involved | Overhead | Transformer | Failed/Faulted | 2018 | Tier 2 - Elevated | Transformer only | 5 | 9 | 2018-05-09 | 82148 | Sus | Y | EquipmentFailureInvolved¦Overhead¦Transformer¦FailedFaulted
18-0046755 | Vegetation | Tree - fell into line | Conductor, Overhead | Broken, wire on ground | 2018 | Tier 3 - Extreme | Distribution Circuit | 6 | 3 | 2018-06-03 | 100036 | Sus | Y | Vegetation¦Treefellintoline¦ConductorOverhead¦Brokenwireonground
18-0051812 | Vegetation | Tree - fell into line | Conductor, Overhead | Broken, wire on ground | 2018 | Tier 2 - Elevated | Distribution Circuit | 6 | 18 | 2018-06-18 | 111673 | Sus | Y | Vegetation¦Treefellintoline¦ConductorOverhead¦Brokenwireonground
18-0055661 | Equipment Failure/Involved | Overhead | Connector or Splice (OH) | Deteriorated | 2018 | Tier 2 - Elevated | Transformer only | 6 | 29 | 2018-06-29 | 120908 | Sus | Y | EquipmentFailureInvolved¦Overhead¦ConnectororSplice(OH)¦Deteriorated
18-0059209 | Animal | Bird found | Conductor, Overhead | Normal | 2018 | Tier 2 - Elevated | Distribution Circuit | 7 | 12 | 2018-07-12 | 129884 | Sus | Y | Animal¦Birdfound¦ConductorOverhead¦Normal
18-0061917 | Equipment Failure/Involved | Overhead | Crossarm, Wood | Broken | 2018 | Tier 2 - Elevated | Distribution Circuit | 7 | 20 | 2018-07-20 | 136393 | Sus | Y | EquipmentFailureInvolved¦Overhead¦CrossarmWood¦Broken
18-0062639 | Animal | Squirrel | Fuse | Failed/Faulted | 2018 | Tier 2 - Elevated | Distribution Circuit | 7 | 23 | 2018-07-23 | 137798 | Sus | Y | Animal¦Squirrel¦Fuse¦FailedFaulted
18-0066264 | Environmental/External | Fire, Forest/Grass | Pole-Wood | Burned/flashed | 2018 | Tier 3 - Extreme | Distribution Circuit | 7 | 26 | 2018-07-26 | 147828 | Sus | Y | EnvironmentalExternal¦FireForestGrass¦PoleWood¦Burnedflashed
18-0067313 | Environmental/External | Fire, Forest/Grass | Pole-Wood | Burned/flashed | 2018 | Tier 3 - Extreme | Distribution Circuit | 8 | 4 | 2018-08-04 | 150451 | Sus | Y | EnvironmentalExternal¦FireForestGrass¦PoleWood¦Burnedflashed
18-0073581 | Equipment Failure/Involved | Overhead | Transformer | Failed/Faulted | 2018 | Tier 2 - Elevated | Transformer only | 8 | 26 | 2018-08-26 | 162598 | Sus | Y | EquipmentFailureInvolved¦Overhead¦Transformer¦FailedFaulted
18-0081111 | Unknown Cause | Patrol - found nothing |  |  | 2018 | Tier 2 - Elevated | Distribution Circuit | 9 | 19 | 2018-09-19 | 177158 | Sus | Y | UnknownCause¦Patrolfoundnothing¦¦
18-0083461 | Wildfire Mitigation | CWSP - Vegetation Removal |  |  | 2018 | Tier 3 - Extreme | Distribution Circuit | 10 | 5 | 2018-10-05 | 188820 | Sus | Y | WildfireMitigation¦CWSPVegetationRemoval¦¦
18-0085072 | Animal | Squirrel | Pothead(Riser Termination) | Normal | 2018 | Tier 3 - Extreme | Distribution Circuit | 10 | 1 | 2018-10-01 | 184657 | Sus | Y | Animal¦Squirrel¦Pothead(RiserTermination)¦Normal
18-0095327 | Equipment Failure/Involved | Overhead | Cutout, fuse holder | Broken | 2018 | Tier 2 - Elevated | Transformer only | 10 | 29 | 2018-10-29 | 204610 | Sus | Y | EquipmentFailureInvolved¦Overhead¦Cutoutfuseholder¦Broken
18-0097646 | Unknown Cause | Patrol - found nothing |  |  | 2018 | Tier 2 - Elevated | Distribution Circuit | 11 | 7 | 2018-11-07 | 210193 | Sus | Y | UnknownCause¦Patrolfoundnothing¦¦
18-0099164 | Environmental/External | Fire, Forest/Grass | Pole-Wood | Burned/flashed | 2018 | Tier 2 - Elevated | Distribution Circuit | 11 | 8 | 2018-11-08 | 213848 | Sus | Y | EnvironmentalExternal¦FireForestGrass¦PoleWood¦Burnedflashed
18-0100826 | Environmental/External | Fire, Forest/Grass | Pole-Wood | Burned/flashed | 2018 | Tier 2 - Elevated | Distribution Circuit | 11 | 8 | 2018-11-08 | 217845 | Sus | Y | EnvironmentalExternal¦FireForestGrass¦PoleWood¦Burnedflashed
18-0102355 | Vegetation | Tree - branch fell on line | Fuse | Failed/Faulted | 2018 | Tier 3 - Extreme | Distribution Circuit | 11 | 22 | 2018-11-22 | 221887 | Sus | Y | Vegetation¦Treebranchfellonline¦Fuse¦FailedFaulted
18-0104750 | Vegetation | Tree - fell into line | Conductor, Overhead | Together | 2018 | Tier 2 - Elevated | Distribution Circuit | 11 | 29 | 2018-11-29 | 227650 | Sus | Y | Vegetation¦Treefellintoline¦ConductorOverhead¦Together
18-0105247 | Vegetation | Tree - branch fell on line | Other | Broken | 2018 | Tier 3 - Extreme | Distribution Circuit | 11 | 29 | 2018-11-29 | 229418 | Sus | Y | Vegetation¦Treebranchfellonline¦Other¦Broken
18-0108428 | Vegetation | Tree - fell into line | Pole-Wood | Broken, wire on ground | 2018 | Tier 2 - Elevated | Distribution Circuit | 12 | 11 | 2018-12-11 | 237643 | Sus | N | Vegetation¦Treefellintoline¦PoleWood¦Brokenwireonground
19-0004880 | Unknown Cause | Patrol - found nothing |  |  | 2019 | Tier 3 - Extreme | Distribution Circuit | 1 | 5 | 2019-01-05 | 254555 | Sus | N | UnknownCause¦Patrolfoundnothing¦¦
19-0005086 | Equipment Failure/Involved | Overhead | Jumper | Broken | 2019 | Tier 3 - Extreme | Distribution Circuit | 1 | 6 | 2019-01-06 | 255237 | Sus | N | EquipmentFailureInvolved¦Overhead¦Jumper¦Broken
19-0005087 | Equipment Failure/Involved | Overhead | Transformer | Failed/Faulted | 2019 | Tier 3 - Extreme | Transformer only | 1 | 6 | 2019-01-06 | 255306 | Sus | N | EquipmentFailureInvolved¦Overhead¦Transformer¦FailedFaulted
19-0005117 | Vegetation | Tree - fell into line | Conductor, Overhead | Broken, wire on ground | 2019 | Tier 3 - Extreme | Distribution Circuit | 1 | 6 | 2019-01-06 | 255478 | Sus | N | Vegetation¦Treefellintoline¦ConductorOverhead¦Brokenwireonground
19-0005457 | Vegetation | Tree - fell into line | Conductor, Overhead | Broken, wire on ground | 2019 | Tier 2 - Elevated | Distribution Circuit | 1 | 6 | 2019-01-06 | 257563 | Sus | N | Vegetation¦Treefellintoline¦ConductorOverhead¦Brokenwireonground
19-0005713 | Equipment Failure/Involved | Overhead | Cutout, fuse holder | Broken | 2019 | Tier 2 - Elevated | Distribution Circuit | 1 | 7 | 2019-01-07 | 258989 | Sus | N | EquipmentFailureInvolved¦Overhead¦Cutoutfuseholder¦Broken
19-0006110 | Vegetation | Tree - fell into line | Conductor, Overhead | Broken, wire on ground | 2019 | Tier 2 - Elevated | Distribution Circuit | 1 | 8 | 2019-01-08 | 260127 | Sus | N | Vegetation¦Treefellintoline¦ConductorOverhead¦Brokenwireonground
19-0010611 | Unknown Cause | Patrol - found nothing |  |  | 2019 | Tier 3 - Extreme | Distribution Circuit | 1 | 16 | 2019-01-16 | 271584 | Sus | N | UnknownCause¦Patrolfoundnothing¦¦
19-0011382 | Vegetation | Tree - branch fell on line | Fuse | Failed/Faulted | 2019 | Tier 3 - Extreme | Distribution Circuit | 1 | 17 | 2019-01-17 | 274419 | Sus | N | Vegetation¦Treebranchfellonline¦Fuse¦FailedFaulted
19-0011747 | Unknown Cause | Patrol - found nothing |  |  | 2019 | Tier 2 - Elevated | Distribution Circuit | 1 | 17 | 2019-01-17 | 274877 | Sus | N | UnknownCause¦Patrolfoundnothing¦¦
19-0011942 | Equipment Failure/Involved | Overhead | Conductor, Overhead | Broken, wire on ground | 2019 | Tier 2 - Elevated | Distribution Circuit | 1 | 18 | 2019-01-18 | 275239 | Sus | N | EquipmentFailureInvolved¦Overhead¦ConductorOverhead¦Brokenwireonground
19-0012143 | Equipment Failure/Involved | Electrical Overload | Transformer | Failed/Faulted | 2019 | Tier 2 - Elevated | Transformer only | 1 | 19 | 2019-01-19 | 276752 | Sus | N | EquipmentFailureInvolved¦ElectricalOverload¦Transformer¦FailedFaulted
19-0015292 | Equipment Failure/Involved | Overhead |  | Failed/Faulted | 2019 | Tier 2 - Elevated | Transformer only | 1 | 28 | 2019-01-28 | 282880 | Sus | N | EquipmentFailureInvolved¦Overhead¦¦FailedFaulted
19-0017680 | Vegetation | Tree - fell into line | Conductor, Overhead | Normal | 2019 | Tier 3 - Extreme | Distribution Circuit | 2 | 4 | 2019-02-04 | 289379 | Sus | N | Vegetation¦Treefellintoline¦ConductorOverhead¦Normal
19-0018622 | Vegetation | Tree - fell into line | Conductor, Overhead | Normal | 2019 | Tier 2 - Elevated | Distribution Circuit | 2 | 5 | 2019-02-05 | 292732 | Sus | N | Vegetation¦Treefellintoline¦ConductorOverhead¦Normal
19-0019955 | Vegetation | Tree - fell into line | Crossarm, Wood | Broken, wire on ground | 2019 | Tier 3 - Extreme | Distribution Circuit | 2 | 8 | 2019-02-08 | 295926 | Sus | N | Vegetation¦Treefellintoline¦CrossarmWood¦Brokenwireonground
19-0020402 | Unknown Cause | Patrol - found nothing |  |  | 2019 | Tier 3 - Extreme | Distribution Circuit | 2 | 9 | 2019-02-09 | 297256 | Sus | N | UnknownCause¦Patrolfoundnothing¦¦
19-0020730 | Unknown Cause | Patrol - found nothing |  |  | 2019 | Tier 3 - Extreme | Distribution Circuit | 2 | 10 | 2019-02-10 | 299007 | Sus | N | UnknownCause¦Patrolfoundnothing¦¦
19-0020893 | Unknown Cause | Patrol - found nothing |  |  | 2019 | Tier 3 - Extreme | Distribution Circuit | 2 | 11 | 2019-02-11 | 299516 | Sus | N | UnknownCause¦Patrolfoundnothing¦¦
19-0020925 | Equipment Failure/Involved | Overhead | Secondary | Broken | 2019 | Tier 2 - Elevated | Transformer only | 2 | 11 | 2019-02-11 | 299604 | Sus | N | EquipmentFailureInvolved¦Overhead¦Secondary¦Broken
19-0021635 | Vegetation | Tree - fell into line | Conductor, Overhead | Normal | 2019 | Tier 3 - Extreme | Distribution Circuit | 2 | 12 | 2019-02-12 | 301259 | Sus | N | Vegetation¦Treefellintoline¦ConductorOverhead¦Normal
19-0023034 | Equipment Failure/Involved | Overhead | Conductor, Overhead | Broken, wire on ground | 2019 | Tier 2 - Elevated | Distribution Circuit | 2 | 14 | 2019-02-14 | 307620 | Sus | N | EquipmentFailureInvolved¦Overhead¦ConductorOverhead¦Brokenwireonground
19-0023544 | Equipment Failure/Involved | Underground | Elbow | Failed/Faulted | 2019 | Tier 2 - Elevated | Distribution Circuit | 2 | 14 | 2019-02-14 | 309759 | Sus | N | EquipmentFailureInvolved¦Underground¦Elbow¦FailedFaulted
19-0023636 | Equipment Failure/Involved | Overhead | Service conductor | Broken | 2019 | Tier 3 - Extreme | Transformer only | 2 | 14 | 2019-02-14 | 307475 | Sus | N | EquipmentFailureInvolved¦Overhead¦Serviceconductor¦Broken
19-0023763 | Unknown Cause | Patrol - found nothing |  |  | 2019 | Tier 2 - Elevated | Distribution Circuit | 2 | 14 | 2019-02-14 | 310700 | Sus | N | UnknownCause¦Patrolfoundnothing¦¦
19-0024005 | Environmental/External | Ice or snow | Crossarm, Wood | Broken | 2019 | Tier 2 - Elevated | Distribution Circuit | 2 | 13 | 2019-02-13 | 312028 | Sus | N | EnvironmentalExternal¦Iceorsnow¦CrossarmWood¦Broken
19-0028759 | Unknown Cause | Patrol - found nothing |  |  | 2019 | Tier 2 - Elevated | Distribution Circuit | 2 | 27 | 2019-02-27 | 326254 | Sus | N | UnknownCause¦Patrolfoundnothing¦¦
19-0032577 | Equipment Failure/Involved | Overhead | Transformer | Failed/Faulted | 2019 | Tier 2 - Elevated | Transformer only | 3 | 11 | 2019-03-11 | 336013 | Sus | N | EquipmentFailureInvolved¦Overhead¦Transformer¦FailedFaulted
19-0041961 | Company Initiated | Construction Activity/equip, company | Conductor, Overhead | Normal | 2019 | Tier 2 - Elevated | Distribution Circuit | 4 | 12 | 2019-04-12 | 359651 | Sus | N | CompanyInitiated¦ConstructionActivityequipcompany¦ConductorOverhead¦Normal
19-0045370 | 3rd Party | Customer Equipment | Fuse | Normal | 2019 | Tier 2 - Elevated | Distribution Circuit | 4 | 23 | 2019-04-23 | 366501 | Sus | N | 3rdParty¦CustomerEquipment¦Fuse¦Normal
19-0052302 | Vegetation | Tree - fell into line | Conductor, Overhead | Broken, wire on ground | 2019 | Tier 2 - Elevated | Distribution Circuit | 5 | 15 | 2019-05-15 | 381157 | Sus | Y | Vegetation¦Treefellintoline¦ConductorOverhead¦Brokenwireonground
19-0060321 | Environmental/External | Lightning | Transformer (OH) | Failed/Faulted | 2019 | Tier 3 - Extreme | Transformer only | 5 | 30 | 2019-05-30 | 393890 | Sus | Y | EnvironmentalExternal¦Lightning¦Transformer(OH)¦FailedFaulted
19-0066730 | Animal | Bird found | Transformer (OH) | Normal | 2019 | Tier 2 - Elevated | Distribution Circuit | 6 | 12 | 2019-06-12 | 407278 | Sus | Y | Animal¦Birdfound¦Transformer(OH)¦Normal
19-0069592 | Unknown Cause | Patrol - found nothing |  |  | 2019 | Tier 2 - Elevated | Distribution Circuit | 6 | 19 | 2019-06-19 | 420941 | Sus | Y | UnknownCause¦Patrolfoundnothing¦¦
19-0069594 | Equipment Failure/Involved | Overhead | Pole-Wood | Broken | 2019 | Tier 2 - Elevated | Distribution Circuit | 6 | 19 | 2019-06-19 | 421107 | Sus | Y | EquipmentFailureInvolved¦Overhead¦PoleWood¦Broken
19-0070020 | 3rd Party | Vehicle | Anchor or Guy | Broken | 2019 | Tier 2 - Elevated | Distribution Circuit | 6 | 19 | 2019-06-19 | 422039 | Sus | Y | 3rdParty¦Vehicle¦AnchororGuy¦Broken
19-0072711 | Vegetation | Tree - cutting, PG&E contractor | Conductor, Overhead | Normal | 2019 | Tier 3 - Extreme | Distribution Circuit | 6 | 27 | 2019-06-27 | 431796 | Sus | Y | Vegetation¦TreecuttingPG&Econtractor¦ConductorOverhead¦Normal
19-0074034 | Equipment Failure/Involved | Overhead | Transformer (OH) | Normal | 2019 | Tier 3 - Extreme | Transformer only | 7 | 2 | 2019-07-02 | 439958 | Sus | Y | EquipmentFailureInvolved¦Overhead¦Transformer(OH)¦Normal
19-0077107 | Equipment Failure/Involved | Overhead | Transformer (OH) | Broken | 2019 | Tier 2 - Elevated | Transformer only | 7 | 13 | 2019-07-13 | 449908 | Sus | Y | EquipmentFailureInvolved¦Overhead¦Transformer(OH)¦Broken
19-0080297 | 3rd Party | Vehicle | Pole-Wood | Broken | 2019 | Tier 3 - Extreme | Transmission line | 7 | 23 | 2019-07-23 | 469432 | Sus | Y | 3rdParty¦Vehicle¦PoleWood¦Broken
19-0081576 | Animal | Bird found | Transformer (OH) | Failed/Faulted | 2019 | Tier 2 - Elevated | Distribution Circuit | 7 | 26 | 2019-07-26 | 472478 | Sus | Y | Animal¦Birdfound¦Transformer(OH)¦FailedFaulted
19-0089785 | Unknown Cause | Patrol - found nothing |  |  | 2019 | Tier 2 - Elevated | Distribution Circuit | 8 | 20 | 2019-08-20 | 524380 | Sus | Y | UnknownCause¦Patrolfoundnothing¦¦
19-0098994 | Unknown Cause | Patrol - found nothing |  |  | 2019 | Tier 2 - Elevated | Distribution Circuit | 9 | 13 | 2019-09-13 | 579582 | Sus | Y | UnknownCause¦Patrolfoundnothing¦¦
19-0099991 | Vegetation | Tree - branch fell on line | Conductor, Overhead | Broken, wire on ground | 2019 | Tier 2 - Elevated | Distribution Circuit | 9 | 17 | 2019-09-17 | 585675 | Sus | Y | Vegetation¦Treebranchfellonline¦ConductorOverhead¦Brokenwireonground
19-0105151 | Vegetation | Tree - fell into line | Pole-Wood | Broken, wire on ground | 2019 | Tier 2 - Elevated | Distribution Circuit | 9 | 29 | 2019-09-29 | 628926 | Sus | Y | Vegetation¦Treefellintoline¦PoleWood¦Brokenwireonground
19-0105688 | Equipment Failure/Involved | Overhead | Pole-Wood | Deteriorated | 2019 | Tier 3 - Extreme | Distribution Circuit | 9 | 30 | 2019-09-30 | 633420 | Sus | Y | EquipmentFailureInvolved¦Overhead¦PoleWood¦Deteriorated
19-0110806 | Equipment Failure/Involved | Overhead | Transformer | Failed/Faulted | 2019 | Tier 2 - Elevated | Transformer only | 10 | 10 | 2019-10-10 | 653679 | Sus | Y | EquipmentFailureInvolved¦Overhead¦Transformer¦FailedFaulted
19-0118701 | Vegetation | Tree - fell into line | Conductor, Overhead | Normal | 2019 | Tier 2 - Elevated | Distribution Circuit | 10 | 29 | 2019-10-29 | 694036 | Sus | Y | Vegetation¦Treefellintoline¦ConductorOverhead¦Normal
19-0124963 | 3rd Party | Vehicle | Pole-Wood | Broken, wire on ground | 2019 | Tier 3 - Extreme | Distribution Circuit | 11 | 15 | 2019-11-15 | 707231 | Sus | Y | 3rdParty¦Vehicle¦PoleWood¦Brokenwireonground
19-0126033 | Unknown Cause | Patrol - found nothing |  |  | 2019 | Tier 2 - Elevated | Distribution Circuit | 11 | 18 | 2019-11-18 | 709752 | Sus | Y | UnknownCause¦Patrolfoundnothing¦¦
19-0126036 | Equipment Failure/Involved | Overhead | Transformer (OH) | Broken | 2019 | Tier 3 - Extreme | Transformer only | 11 | 19 | 2019-11-19 | 709757 | Sus | Y | EquipmentFailureInvolved¦Overhead¦Transformer(OH)¦Broken
19-0129476 | Vegetation | Tree - fell into line | Conductor, Overhead | Normal | 2019 | Tier 2 - Elevated | Distribution Circuit | 11 | 26 | 2019-11-26 | 716056 | Sus | Y | Vegetation¦Treefellintoline¦ConductorOverhead¦Normal
19-0129936 | Unknown Cause | Patrol - found nothing |  |  | 2019 | Tier 2 - Elevated | Distribution Circuit | 11 | 26 | 2019-11-26 | 719381 | Sus | Y | UnknownCause¦Patrolfoundnothing¦¦
19-0130333 | Equipment Failure/Involved | Overhead | Conductor, Overhead | Broken | 2019 | Tier 3 - Extreme | Distribution Circuit | 11 | 26 | 2019-11-26 | 721269 | Sus | Y | EquipmentFailureInvolved¦Overhead¦ConductorOverhead¦Broken
19-0130626 | Equipment Failure/Involved | Overhead | Transformer (OH) | Arcing | 2019 | Tier 3 - Extreme | Distribution Circuit | 11 | 27 | 2019-11-27 | 722023 | Sus | Y | EquipmentFailureInvolved¦Overhead¦Transformer(OH)¦Arcing
19-0130793 | Vegetation | Tree - fell into line | Transformer | Leaking | 2019 | Tier 2 - Elevated | Transformer only | 11 | 27 | 2019-11-27 | 722058 | Sus | Y | Vegetation¦Treefellintoline¦Transformer¦Leaking
19-0131893 | Unknown Cause | Patrol - found nothing |  |  | 2019 | Tier 2 - Elevated | Distribution Circuit | 11 | 30 | 2019-11-30 | 725394 | Sus | Y | UnknownCause¦Patrolfoundnothing¦¦
19-0132127 | Vegetation | Tree - fell into line | Conductor, Overhead | Broken, wire on ground | 2019 | Tier 2 - Elevated | Distribution Circuit | 12 | 1 | 2019-12-01 | 726808 | Sus | N | Vegetation¦Treefellintoline¦ConductorOverhead¦Brokenwireonground
19-0137412 | Vegetation | Tree - branch fell on line | Conductor, Overhead | Normal | 2019 | Tier 2 - Elevated | Distribution Circuit | 12 | 21 | 2019-12-21 | 747581 | Sus | N | Vegetation¦Treebranchfellonline¦ConductorOverhead¦Normal
19-0137574 | Vegetation | Tree - branch fell on line | Crossarm, Wood | Broken, wire on ground | 2019 | Tier 3 - Extreme | Distribution Circuit | 12 | 22 | 2019-12-22 | 748346 | Sus | N | Vegetation¦Treebranchfellonline¦CrossarmWood¦Brokenwireonground
20-0009598 | Vegetation | Tree - fell into line | Conductor, Overhead | Normal | 2020 | Tier 2 - Elevated | Distribution Circuit | 1 | 16 | 2020-01-16 | 762258 | Sus | N | Vegetation¦Treefellintoline¦ConductorOverhead¦Normal
20-0010009 | Unknown Cause | Patrol - found nothing |  |  | 2020 | Tier 3 - Extreme | Distribution Circuit | 1 | 16 | 2020-01-16 | 762543 | Sus | N | UnknownCause¦Patrolfoundnothing¦¦
20-0011824 | 3rd Party | Vehicle | Connector or Splice (OH) | Broken | 2020 | Tier 2 - Elevated | Distribution Circuit | 1 | 21 | 2020-01-21 | 767339 | Sus | N | 3rdParty¦Vehicle¦ConnectororSplice(OH)¦Broken
20-0019005 | Equipment Failure/Involved | Overhead | Conductor, Overhead | Broken | 2020 | Tier 3 - Extreme | Distribution Circuit | 2 | 9 | 2020-02-09 | 781241 | Sus | N | EquipmentFailureInvolved¦Overhead¦ConductorOverhead¦Broken
20-0019291 | Unknown Cause | Patrol - not conducted |  |  | 2020 | Tier 2 - Elevated | Transmission line | 2 | 9 | 2020-02-09 | 784386 | Sus | N | UnknownCause¦Patrolnotconducted¦¦
20-0020320 | Vegetation | Tree - branch fell on line | Conductor, Overhead | Normal | 2020 | Tier 3 - Extreme | Distribution Circuit | 2 | 10 | 2020-02-10 | 787801 | Sus | N | Vegetation¦Treebranchfellonline¦ConductorOverhead¦Normal
20-0020477 | Vegetation | Tree - branch fell on line | Conductor, Overhead | Normal | 2020 | Tier 3 - Extreme | Distribution Circuit | 2 | 10 | 2020-02-10 | 787894 | Sus | N | Vegetation¦Treebranchfellonline¦ConductorOverhead¦Normal
20-0022350 | 3rd Party | Fire, house or bldg. | Conductor, Overhead | Burned/flashed | 2020 | Tier 3 - Extreme | Transformer only | 2 | 14 | 2020-02-14 | 791044 | Sus | N | 3rdParty¦Firehouseorbldg¦ConductorOverhead¦Burnedflashed
20-0024482 | Equipment Failure/Involved | Underground | Transformer (UG) | Failed/Faulted | 2020 | Tier 2 - Elevated | Distribution Circuit | 2 | 20 | 2020-02-20 | 797361 | Sus | N | EquipmentFailureInvolved¦Underground¦Transformer(UG)¦FailedFaulted
20-0024631 | Unknown Cause | Patrol - found nothing |  |  | 2020 | Tier 3 - Extreme | Distribution Circuit | 2 | 21 | 2020-02-21 | 797562 | Sus | N | UnknownCause¦Patrolfoundnothing¦¦
20-0030620 | Unknown Cause | Patrol - found nothing |  |  | 2020 | Tier 2 - Elevated | Distribution Circuit | 3 | 10 | 2020-03-10 | 843163 | Sus | N | UnknownCause¦Patrolfoundnothing¦¦
20-0032357 | Vegetation | Tree - fell into line | Conductor, Overhead | Normal | 2020 | Tier 3 - Extreme | Distribution Circuit | 3 | 15 | 2020-03-15 | 852269 | Sus | N | Vegetation¦Treefellintoline¦ConductorOverhead¦Normal
20-0032978 | Vegetation | Tree - branch fell on line | Conductor, Overhead | Normal | 2020 | Tier 3 - Extreme | Distribution Circuit | 3 | 16 | 2020-03-16 | 855524 | Sus | N | Vegetation¦Treebranchfellonline¦ConductorOverhead¦Normal
20-0033439 | Vegetation | Tree - fell into line | Pole-Wood | Broken, wire on ground | 2020 | Tier 3 - Extreme | Distribution Circuit | 3 | 16 | 2020-03-16 | 855996 | Sus | N | Vegetation¦Treefellintoline¦PoleWood¦Brokenwireonground
20-0033918 | Vegetation | Tree - branch fell on line | Pole-Wood | Broken, wire on ground | 2020 | Tier 3 - Extreme | Distribution Circuit | 3 | 16 | 2020-03-16 | 858445 | Sus | N | Vegetation¦Treebranchfellonline¦PoleWood¦Brokenwireonground
20-0053248 | Equipment Failure/Involved | Overhead | Pole-Wood | Broken | 2020 | Tier 2 - Elevated | Transformer only | 5 | 22 | 2020-05-22 | 919492 | Sus | Y | EquipmentFailureInvolved¦Overhead¦PoleWood¦Broken
20-0055785 | Equipment Failure/Involved | Overhead | Jumper | Burned Open | 2020 | Tier 3 - Extreme | Distribution Circuit | 5 | 29 | 2020-05-29 | 925888 | Sus | Y | EquipmentFailureInvolved¦Overhead¦Jumper¦BurnedOpen
20-0080655 | Equipment Failure/Involved | Overhead | Transformer | Failed/Faulted | 2020 | Tier 3 - Extreme | Transformer only | 8 | 6 | 2020-08-06 | 981756 | Sus | Y | EquipmentFailureInvolved¦Overhead¦Transformer¦FailedFaulted
20-0089363 | Animal | Squirrel | Cutout, fuse holder | Normal | 2020 | Tier 3 - Extreme | Distribution Circuit | 8 | 24 | 2020-08-24 | 1028398 | Sus | Y | Animal¦Squirrel¦Cutoutfuseholder¦Normal
20-0090493 | Environmental/External | Fire, Forest/Grass | Conductor, Underground | Normal | 2020 | Tier 3 - Extreme | Distribution Circuit | 8 | 19 | 2020-08-19 | 1033399 | Sus | Y | EnvironmentalExternal¦FireForestGrass¦ConductorUnderground¦Normal
20-0093719 | Equipment Failure/Involved | Overhead | Insulator | Broken | 2020 | Tier 2 - Elevated | Distribution Circuit | 9 | 5 | 2020-09-05 | 1055904 | Sus | Y | EquipmentFailureInvolved¦Overhead¦Insulator¦Broken
20-0095004 | Environmental/External | Fire, Forest/Grass | Conductor, Overhead | Normal | 2020 | Tier 2 - Elevated | Distribution Circuit | 8 | 18 | 2020-08-18 | 1061060 | Sus | Y | EnvironmentalExternal¦FireForestGrass¦ConductorOverhead¦Normal
20-0095263 | Vegetation | Tree - fell into line | Conductor, Overhead | Broken, wire on ground | 2020 | Tier 2 - Elevated | Distribution Circuit | 9 | 8 | 2020-09-08 | 1061525 | Sus | Y | Vegetation¦Treefellintoline¦ConductorOverhead¦Brokenwireonground
20-0095684 | Environmental/External | Fire, Forest/Grass | Pole-Wood | Burned/flashed | 2020 | Tier 2 - Elevated | Distribution Circuit | 9 | 9 | 2020-09-09 | 1062301 | Sus | Y | EnvironmentalExternal¦FireForestGrass¦PoleWood¦Burnedflashed
20-0096030 | Environmental/External | Fire, Forest/Grass | Transformer (OH) | Normal | 2020 | Tier 3 - Extreme | Transformer only | 8 | 20 | 2020-08-20 | 1063505 | Sus | Y | EnvironmentalExternal¦FireForestGrass¦Transformer(OH)¦Normal
20-0099803 | Environmental/External | Fire, Forest/Grass | Conductor, Overhead | Burned/flashed | 2020 | Tier 3 - Extreme | Distribution Circuit | 9 | 7 | 2020-09-07 | 1086095 | Sus | Y | EnvironmentalExternal¦FireForestGrass¦ConductorOverhead¦Burnedflashed
20-0100345 | Environmental/External | Fire, Forest/Grass | Conductor, Overhead | Burned/flashed | 2020 | Tier 2 - Elevated | Distribution Circuit | 9 | 7 | 2020-09-07 | 1088602 | Sus | Y | EnvironmentalExternal¦FireForestGrass¦ConductorOverhead¦Burnedflashed
20-0101241 | Vegetation | Tree - branch fell on line | Conductor, Overhead | Normal | 2020 | Tier 3 - Extreme | Distribution Circuit | 9 | 24 | 2020-09-24 | 1091651 | Sus | Y | Vegetation¦Treebranchfellonline¦ConductorOverhead¦Normal
20-0104453 | 3rd Party | Tree - cutting, 3rd party | Conductor, Overhead | Normal | 2020 | Tier 2 - Elevated | Distribution Circuit | 10 | 2 | 2020-10-02 | 1107031 | Sus | Y | 3rdParty¦Treecutting3rdparty¦ConductorOverhead¦Normal
20-0118502 | Vegetation | Tree - fell into line | Conductor, Overhead | Broken, wire on ground | 2020 | Tier 3 - Extreme | Distribution Circuit | 11 | 8 | 2020-11-08 | 1139183 | Sus | Y | Vegetation¦Treefellintoline¦ConductorOverhead¦Brokenwireonground
20-0122226 | Equipment Failure/Involved | Overhead | Conductor, Overhead | Broken, wire on ground | 2020 | Tier 2 - Elevated | Distribution Circuit | 11 | 18 | 2020-11-18 | 1148143 | Sus | Y | EquipmentFailureInvolved¦Overhead¦ConductorOverhead¦Brokenwireonground
20-0122226 | Equipment Failure/Involved | Overhead | Conductor, Overhead | Broken, wire on ground | 2020 | Tier 2 - Elevated | Distribution Circuit | 11 | 18 | 2020-11-18 | 1148143 | Sus | Y | EquipmentFailureInvolved¦Overhead¦ConductorOverhead¦Brokenwireonground
20-0124397 | Unknown Cause | Patrol - not conducted |  |  | 2020 | Tier 2 - Elevated | Distribution Circuit | 11 | 23 | 2020-11-23 | 1153538 | Sus | Y | UnknownCause¦Patrolnotconducted¦¦
20-0126993 | Wildfire Mitigation | Public Safety Power Shut-off | Conductor, Overhead | Normal | 2020 | Tier 2 - Elevated | Transformer only | 12 | 2 | 2020-12-02 | 1159725 | Sus | N | WildfireMitigation¦PublicSafetyPowerShutoff¦ConductorOverhead¦Normal
20-0128959 | Unknown Cause | Patrol - found nothing |  |  | 2020 | Tier 2 - Elevated | Distribution Circuit | 12 | 8 | 2020-12-08 | 1172348 | Sus | N | UnknownCause¦Patrolfoundnothing¦¦
20-0129406 | Unknown Cause | Patrol - found nothing |  |  | 2020 | Tier 2 - Elevated | Distribution Circuit | 12 | 10 | 2020-12-10 | 1175037 | Sus | N | UnknownCause¦Patrolfoundnothing¦¦
20-0131586 | Unknown Cause | Patrol - found nothing |  |  | 2020 | Tier 2 - Elevated | Transformer only | 12 | 23 | 2020-12-23 | 1197641 | Sus | N | UnknownCause¦Patrolfoundnothing¦¦
21-0005708 | Animal | Bird found | Cutout, fuse holder | Broken | 2021 | Tier 2 - Elevated | Transformer only | 1 | 6 | 2021-01-06 | 1205394 | Sus | N | Animal¦Birdfound¦Cutoutfuseholder¦Broken
21-0009126 | Animal | Squirrel | Fuse | Burned Open | 2021 | Tier 3 - Extreme | Distribution Circuit | 1 | 15 | 2021-01-15 | 1210994 | Sus | N | Animal¦Squirrel¦Fuse¦BurnedOpen
21-0009327 | Equipment Failure/Involved | Overhead | Transformer | Failed/Faulted | 2021 | Tier 2 - Elevated | Transformer only | 1 | 15 | 2021-01-15 | 1211187 | Sus | N | EquipmentFailureInvolved¦Overhead¦Transformer¦FailedFaulted
21-0011956 | Unknown Cause | Patrol - found nothing |  |  | 2021 | Tier 2 - Elevated | Transformer only | 1 | 20 | 2021-01-20 | 1218938 | Sus | N | UnknownCause¦Patrolfoundnothing¦¦
21-0013639 | Unknown Cause | Patrol - found nothing |  |  | 2021 | Tier 2 - Elevated | Distribution Circuit | 1 | 25 | 2021-01-25 | 1223600 | Sus | N | UnknownCause¦Patrolfoundnothing¦¦
21-0016259 | Vegetation | Tree - fell into line | Conductor, Overhead | Broken, wire on ground | 2021 | Tier 2 - Elevated | Distribution Circuit | 1 | 27 | 2021-01-27 | 1235561 | Sus | N | Vegetation¦Treefellintoline¦ConductorOverhead¦Brokenwireonground
21-0017261 | Vegetation | Tree - branch fell on line | Conductor, Overhead | Normal | 2021 | Tier 2 - Elevated | Distribution Circuit | 1 | 28 | 2021-01-28 | 1238968 | Sus | N | Vegetation¦Treebranchfellonline¦ConductorOverhead¦Normal
21-0017454 | Equipment Failure/Involved | Overhead | Fuse | Broken | 2021 | Tier 2 - Elevated | Distribution Circuit | 1 | 28 | 2021-01-28 | 1239510 | Sus | N | EquipmentFailureInvolved¦Overhead¦Fuse¦Broken
21-0017527 | Vegetation | Tree - fell into line | Conductor, Overhead | Broken, wire on ground | 2021 | Tier 3 - Extreme | Distribution Circuit | 1 | 28 | 2021-01-28 | 1239630 | Sus | N | Vegetation¦Treefellintoline¦ConductorOverhead¦Brokenwireonground
21-0034524 | Vegetation | Tree - branch fell on line | Conductor, Overhead | Normal | 2021 | Tier 3 - Extreme | Distribution Circuit | 3 | 10 | 2021-03-10 | 1276925 | Sus | N | Vegetation¦Treebranchfellonline¦ConductorOverhead¦Normal
21-0035354 | 3rd Party | Vehicle | Pole-Wood | Broken | 2021 | Tier 3 - Extreme | Distribution Circuit | 3 | 11 | 2021-03-11 | 1279349 | Sus | N | 3rdParty¦Vehicle¦PoleWood¦Broken
21-0040649 | Company Initiated | Coordination failure | Service conductor | Normal | 2021 | Tier 2 - Elevated | Transformer only | 3 | 24 | 2021-03-24 | 1296136 | Sus | N | CompanyInitiated¦Coordinationfailure¦Serviceconductor¦Normal
21-0041814 | Vegetation | Tree - fell into line | Conductor, Overhead | Normal | 2021 | Tier 3 - Extreme | Distribution Circuit | 3 | 27 | 2021-03-27 | 1300931 | Sus | N | Vegetation¦Treefellintoline¦ConductorOverhead¦Normal
21-0047273 | Equipment Failure/Involved | Overhead | Conductor, Overhead | Normal | 2021 | Tier 2 - Elevated | Distribution Circuit | 4 | 11 | 2021-04-11 | 1313049 | Sus | N | EquipmentFailureInvolved¦Overhead¦ConductorOverhead¦Normal
21-0048152 | Equipment Failure/Involved | Overhead | Insulator | Arcing | 2021 | Tier 3 - Extreme | Distribution Circuit | 4 | 13 | 2021-04-13 | 1315518 | Sus | N | EquipmentFailureInvolved¦Overhead¦Insulator¦Arcing
21-0049240 | Equipment Failure/Involved | Overhead | Secondary | Together | 2021 | Tier 3 - Extreme | Transformer only | 4 | 15 | 2021-04-15 | 1318479 | Sus | N | EquipmentFailureInvolved¦Overhead¦Secondary¦Together
21-0058806 | 3rd Party | Gun Shot | Conductor, Overhead | Deteriorated | 2021 | Tier 2 - Elevated | Transformer only | 5 | 8 | 2021-05-08 | 1343753 | Sus | Y | 3rdParty¦GunShot¦ConductorOverhead¦Deteriorated
21-0059005 | Animal | Bird found | Conductor, Overhead | Normal | 2021 | Tier 2 - Elevated | Distribution Circuit | 5 | 9 | 2021-05-09 | 1344401 | Sus | Y | Animal¦Birdfound¦ConductorOverhead¦Normal
21-0059046 | 3rd Party | Vehicle | Pole-Wood | Broken, wire on ground | 2021 | Tier 3 - Extreme | Distribution Circuit | 5 | 10 | 2021-05-10 | 1344613 | Sus | Y | 3rdParty¦Vehicle¦PoleWood¦Brokenwireonground
21-0061922 | Environmental/External | Lightning | Conductor, Overhead | Normal | 2021 | Tier 3 - Extreme | Distribution Circuit | 5 | 15 | 2021-05-15 | 1350245 | Sus | Y | EnvironmentalExternal¦Lightning¦ConductorOverhead¦Normal
21-0063054 | Equipment Failure/Involved | Overhead | Insulator | Broken | 2021 | Tier 2 - Elevated | Distribution Circuit | 5 | 18 | 2021-05-18 | 1352911 | Sus | Y | EquipmentFailureInvolved¦Overhead¦Insulator¦Broken
21-0076493 | Equipment Failure/Involved | Overhead | Transformer (OH) | Failed/Faulted | 2021 | Tier 3 - Extreme | Transformer only | 6 | 18 | 2021-06-18 | 1378428 | Sus | Y | EquipmentFailureInvolved¦Overhead¦Transformer(OH)¦FailedFaulted
21-0076764 | Equipment Failure/Involved | Overhead | Transformer (OH) | Failed/Faulted | 2021 | Tier 2 - Elevated | Transformer only | 6 | 20 | 2021-06-20 | 1380127 | Sus | Y | EquipmentFailureInvolved¦Overhead¦Transformer(OH)¦FailedFaulted
21-0083571 | Equipment Failure/Involved | Underground | Transformer (UG) | Broken | 2021 | Tier 2 - Elevated | Distribution Circuit | 7 | 1 | 2021-07-01 | 1390060 | Sus | Y | EquipmentFailureInvolved¦Underground¦Transformer(UG)¦Broken
21-0087471 | Equipment Failure/Involved | Overhead | Transformer (OH) | Failed/Faulted | 2021 | Tier 2 - Elevated | Transformer only | 7 | 10 | 2021-07-10 | 1397406 | Sus | Y | EquipmentFailureInvolved¦Overhead¦Transformer(OH)¦FailedFaulted
21-0095624 | Equipment Failure/Involved | Overhead | Conductor, Overhead | Broken | 2021 | Tier 2 - Elevated | Distribution Circuit | 7 | 27 | 2021-07-27 | 1416388 | Sus | Y | EquipmentFailureInvolved¦Overhead¦ConductorOverhead¦Broken
21-0098178 | Equipment Failure/Involved | Underground | Conductor, Underground | Broken | 2021 | Tier 3 - Extreme | Distribution Circuit | 8 | 1 | 2021-08-01 | 1428008 | Sus | Y | EquipmentFailureInvolved¦Underground¦ConductorUnderground¦Broken
21-0112464 | Equipment Failure/Involved | Overhead | Transformer | Broken | 2021 | Tier 3 - Extreme | Transformer only | 9 | 2 | 2021-09-02 | 1460555 | Sus | Y | EquipmentFailureInvolved¦Overhead¦Transformer¦Broken
21-0118649 | Vegetation | Other ground vegetation | Pole-Wood | Normal | 2021 | Tier 2 - Elevated | Transformer only | 9 | 16 | 2021-09-16 | 1473419 | Sus | Y | Vegetation¦Othergroundvegetation¦PoleWood¦Normal
21-0124398 | Equipment Failure/Involved | Overhead | Transformer | Broken | 2021 | Tier 2 - Elevated | Transformer only | 9 | 30 | 2021-09-30 | 1484204 | Sus | Y | EquipmentFailureInvolved¦Overhead¦Transformer¦Broken
21-0125300 | Equipment Failure/Involved | Overhead | Pole-Wood | Deteriorated | 2021 | Tier 2 - Elevated | Distribution Circuit | 10 | 3 | 2021-10-03 | 1485928 | Sus | Y | EquipmentFailureInvolved¦Overhead¦PoleWood¦Deteriorated
21-0127115 | Unknown Cause | Patrol - found nothing |  |  | 2021 | Tier 3 - Extreme | Distribution Circuit | 10 | 7 | 2021-10-07 | 1489382 | Sus | Y | UnknownCause¦Patrolfoundnothing¦¦
21-0128985 | Vegetation | Tree - fell into line | Conductor, Overhead | Normal | 2021 | Tier 2 - Elevated | Distribution Circuit | 10 | 11 | 2021-10-11 | 1493629 | Sus | Y | Vegetation¦Treefellintoline¦ConductorOverhead¦Normal
21-0136400 | Vegetation | Tree - branch fell on line | Conductor, Overhead | Broken, wire on ground | 2021 | Tier 2 - Elevated | Distribution Circuit | 10 | 24 | 2021-10-24 | 1511544 | Sus | Y | Vegetation¦Treebranchfellonline¦ConductorOverhead¦Brokenwireonground
21-0137345 | Equipment Failure/Involved | Overhead | Fuse | Failed/Faulted | 2021 | Tier 3 - Extreme | Transformer only | 10 | 25 | 2021-10-25 | 1518796 | Sus | Y | EquipmentFailureInvolved¦Overhead¦Fuse¦FailedFaulted
21-0137712 | Equipment Failure/Involved | Overhead | Transformer (OH) | Normal | 2021 | Tier 3 - Extreme | Transformer only | 10 | 25 | 2021-10-25 | 1518982 | Sus | Y | EquipmentFailureInvolved¦Overhead¦Transformer(OH)¦Normal
21-0138398 | Vegetation | Tree - fell into line | Pole-Wood | Broken | 2021 | Tier 2 - Elevated | Transformer only | 10 | 25 | 2021-10-25 | 1522272 | Sus | Y | Vegetation¦Treefellintoline¦PoleWood¦Broken
21-0142741 | Animal | Squirrel | Conductor, Overhead | Normal | 2021 | Tier 2 - Elevated | Distribution Circuit | 11 | 5 | 2021-11-05 | 1535512 | Sus | Y | Animal¦Squirrel¦ConductorOverhead¦Normal
21-0158698 | Equipment Failure/Involved | Overhead | Connector or Splice (OH) | Broken | 2021 | Tier 3 - Extreme | Transformer only | 12 | 15 | 2021-12-15 | 1573496 | Sus | N | EquipmentFailureInvolved¦Overhead¦ConnectororSplice(OH)¦Broken
21-0160687 | Vegetation | Tree - fell into line | Conductor, Overhead | Normal | 2021 | Tier 2 - Elevated | Distribution Circuit | 12 | 26 | 2021-12-26 | 1582134 | Sus | N | Vegetation¦Treefellintoline¦ConductorOverhead¦Normal
21-0161609 | Vegetation | Tree - branch fell on line | Secondary | Broken, wire on ground | 2021 | Tier 3 - Extreme | Distribution Circuit | 12 | 27 | 2021-12-27 | 1588742 | Sus | N | Vegetation¦Treebranchfellonline¦Secondary¦Brokenwireonground
21-0161657 | Vegetation | Tree - fell into line | Conductor, Overhead | Broken, wire on ground | 2021 | Tier 2 - Elevated | Distribution Circuit | 12 | 26 | 2021-12-26 | 1588927 | Sus | N | Vegetation¦Treefellintoline¦ConductorOverhead¦Brokenwireonground
21-0161974 | Vegetation | Tree - fell into line | Conductor, Overhead | Broken, wire on ground | 2021 | Tier 3 - Extreme | Distribution Circuit | 12 | 27 | 2021-12-27 | 1590633 | Sus | N | Vegetation¦Treefellintoline¦ConductorOverhead¦Brokenwireonground
22-0005222 | Vegetation | Tree - fell into line | Crossarm, Wood | Broken | 2021 | Tier 2 - Elevated | Distribution Circuit | 12 | 31 | 2021-12-31 | 1592349 | Sus | N | Vegetation¦Treefellintoline¦CrossarmWood¦Broken
22-0005498 | Vegetation | Tree - fell into line | Conductor, Overhead | Broken, wire on ground | 2022 | Tier 3 - Extreme | Distribution Circuit | 1 | 1 | 2022-01-01 | 1591684 | Sus | N | Vegetation¦Treefellintoline¦ConductorOverhead¦Brokenwireonground
22-0005724 | Vegetation | Tree - fell into line | Conductor, Overhead | Broken, wire on ground | 2021 | Tier 2 - Elevated | Distribution Circuit | 12 | 26 | 2021-12-26 | 1594191 | Sus | N | Vegetation¦Treefellintoline¦ConductorOverhead¦Brokenwireonground
22-0006025 | Vegetation | Tree - fell into line | Conductor, Overhead | Broken, wire on ground | 2022 | Tier 3 - Extreme | Distribution Circuit | 1 | 3 | 2022-01-03 | 1594000 | Sus | N | Vegetation¦Treefellintoline¦ConductorOverhead¦Brokenwireonground
22-0006613 | Vegetation | Tree - fell into line | Conductor, Overhead | Broken, wire on ground | 2021 | Tier 3 - Extreme | Distribution Circuit | 12 | 27 | 2021-12-27 | 1596087 | Sus | N | Vegetation¦Treefellintoline¦ConductorOverhead¦Brokenwireonground
22-0007772 | Vegetation | Tree - fell into line | Conductor, Overhead | Normal | 2021 | Tier 3 - Extreme | Distribution Circuit | 12 | 27 | 2021-12-27 | 1598767 | Sus | N | Vegetation¦Treefellintoline¦ConductorOverhead¦Normal
22-0027812 | Unknown Cause | Patrol - found nothing |  |  | 2022 | Tier 2 - Elevated | Distribution Circuit | 3 | 1 | 2022-03-01 | 1639539 | Sus | N | UnknownCause¦Patrolfoundnothing¦¦
22-0031379 | Vegetation | Tree - fell into line | Secondary | Broken, wire on ground | 2022 | Tier 2 - Elevated | Transformer only | 3 | 8 | 2022-03-08 | 1644908 | Sus | N | Vegetation¦Treefellintoline¦Secondary¦Brokenwireonground
22-0037306 | Company Initiated | Personnel, company | Transformer (OH) | Normal | 2022 | Tier 2 - Elevated | Distribution Circuit | 3 | 23 | 2022-03-23 | 1654165 | Sus | N | CompanyInitiated¦Personnelcompany¦Transformer(OH)¦Normal
22-0045749 | Vegetation | Tree - branch fell on line | Conductor, Overhead | Normal | 2022 | Tier 3 - Extreme | Distribution Circuit | 4 | 11 | 2022-04-11 | 1669497 | Sus | N | Vegetation¦Treebranchfellonline¦ConductorOverhead¦Normal
22-0064749 | Unknown Cause | Patrol - found nothing |  |  | 2022 | Tier 2 - Elevated | Distribution Circuit | 5 | 21 | 2022-05-21 | 1706595 | Sus | Y | UnknownCause¦Patrolfoundnothing¦¦
22-0070793 | Equipment Failure/Involved | Overhead | Transformer (OH) | Broken | 2022 | Tier 2 - Elevated | Transformer only | 6 | 6 | 2022-06-06 | 1720799 | Sus | Y | EquipmentFailureInvolved¦Overhead¦Transformer(OH)¦Broken
22-0083408 | Environmental/External | Fire, Forest/Grass | Pole-Wood | Burned/flashed | 2022 | Tier 2 - Elevated | Distribution Circuit | 7 | 8 | 2022-07-08 | 1751660 | Sus | Y | EnvironmentalExternal¦FireForestGrass¦PoleWood¦Burnedflashed
22-0083709 | Unknown Cause | Patrol - found nothing |  |  | 2022 | Tier 2 - Elevated | Transformer only | 7 | 10 | 2022-07-10 | 1752833 | Sus | Y | UnknownCause¦Patrolfoundnothing¦¦
22-0086199 | Unknown Cause | Patrol - found nothing |  |  | 2022 | Tier 2 - Elevated | Distribution Circuit | 7 | 16 | 2022-07-16 | 1758056 | Sus | Y | UnknownCause¦Patrolfoundnothing¦¦
22-0087412 | Unknown Cause | Patrol - found nothing |  |  | 2022 | Tier 3 - Extreme | Distribution Circuit | 7 | 19 | 2022-07-19 | 1760800 | Sus | Y | UnknownCause¦Patrolfoundnothing¦¦
22-0102237 | Company Initiated | Personnel, company | Fuse | Normal | 2022 | Tier 2 - Elevated | Distribution Circuit | 8 | 26 | 2022-08-26 | 1792052 | Sus | Y | CompanyInitiated¦Personnelcompany¦Fuse¦Normal
22-0103747 | Unknown Cause | Patrol - found nothing |  |  | 2022 | Tier 2 - Elevated | Distribution Circuit | 8 | 30 | 2022-08-30 | 1795115 | Sus | Y | UnknownCause¦Patrolfoundnothing¦¦
22-0106981 | Equipment Failure/Involved | Electrical Overload | Transformer | Failed/Faulted | 2022 | Tier 2 - Elevated | Transformer only | 9 | 6 | 2022-09-06 | 1803189 | Sus | Y | EquipmentFailureInvolved¦ElectricalOverload¦Transformer¦FailedFaulted
22-0109385 | Unknown Cause | Patrol - found nothing |  |  | 2022 | Tier 2 - Elevated | Distribution Circuit | 9 | 12 | 2022-09-12 | 1809264 | Sus | Y | UnknownCause¦Patrolfoundnothing¦¦
22-0114506 | Equipment Failure/Involved | Overhead | Transformer (OH) | Broken | 2022 | Tier 2 - Elevated | Distribution Circuit | 9 | 24 | 2022-09-24 | 1820456 | Sus | Y | EquipmentFailureInvolved¦Overhead¦Transformer(OH)¦Broken
22-0117418 | Equipment Failure/Involved | Overhead | Transformer (OH) | Failed/Faulted | 2022 | Tier 3 - Extreme | Transformer only | 10 | 3 | 2022-10-03 | 1827222 | Sus | Y | EquipmentFailureInvolved¦Overhead¦Transformer(OH)¦FailedFaulted
22-0117461 | Animal | Bird found | Conductor, Overhead | Normal | 2022 | Tier 2 - Elevated | Distribution Circuit | 10 | 4 | 2022-10-04 | 1827313 | Sus | Y | Animal¦Birdfound¦ConductorOverhead¦Normal
22-0126705 | Equipment Failure/Involved | Overhead | Transformer (OH) | Broken | 2022 | Tier 3 - Extreme | Distribution Circuit | 11 | 1 | 2022-11-01 | 1850388 | Sus | Y | EquipmentFailureInvolved¦Overhead¦Transformer(OH)¦Broken
22-0126948 | Equipment Failure/Involved | Overhead | Transformer (OH) | Broken | 2022 | Tier 2 - Elevated | Distribution Circuit | 11 | 2 | 2022-11-02 | 1851266 | Sus | Y | EquipmentFailureInvolved¦Overhead¦Transformer(OH)¦Broken
22-0128177 | Unknown Cause | Patrol - found nothing |  |  | 2022 | Tier 2 - Elevated | Distribution Circuit | 11 | 5 | 2022-11-05 | 1854336 | Sus | Y | UnknownCause¦Patrolfoundnothing¦¦
22-0131858 | Equipment Failure/Involved | Overhead | Pole-Wood | Deteriorated | 2022 | Tier 2 - Elevated | Distribution Circuit | 11 | 17 | 2022-11-17 | 1864334 | Sus | Y | EquipmentFailureInvolved¦Overhead¦PoleWood¦Deteriorated
22-0132694 | Vegetation | Tree - fell into line | Conductor, Overhead | Together | 2022 | Tier 2 - Elevated | Distribution Circuit | 11 | 18 | 2022-11-18 | 1865605 | Sus | Y | Vegetation¦Treefellintoline¦ConductorOverhead¦Together
22-0135225 | Animal | Other | Transformer (OH) |  | 2022 | Tier 2 - Elevated | Transformer only | 11 | 30 | 2022-11-30 | 1872161 | Sus | Y | Animal¦Other¦Transformer(OH)¦
22-0137156 | Equipment Failure/Involved | Overhead | Transformer (OH) | Failed/Faulted | 2022 | Tier 3 - Extreme | Transformer only | 12 | 6 | 2022-12-06 | 1877526 | Sus | N | EquipmentFailureInvolved¦Overhead¦Transformer(OH)¦FailedFaulted
22-0137738 | Vegetation | Tree - bark fell into line | Conductor, Overhead | Normal | 2022 | Tier 2 - Elevated | Distribution Circuit | 12 | 8 | 2022-12-08 | 1879118 | Sus | N | Vegetation¦Treebarkfellintoline¦ConductorOverhead¦Normal
22-0138349 | Vegetation | Tree - branch fell on line | Conductor, Overhead | Normal | 2022 | Tier 3 - Extreme | Distribution Circuit | 12 | 10 | 2022-12-10 | 1881001 | Sus | N | Vegetation¦Treebranchfellonline¦ConductorOverhead¦Normal
22-0138828 | Equipment Failure/Involved | Overhead | Lightning Arrestor | Broken, wire on ground | 2022 | Tier 3 - Extreme | Distribution Circuit | 12 | 11 | 2022-12-11 | 1885264 | Sus | N | EquipmentFailureInvolved¦Overhead¦LightningArrestor¦Brokenwireonground
22-0139091 | Unknown Cause | Patrol - found nothing |  |  | 2022 | Tier 3 - Extreme | Distribution Circuit | 12 | 11 | 2022-12-11 | 1886373 | Sus | N | UnknownCause¦Patrolfoundnothing¦¦
22-0139232 | Vegetation | Tree - fell into line | Transformer | Broken | 2022 | Tier 3 - Extreme | Transformer only | 12 | 11 | 2022-12-11 | 1885848 | Sus | N | Vegetation¦Treefellintoline¦Transformer¦Broken
22-0142168 | Equipment Failure/Involved | Underground | Secondary | Broken | 2022 | Tier 2 - Elevated | Transformer only | 12 | 30 | 2022-12-30 | 1901845 | Sus | N | EquipmentFailureInvolved¦Underground¦Secondary¦Broken
23-0004383 | Vegetation | Tree - fell into line | Pole-Wood | Broken | 2022 | Tier 3 - Extreme | Distribution Circuit | 12 | 31 | 2022-12-31 | 1904031 | Sus | N | Vegetation¦Treefellintoline¦PoleWood¦Broken
15-0009836 | Vegetation | Tree - branch fell on line | Conductor, Overhead | Broken, wire on ground | 2015 | Tier 3 - Extreme | Distribution Circuit | 2 | 6 | 2015-02-06 | 1173180 | Sus | N | Vegetation¦Treebranchfellonline¦ConductorOverhead¦Brokenwireonground
15-0010757 | Equipment Failure/Involved | Other | Conductor, Overhead | Broken, wire on ground | 2015 | Tier 3 - Extreme | Distribution Circuit | 2 | 6 | 2015-02-06 | 1176749 | Sus | N | EquipmentFailureInvolved¦Other¦ConductorOverhead¦Brokenwireonground
15-0012077 | Equipment Failure/Involved | Other | Transformer | Failed/Faulted | 2015 | Tier 2 - Elevated | Transformer only | 2 | 9 | 2015-02-09 | 1185859 | Sus | N | EquipmentFailureInvolved¦Other¦Transformer¦FailedFaulted
15-0027634 | Vegetation | Tree - fell into line | Conductor, Overhead | Broken, wire on ground | 2015 | Tier 2 - Elevated | Distribution Circuit | 4 | 19 | 2015-04-19 | 1221527 | Sus | N | Vegetation¦Treefellintoline¦ConductorOverhead¦Brokenwireonground
15-0032343 | Unknown Cause | Patrol - not conducted |  |  | 2015 | Tier 3 - Extreme | Transmission line | 5 | 7 | 2015-05-07 | 1230224 | Sus | Y | UnknownCause¦Patrolnotconducted¦¦
15-0032662 | Unknown Cause | Patrol - found nothing |  |  | 2015 | Tier 3 - Extreme | Distribution Circuit | 5 | 7 | 2015-05-07 | 1230851 | Sus | Y | UnknownCause¦Patrolfoundnothing¦¦
15-0038199 | Equipment Failure/Involved | Overhead | Transformer | Failed/Faulted | 2015 | Tier 2 - Elevated | Transformer only | 6 | 3 | 2015-06-03 | 1243049 | Sus | Y | EquipmentFailureInvolved¦Overhead¦Transformer¦FailedFaulted
15-0039927 | Vegetation | Tree - fell into line | Conductor, Overhead | Broken, wire on ground | 2015 | Tier 3 - Extreme | Distribution Circuit | 6 | 10 | 2015-06-10 | 1248223 | Sus | Y | Vegetation¦Treefellintoline¦ConductorOverhead¦Brokenwireonground
15-0042222 | Environmental/External | Fire, Forest/Grass | Conductor, Overhead | Broken, wire on ground | 2015 | Tier 2 - Elevated | Distribution Circuit | 6 | 19 | 2015-06-19 | 1253514 | Sus | Y | EnvironmentalExternal¦FireForestGrass¦ConductorOverhead¦Brokenwireonground
15-0050552 | Unknown Cause | Patrol - found nothing | Transformer | Failed/Faulted | 2015 | Tier 2 - Elevated | Transformer only | 7 | 26 | 2015-07-26 | 1277413 | Sus | Y | UnknownCause¦Patrolfoundnothing¦Transformer¦FailedFaulted
15-0053568 | Equipment Failure/Involved | Overhead | Crossarm, Wood | Broken | 2015 | Tier 2 - Elevated | Distribution Circuit | 8 | 7 | 2015-08-07 | 1284487 | Sus | Y | EquipmentFailureInvolved¦Overhead¦CrossarmWood¦Broken
15-0055160 | Vegetation | Tree - fell into line | Pole-Wood | Broken, wire on ground | 2015 | Tier 2 - Elevated | Distribution Circuit | 8 | 14 | 2015-08-14 | 1288636 | Sus | Y | Vegetation¦Treefellintoline¦PoleWood¦Brokenwireonground
15-0058495 | 3rd Party | Vehicle | Anchor or Guy | Broken | 2015 | Tier 2 - Elevated | Distribution Circuit | 8 | 31 | 2015-08-31 | 1298033 | Sus | Y | 3rdParty¦Vehicle¦AnchororGuy¦Broken
15-0061084 | Environmental/External | Fire, Forest/Grass | Pole-Wood | Burned/flashed | 2015 | Tier 2 - Elevated | Distribution Circuit | 9 | 10 | 2015-09-10 | 1304977 | Sus | Y | EnvironmentalExternal¦FireForestGrass¦PoleWood¦Burnedflashed
15-0061676 | Equipment Failure/Involved | Overhead | Fuse | Failed/Faulted | 2015 | Tier 2 - Elevated | Distribution Circuit | 9 | 16 | 2015-09-16 | 1306654 | Sus | Y | EquipmentFailureInvolved¦Overhead¦Fuse¦FailedFaulted
15-0063496 | Environmental/External | Fire, Forest/Grass | Pole-Wood | Burned/flashed | 2015 | Tier 3 - Extreme | Distribution Circuit | 9 | 12 | 2015-09-12 | 1311749 | Sus | Y | EnvironmentalExternal¦FireForestGrass¦PoleWood¦Burnedflashed
15-0066061 | Unknown Cause | Patrol - found nothing |  |  | 2015 | Tier 2 - Elevated | Distribution Circuit | 9 | 28 | 2015-09-28 | 1312971 | Sus | Y | UnknownCause¦Patrolfoundnothing¦¦
15-0069404 | Equipment Failure/Involved | Overhead | Conductor, Overhead | Broken, wire on ground | 2015 | Tier 2 - Elevated | Distribution Circuit | 10 | 10 | 2015-10-10 | 1319876 | Sus | Y | EquipmentFailureInvolved¦Overhead¦ConductorOverhead¦Brokenwireonground
15-0077950 | Unknown Cause | Patrol - found nothing |  |  | 2015 | Tier 2 - Elevated | Distribution Circuit | 11 | 15 | 2015-11-15 | 1342139 | Sus | Y | UnknownCause¦Patrolfoundnothing¦¦
15-0078016 | Unknown Cause | Patrol - not conducted |  |  | 2015 | Tier 2 - Elevated | Distribution Circuit | 11 | 15 | 2015-11-15 | 1342528 | Sus | Y | UnknownCause¦Patrolnotconducted¦¦
15-0079263 | Vegetation | Tree - fell into line | Conductor, Overhead | Normal | 2015 | Tier 3 - Extreme | Distribution Circuit | 11 | 19 | 2015-11-19 | 1345351 | Sus | Y | Vegetation¦Treefellintoline¦ConductorOverhead¦Normal
15-0081633 | Equipment Failure/Involved | Overhead | Transformer | Failed/Faulted | 2015 | Tier 2 - Elevated | Transformer only | 11 | 29 | 2015-11-29 | 1350255 | Sus | Y | EquipmentFailureInvolved¦Overhead¦Transformer¦FailedFaulted
15-0082925 | Vegetation | Tree - fell into line | Conductor, Overhead | Broken, wire on ground | 2015 | Tier 3 - Extreme | Distribution Circuit | 12 | 5 | 2015-12-05 | 1354199 | Sus | N | Vegetation¦Treefellintoline¦ConductorOverhead¦Brokenwireonground
15-0084472 | Vegetation | Tree - fell into line | Pole-Wood | Broken | 2015 | Tier 2 - Elevated | Distribution Circuit | 12 | 13 | 2015-12-13 | 1359777 | Sus | N | Vegetation¦Treefellintoline¦PoleWood¦Broken
15-0086541 | Unknown Cause | Patrol - found nothing |  |  | 2015 | Tier 3 - Extreme | Distribution Circuit | 12 | 21 | 2015-12-21 | 1368245 | Sus | N | UnknownCause¦Patrolfoundnothing¦¦
16-0003392 | Unknown Cause | Patrol - found nothing |  |  | 2016 | Tier 3 - Extreme | Distribution Circuit | 1 | 6 | 2016-01-06 | 1378346 | Sus | N | UnknownCause¦Patrolfoundnothing¦¦
16-0003437 | Equipment Failure/Involved | Overhead | Pole-Wood | Broken | 2016 | Tier 2 - Elevated | Distribution Circuit | 1 | 6 | 2016-01-06 | 1378520 | Sus | N | EquipmentFailureInvolved¦Overhead¦PoleWood¦Broken
16-0003622 | Unknown Cause | Patrol - not conducted |  |  | 2016 | Tier 2 - Elevated | Distribution Circuit | 1 | 6 | 2016-01-06 | 1379061 | Sus | N | UnknownCause¦Patrolnotconducted¦¦
16-0004961 | Equipment Failure/Involved | Overhead | Transformer (OH) | Broken | 2016 | Tier 2 - Elevated | Distribution Circuit | 1 | 13 | 2016-01-13 | 1382548 | Sus | N | EquipmentFailureInvolved¦Overhead¦Transformer(OH)¦Broken
16-0007670 | Equipment Failure/Involved | Overhead | Conductor, Overhead | Broken, wire on ground | 2016 | Tier 3 - Extreme | Distribution Circuit | 1 | 22 | 2016-01-22 | 1390434 | Sus | N | EquipmentFailureInvolved¦Overhead¦ConductorOverhead¦Brokenwireonground
16-0011770 | Equipment Failure/Involved | Overhead | Pole-Wood | Broken | 2016 | Tier 3 - Extreme | Distribution Circuit | 2 | 10 | 2016-02-10 | 1401250 | Sus | N | EquipmentFailureInvolved¦Overhead¦PoleWood¦Broken
16-0012624 | Unknown Cause | Patrol - not conducted |  |  | 2016 | Tier 2 - Elevated | Distribution Circuit | 2 | 15 | 2016-02-15 | 1403492 | Sus | N | UnknownCause¦Patrolnotconducted¦¦
16-0017381 | Unknown Cause | Patrol - found nothing |  |  | 2016 | Tier 3 - Extreme | Distribution Circuit | 3 | 5 | 2016-03-05 | 1416240 | Sus | N | UnknownCause¦Patrolfoundnothing¦¦
16-0018345 | Vegetation | Tree - fell into line | Conductor, Overhead | Broken, wire on ground | 2016 | Tier 3 - Extreme | Distribution Circuit | 3 | 5 | 2016-03-05 | 1421565 | Sus | N | Vegetation¦Treefellintoline¦ConductorOverhead¦Brokenwireonground
16-0018353 | Vegetation | Tree - fell into line | Pole-Wood | Broken | 2016 | Tier 2 - Elevated | Distribution Circuit | 3 | 6 | 2016-03-06 | 1421020 | Sus | N | Vegetation¦Treefellintoline¦PoleWood¦Broken
16-0018714 | Vegetation | Tree - fell into line | Connector or Splice (OH) | Broken, wire on ground | 2016 | Tier 2 - Elevated | Distribution Circuit | 3 | 7 | 2016-03-07 | 1423054 | Sus | N | Vegetation¦Treefellintoline¦ConnectororSplice(OH)¦Brokenwireonground
16-0018744 | Environmental/External | Lightning | Transformer (OH) | Failed/Faulted | 2016 | Tier 2 - Elevated | Distribution Circuit | 3 | 7 | 2016-03-07 | 1423145 | Sus | N | EnvironmentalExternal¦Lightning¦Transformer(OH)¦FailedFaulted
16-0018811 | Vegetation | Tree - branch fell on line | Conductor, Overhead | Broken, wire on ground | 2016 | Tier 3 - Extreme | Distribution Circuit | 3 | 7 | 2016-03-07 | 1423343 | Sus | N | Vegetation¦Treebranchfellonline¦ConductorOverhead¦Brokenwireonground
16-0020682 | Vegetation | Tree - branch fell on line | Conductor, Overhead | Normal | 2016 | Tier 3 - Extreme | Distribution Circuit | 3 | 11 | 2016-03-11 | 1428901 | Sus | N | Vegetation¦Treebranchfellonline¦ConductorOverhead¦Normal
16-0020767 | Animal | Squirrel | Jumper | Burned Open | 2016 | Tier 2 - Elevated | Distribution Circuit | 3 | 12 | 2016-03-12 | 1429361 | Sus | N | Animal¦Squirrel¦Jumper¦BurnedOpen
16-0022877 | Unknown Cause | Patrol - found nothing |  |  | 2016 | Tier 2 - Elevated | Distribution Circuit | 3 | 21 | 2016-03-21 | 1435063 | Sus | N | UnknownCause¦Patrolfoundnothing¦¦
16-0023890 | Unknown Cause | Patrol - found nothing |  |  | 2016 | Tier 3 - Extreme | Distribution Circuit | 3 | 24 | 2016-03-24 | 1438153 | Sus | N | UnknownCause¦Patrolfoundnothing¦¦
16-0024267 | Equipment Failure/Involved | Overhead | Connector or Splice (OH) | Burned Open | 2016 | Tier 2 - Elevated | Distribution Circuit | 3 | 27 | 2016-03-27 | 1439535 | Sus | N | EquipmentFailureInvolved¦Overhead¦ConnectororSplice(OH)¦BurnedOpen
16-0026575 | Equipment Failure/Involved | Overhead | Insulator | Broken | 2016 | Tier 2 - Elevated | Distribution Circuit | 4 | 6 | 2016-04-06 | 1445676 | Sus | N | EquipmentFailureInvolved¦Overhead¦Insulator¦Broken
16-0026911 | Vegetation | Tree - branch fell on line | Crossarm, Wood | Broken | 2016 | Tier 2 - Elevated | Distribution Circuit | 4 | 7 | 2016-04-07 | 1446330 | Sus | N | Vegetation¦Treebranchfellonline¦CrossarmWood¦Broken
16-0028293 | Vegetation | Tree - branch fell on line | Conductor, Overhead | Normal | 2016 | Tier 3 - Extreme | Distribution Circuit | 4 | 13 | 2016-04-13 | 1450013 | Sus | N | Vegetation¦Treebranchfellonline¦ConductorOverhead¦Normal
16-0041142 | Unknown Cause | Patrol - found nothing |  |  | 2016 | Tier 3 - Extreme | Distribution Circuit | 6 | 5 | 2016-06-05 | 1483218 | Sus | Y | UnknownCause¦Patrolfoundnothing¦¦
16-0048045 | 3rd Party | Tree - cutting, 3rd party | Conductor, Overhead | Broken | 2016 | Tier 2 - Elevated | Transmission line | 7 | 6 | 2016-07-06 | 1501677 | Sus | Y | 3rdParty¦Treecutting3rdparty¦ConductorOverhead¦Broken
16-0050086 | Equipment Failure/Involved | Overhead | Connector or Splice (OH) | Broken, wire on ground | 2016 | Tier 2 - Elevated | Distribution Circuit | 7 | 15 | 2016-07-15 | 1510438 | Sus | Y | EquipmentFailureInvolved¦Overhead¦ConnectororSplice(OH)¦Brokenwireonground
16-0050696 | Unknown Cause | Patrol - found nothing |  |  | 2016 | Tier 2 - Elevated | Distribution Circuit | 7 | 18 | 2016-07-18 | 1511900 | Sus | Y | UnknownCause¦Patrolfoundnothing¦¦
16-0054750 | Vegetation | Tree - fell into line | Fuse | Normal | 2016 | Tier 2 - Elevated | Distribution Circuit | 8 | 3 | 2016-08-03 | 1520972 | Sus | Y | Vegetation¦Treefellintoline¦Fuse¦Normal
16-0060737 | 3rd Party | Vehicle | Pole-Wood | Broken | 2016 | Tier 3 - Extreme | Distribution Circuit | 8 | 29 | 2016-08-29 | 1533805 | Sus | Y | 3rdParty¦Vehicle¦PoleWood¦Broken
16-0068102 | Equipment Failure/Involved | Overhead | Connector or Splice (OH) | Burned Open | 2016 | Tier 2 - Elevated | Distribution Circuit | 9 | 28 | 2016-09-28 | 1549283 | Sus | Y | EquipmentFailureInvolved¦Overhead¦ConnectororSplice(OH)¦BurnedOpen
16-0071768 | Vegetation | Tree - fell into line | Conductor, Overhead | Broken, wire on ground | 2016 | Tier 2 - Elevated | Distribution Circuit | 10 | 13 | 2016-10-13 | 1557755 | Sus | Y | Vegetation¦Treefellintoline¦ConductorOverhead¦Brokenwireonground
16-0075140 | Unknown Cause | Patrol - found nothing |  |  | 2016 | Tier 2 - Elevated | Distribution Circuit | 10 | 24 | 2016-10-24 | 1568745 | Sus | Y | UnknownCause¦Patrolfoundnothing¦¦
17-0004645 | Vegetation | Tree - fell into line | Conductor, Overhead | Normal | 2017 | Tier 2 - Elevated | Distribution Circuit | 1 | 7 | 2017-01-07 | 1621094 | Sus | N | Vegetation¦Treefellintoline¦ConductorOverhead¦Normal
17-0005400 | Unknown Cause | Patrol - found nothing |  |  | 2017 | Tier 3 - Extreme | Distribution Circuit | 1 | 8 | 2017-01-08 | 1623112 | Sus | N | UnknownCause¦Patrolfoundnothing¦¦
17-0005443 | Vegetation | Tree - fell into line | Conductor, Overhead | Broken, wire on ground | 2017 | Tier 2 - Elevated | Distribution Circuit | 1 | 8 | 2017-01-08 | 1627674 | Sus | N | Vegetation¦Treefellintoline¦ConductorOverhead¦Brokenwireonground
17-0006215 | Equipment Failure/Involved | Overhead | Conductor, Overhead | Broken, wire on ground | 2017 | Tier 3 - Extreme | Distribution Circuit | 1 | 9 | 2017-01-09 | 1631669 | Sus | N | EquipmentFailureInvolved¦Overhead¦ConductorOverhead¦Brokenwireonground
17-0006582 | Vegetation | Tree - fell into line | Conductor, Overhead | Broken | 2017 | Tier 3 - Extreme | Distribution Circuit | 1 | 10 | 2017-01-10 | 1632675 | Sus | N | Vegetation¦Treefellintoline¦ConductorOverhead¦Broken
17-0009107 | Vegetation | Tree - branch fell on line | Transformer | Together | 2017 | Tier 3 - Extreme | Transformer only | 1 | 13 | 2017-01-13 | 1642603 | Sus | N | Vegetation¦Treebranchfellonline¦Transformer¦Together
17-0010489 | Vegetation | Tree - fell into line | Conductor, Overhead | Broken, wire on ground | 2017 | Tier 2 - Elevated | Distribution Circuit | 1 | 18 | 2017-01-18 | 1648991 | Sus | N | Vegetation¦Treefellintoline¦ConductorOverhead¦Brokenwireonground
17-0014212 | Equipment Failure/Involved | Overhead | Transformer (OH) | Broken | 2017 | Tier 2 - Elevated | Distribution Circuit | 1 | 23 | 2017-01-23 | 1664962 | Sus | N | EquipmentFailureInvolved¦Overhead¦Transformer(OH)¦Broken
17-0014285 | Equipment Failure/Involved | Overhead | Transformer | Failed/Faulted | 2017 | Tier 3 - Extreme | Transformer only | 1 | 23 | 2017-01-23 | 1664704 | Sus | N | EquipmentFailureInvolved¦Overhead¦Transformer¦FailedFaulted
17-0018049 | Vegetation | Tree - fell into line | Secondary | Normal | 2017 | Tier 2 - Elevated | Distribution Circuit | 2 | 7 | 2017-02-07 | 1677303 | Sus | N | Vegetation¦Treefellintoline¦Secondary¦Normal
17-0018698 | Vegetation | Tree - fell into line | Conductor, Overhead | Broken, wire on ground | 2017 | Tier 3 - Extreme | Distribution Circuit | 2 | 7 | 2017-02-07 | 1680568 | Sus | N | Vegetation¦Treefellintoline¦ConductorOverhead¦Brokenwireonground
17-0022309 | Vegetation | Tree - fell into line | Conductor, Overhead | Normal | 2017 | Tier 2 - Elevated | Distribution Circuit | 2 | 17 | 2017-02-17 | 1696336 | Sus | N | Vegetation¦Treefellintoline¦ConductorOverhead¦Normal
17-0023574 | Unknown Cause | Patrol - found nothing |  |  | 2017 | Tier 3 - Extreme | Distribution Circuit | 2 | 19 | 2017-02-19 | 1702100 | Sus | N | UnknownCause¦Patrolfoundnothing¦¦
17-0023934 | Vegetation | Tree - branch fell on line | Conductor, Overhead | Normal | 2017 | Tier 2 - Elevated | Distribution Circuit | 2 | 20 | 2017-02-20 | 1703871 | Sus | N | Vegetation¦Treebranchfellonline¦ConductorOverhead¦Normal
17-0024200 | Vegetation | Tree - fell into line | Conductor, Overhead | Broken, wire on ground | 2017 | Tier 3 - Extreme | Distribution Circuit | 2 | 20 | 2017-02-20 | 1704263 | Sus | N | Vegetation¦Treefellintoline¦ConductorOverhead¦Brokenwireonground
17-0024264 | Equipment Failure/Involved | Overhead | Conductor, Overhead | Broken, wire on ground | 2017 | Tier 3 - Extreme | Distribution Circuit | 2 | 20 | 2017-02-20 | 1706016 | Sus | N | EquipmentFailureInvolved¦Overhead¦ConductorOverhead¦Brokenwireonground
17-0024718 | Vegetation | Tree - fell into line | Conductor, Overhead | Broken, wire on ground | 2017 | Tier 3 - Extreme | Distribution Circuit | 2 | 20 | 2017-02-20 | 1706068 | Sus | N | Vegetation¦Treefellintoline¦ConductorOverhead¦Brokenwireonground
17-0025094 | Vegetation | Tree - branch fell on line | Conductor, Overhead | Normal | 2017 | Tier 2 - Elevated | Distribution Circuit | 2 | 21 | 2017-02-21 | 1708521 | Sus | N | Vegetation¦Treebranchfellonline¦ConductorOverhead¦Normal
17-0025105 | Equipment Failure/Involved | Overhead | Insulator | Broken, wire on object | 2017 | Tier 3 - Extreme | Distribution Circuit | 2 | 21 | 2017-02-21 | 1707470 | Sus | N | EquipmentFailureInvolved¦Overhead¦Insulator¦Brokenwireonobject
17-0026705 | Equipment Failure/Involved | Overhead | Transformer (OH) | Failed/Faulted | 2017 | Tier 2 - Elevated | Transformer only | 2 | 25 | 2017-02-25 | 1713704 | Sus | N | EquipmentFailureInvolved¦Overhead¦Transformer(OH)¦FailedFaulted
17-0028026 | Vegetation | Tree - fell into line | Conductor, Overhead | Burned/flashed | 2017 | Tier 3 - Extreme | Distribution Circuit | 3 | 2 | 2017-03-02 | 1718158 | Sus | N | Vegetation¦Treefellintoline¦ConductorOverhead¦Burnedflashed
17-0029162 | Vegetation | Tree - branch fell on line | Conductor, Overhead | Normal | 2017 | Tier 2 - Elevated | Distribution Circuit | 3 | 7 | 2017-03-07 | 1721960 | Sus | N | Vegetation¦Treebranchfellonline¦ConductorOverhead¦Normal
17-0035447 | Unknown Cause | Patrol - found nothing |  |  | 2017 | Tier 2 - Elevated | Distribution Circuit | 3 | 31 | 2017-03-31 | 1740773 | Sus | N | UnknownCause¦Patrolfoundnothing¦¦
17-0035639 | Vegetation | Tree - fell into line | Conductor, Overhead | Broken, wire on ground | 2017 | Tier 3 - Extreme | Distribution Circuit | 3 | 31 | 2017-03-31 | 1741189 | Sus | N | Vegetation¦Treefellintoline¦ConductorOverhead¦Brokenwireonground
17-0037288 | Unknown Cause | Patrol - found nothing |  |  | 2017 | Tier 3 - Extreme | Distribution Circuit | 4 | 6 | 2017-04-06 | 1746237 | Sus | N | UnknownCause¦Patrolfoundnothing¦¦
17-0037568 | Unknown Cause | Patrol - not conducted |  |  | 2017 | Tier 2 - Elevated | Distribution Circuit | 4 | 6 | 2017-04-06 | 1746793 | Sus | N | UnknownCause¦Patrolnotconducted¦¦
17-0038023 | Vegetation | Tree - fell into line | Conductor, Overhead | Broken, wire on ground | 2017 | Tier 2 - Elevated | Distribution Circuit | 4 | 7 | 2017-04-07 | 1749889 | Sus | N | Vegetation¦Treefellintoline¦ConductorOverhead¦Brokenwireonground
17-0038083 | Equipment Failure/Involved | Overhead | Transformer | Failed/Faulted | 2017 | Tier 2 - Elevated | Transformer only | 4 | 7 | 2017-04-07 | 1751475 | Sus | N | EquipmentFailureInvolved¦Overhead¦Transformer¦FailedFaulted
17-0042504 | Equipment Failure/Involved | Overhead | Transformer (OH) | Failed/Faulted | 2017 | Tier 2 - Elevated | Transformer only | 4 | 24 | 2017-04-24 | 1766082 | Sus | N | EquipmentFailureInvolved¦Overhead¦Transformer(OH)¦FailedFaulted
17-0045387 | 3rd Party | Vehicle | Pole-Wood | Broken | 2017 | Tier 3 - Extreme | Distribution Circuit | 5 | 4 | 2017-05-04 | 1774882 | Sus | Y | 3rdParty¦Vehicle¦PoleWood¦Broken
17-0051878 | Equipment Failure/Involved | Overhead | Transformer (OH) | Failed/Faulted | 2017 | Tier 3 - Extreme | Transformer only | 5 | 31 | 2017-05-31 | 1794022 | Sus | Y | EquipmentFailureInvolved¦Overhead¦Transformer(OH)¦FailedFaulted
17-0054761 | Unknown Cause | Patrol - not conducted |  |  | 2017 | Tier 2 - Elevated | Distribution Circuit | 6 | 13 | 2017-06-13 | 1803280 | Sus | Y | UnknownCause¦Patrolnotconducted¦¦
17-0057858 | Vegetation | Tree - fell into line | Conductor, Overhead | Arcing | 2017 | Tier 3 - Extreme | Distribution Circuit | 6 | 22 | 2017-06-22 | 1815347 | Sus | Y | Vegetation¦Treefellintoline¦ConductorOverhead¦Arcing
17-0063340 | Unknown Cause | Patrol - found nothing |  |  | 2017 | Tier 2 - Elevated | Distribution Circuit | 7 | 17 | 2017-07-17 | 1833288 | Sus | Y | UnknownCause¦Patrolfoundnothing¦¦
17-0063755 | Vegetation | Tree - fell into line | Conductor, Overhead | Broken | 2017 | Tier 3 - Extreme | Distribution Circuit | 7 | 18 | 2017-07-18 | 1835241 | Sus | Y | Vegetation¦Treefellintoline¦ConductorOverhead¦Broken
17-0065894 | Vegetation | Tree - fell into line | Pole-Wood | Broken, wire on ground | 2017 | Tier 3 - Extreme | Distribution Circuit | 7 | 27 | 2017-07-27 | 1840795 | Sus | Y | Vegetation¦Treefellintoline¦PoleWood¦Brokenwireonground
17-0067152 | Equipment Failure/Involved | Overhead | Transformer | Failed/Faulted | 2017 | Tier 2 - Elevated | Transformer only | 8 | 1 | 2017-08-01 | 1844060 | Sus | Y | EquipmentFailureInvolved¦Overhead¦Transformer¦FailedFaulted
17-0075450 | Equipment Failure/Involved | Overhead | Fuse | Failed/Faulted | 2017 | Tier 2 - Elevated | Distribution Circuit | 9 | 2 | 2017-09-02 | 1867717 | Sus | Y | EquipmentFailureInvolved¦Overhead¦Fuse¦FailedFaulted
17-0075507 | Vegetation | Tree - fell into line | Conductor, Overhead | Broken, wire on ground | 2017 | Tier 2 - Elevated | Distribution Circuit | 9 | 3 | 2017-09-03 | 1867829 | Sus | Y | Vegetation¦Treefellintoline¦ConductorOverhead¦Brokenwireonground
17-0075627 | Vegetation | Tree - fell into line | Conductor, Overhead | Broken, wire on ground | 2017 | Tier 2 - Elevated | Distribution Circuit | 9 | 3 | 2017-09-03 | 1869183 | Sus | Y | Vegetation¦Treefellintoline¦ConductorOverhead¦Brokenwireonground
17-0076078 | Equipment Failure/Involved | Overhead | Regulator | Malfunctioning | 2017 | Tier 2 - Elevated | Distribution Circuit | 9 | 5 | 2017-09-05 | 1870499 | Sus | Y | EquipmentFailureInvolved¦Overhead¦Regulator¦Malfunctioning
17-0081504 | Environmental/External | Lightning | Transformer (OH) | Failed/Faulted | 2017 | Tier 2 - Elevated | Distribution Circuit | 9 | 25 | 2017-09-25 | 1885290 | Sus | Y | EnvironmentalExternal¦Lightning¦Transformer(OH)¦FailedFaulted
17-0082961 | 3rd Party | Tree - cutting, 3rd party | Crossarm, Wood | Broken, wire on object | 2017 | Tier 3 - Extreme | Distribution Circuit | 9 | 29 | 2017-09-29 | 1888267 | Sus | Y | 3rdParty¦Treecutting3rdparty¦CrossarmWood¦Brokenwireonobject
17-0085110 | Unknown Cause | Patrol - not conducted |  |  | 2017 | Tier 2 - Elevated | Transmission line | 10 | 8 | 2017-10-08 | 1893460 | Sus | Y | UnknownCause¦Patrolnotconducted¦¦
17-0086735 | Equipment Failure/Involved | Fire, pole | Pole-Wood | Broken | 2017 | Tier 3 - Extreme | Distribution Circuit | 10 | 9 | 2017-10-09 | 1899328 | Sus | Y | EquipmentFailureInvolved¦Firepole¦PoleWood¦Broken
17-0087517 | Environmental/External | Fire, Forest/Grass | Pole-Wood | Broken, wire on ground | 2017 | Tier 3 - Extreme | Distribution Circuit | 10 | 8 | 2017-10-08 | 1901320 | Sus | Y | EnvironmentalExternal¦FireForestGrass¦PoleWood¦Brokenwireonground
17-0087768 | Environmental/External | Fire, Forest/Grass | Transformer (OH) | Broken | 2017 | Tier 3 - Extreme | Transformer only | 10 | 8 | 2017-10-08 | 1902050 | Sus | Y | EnvironmentalExternal¦FireForestGrass¦Transformer(OH)¦Broken
17-0088999 | Unknown Cause | Patrol - found nothing |  |  | 2017 | Tier 3 - Extreme | Distribution Circuit | 10 | 20 | 2017-10-20 | 1905040 | Sus | Y | UnknownCause¦Patrolfoundnothing¦¦
17-0089686 | Environmental/External | Fire, Forest/Grass | Pole-Wood | Burned/flashed | 2017 | Tier 3 - Extreme | Distribution Circuit | 10 | 9 | 2017-10-09 | 1907852 | Sus | Y | EnvironmentalExternal¦FireForestGrass¦PoleWood¦Burnedflashed
17-0094581 | Unknown Cause | Patrol - found nothing |  |  | 2017 | Tier 2 - Elevated | Distribution Circuit | 11 | 12 | 2017-11-12 | 1921069 | Sus | Y | UnknownCause¦Patrolfoundnothing¦¦
17-0095723 | Vegetation | Tree - branch fell on line | Conductor, Overhead | Contaminated | 2017 | Tier 3 - Extreme | Distribution Circuit | 11 | 16 | 2017-11-16 | 1924185 | Sus | Y | Vegetation¦Treebranchfellonline¦ConductorOverhead¦Contaminated
17-0101672 | Equipment Failure/Involved | Overhead | Connector or Splice (OH) | Broken, wire on ground | 2017 | Tier 2 - Elevated | Distribution Circuit | 12 | 14 | 2017-12-14 | 1943142 | Sus | N | EquipmentFailureInvolved¦Overhead¦ConnectororSplice(OH)¦Brokenwireonground
17-0101947 | Vegetation | Tree - fell into line | Conductor, Overhead | Broken, wire on ground | 2017 | Tier 3 - Extreme | Distribution Circuit | 12 | 16 | 2017-12-16 | 1944152 | Sus | N | Vegetation¦Treefellintoline¦ConductorOverhead¦Brokenwireonground
18-0002838 | Unknown Cause | Patrol - found nothing |  |  | 2018 | Tier 2 - Elevated | Distribution Circuit | 1 | 1 | 2018-01-01 | 70 | Sus | N | UnknownCause¦Patrolfoundnothing¦¦
18-0005219 | Unknown Cause | Patrol - found nothing |  |  | 2018 | Tier 2 - Elevated | Distribution Circuit | 1 | 11 | 2018-01-11 | 6380 | Sus | N | UnknownCause¦Patrolfoundnothing¦¦
18-0010704 | Unknown Cause | Patrol - found nothing |  |  | 2018 | Tier 2 - Elevated | Distribution Circuit | 2 | 1 | 2018-02-01 | 17495 | Sus | N | UnknownCause¦Patrolfoundnothing¦¦
18-0011821 | Vegetation | Tree - fell into line | Conductor, Overhead | On Ground | 2018 | Tier 3 - Extreme | Distribution Circuit | 2 | 6 | 2018-02-06 | 20031 | Sus | N | Vegetation¦Treefellintoline¦ConductorOverhead¦OnGround
18-0018756 | Vegetation | Tree - branch fell on line | Conductor, Overhead | Normal | 2018 | Tier 2 - Elevated | Distribution Circuit | 3 | 1 | 2018-03-01 | 35337 | Sus | N | Vegetation¦Treebranchfellonline¦ConductorOverhead¦Normal
18-0018788 | Unknown Cause | Patrol - found nothing |  |  | 2018 | Tier 3 - Extreme | Distribution Circuit | 3 | 1 | 2018-03-01 | 34857 | Sus | N | UnknownCause¦Patrolfoundnothing¦¦
18-0018813 | Equipment Failure/Involved | Overhead | Conductor, Overhead | Broken, wire on ground | 2018 | Tier 3 - Extreme | Distribution Circuit | 3 | 1 | 2018-03-01 | 35760 | Sus | N | EquipmentFailureInvolved¦Overhead¦ConductorOverhead¦Brokenwireonground
18-0018848 | Vegetation | Tree - branch fell on line | Conductor, Overhead | Together | 2018 | Tier 3 - Extreme | Distribution Circuit | 3 | 1 | 2018-03-01 | 35615 | Sus | N | Vegetation¦Treebranchfellonline¦ConductorOverhead¦Together
18-0019282 | Vegetation | Tree - fell into line | Conductor, Overhead | Broken, wire on ground | 2018 | Tier 2 - Elevated | Distribution Circuit | 3 | 2 | 2018-03-02 | 36681 | Sus | N | Vegetation¦Treefellintoline¦ConductorOverhead¦Brokenwireonground
18-0019307 | Unknown Cause | Patrol - found nothing |  |  | 2018 | Tier 3 - Extreme | Distribution Circuit | 3 | 3 | 2018-03-03 | 37008 | Sus | N | UnknownCause¦Patrolfoundnothing¦¦
18-0019905 | Vegetation | Tree - fell into line | Crossarm, Wood | Broken, wire on ground | 2018 | Tier 2 - Elevated | Distribution Circuit | 3 | 2 | 2018-03-02 | 38475 | Sus | N | Vegetation¦Treefellintoline¦CrossarmWood¦Brokenwireonground
18-0023277 | Unknown Cause | Patrol - found nothing |  |  | 2018 | Tier 3 - Extreme | Distribution Circuit | 3 | 16 | 2018-03-16 | 45224 | Sus | N | UnknownCause¦Patrolfoundnothing¦¦
18-0025558 | Environmental/External | Lightning | Transformer | Failed/Faulted | 2018 | Tier 2 - Elevated | Transformer only | 3 | 22 | 2018-03-22 | 50690 | Sus | N | EnvironmentalExternal¦Lightning¦Transformer¦FailedFaulted
18-0030163 | Vegetation | Tree - fell into line | Pole-Wood | Broken, wire on ground | 2018 | Tier 2 - Elevated | Distribution Circuit | 4 | 6 | 2018-04-06 | 61408 | Sus | N | Vegetation¦Treefellintoline¦PoleWood¦Brokenwireonground
18-0030202 | Vegetation | Tree - fell into line | Recloser | Normal | 2018 | Tier 3 - Extreme | Distribution Circuit | 4 | 7 | 2018-04-07 | 61610 | Sus | N | Vegetation¦Treefellintoline¦Recloser¦Normal
18-0031442 | Environmental/External | Flood/Erosion | Pole-Wood | Broken, wire on ground | 2018 | Tier 2 - Elevated | Distribution Circuit | 4 | 11 | 2018-04-11 | 64865 | Sus | N | EnvironmentalExternal¦FloodErosion¦PoleWood¦Brokenwireonground
18-0033907 | Equipment Failure/Involved | Overhead | Transformer (OH) | Failed/Faulted | 2018 | Tier 2 - Elevated | Distribution Circuit | 4 | 19 | 2018-04-19 | 70323 | Sus | N | EquipmentFailureInvolved¦Overhead¦Transformer(OH)¦FailedFaulted
18-0035304 | Vegetation | Tree - fell into line | Conductor, Overhead | Broken, wire on ground | 2018 | Tier 2 - Elevated | Distribution Circuit | 4 | 25 | 2018-04-25 | 73379 | Sus | N | Vegetation¦Treefellintoline¦ConductorOverhead¦Brokenwireonground
18-0036220 | 3rd Party | Vehicle | Pole-Wood | Broken | 2018 | Tier 2 - Elevated | Distribution Circuit | 4 | 27 | 2018-04-27 | 75390 | Sus | N | 3rdParty¦Vehicle¦PoleWood¦Broken
18-0043499 | Animal | Squirrel | Conductor, Overhead | Normal | 2018 | Tier 2 - Elevated | Distribution Circuit | 5 | 23 | 2018-05-23 | 92378 | Sus | Y | Animal¦Squirrel¦ConductorOverhead¦Normal
18-0047698 | Equipment Failure/Involved | Overhead | Transformer | Failed/Faulted | 2018 | Tier 2 - Elevated | Transformer only | 6 | 5 | 2018-06-05 | 102119 | Sus | Y | EquipmentFailureInvolved¦Overhead¦Transformer¦FailedFaulted
18-0051587 | Equipment Failure/Involved | Overhead | Fuse | Failed/Faulted | 2018 | Tier 2 - Elevated | Transformer only | 6 | 16 | 2018-06-16 | 110561 | Sus | Y | EquipmentFailureInvolved¦Overhead¦Fuse¦FailedFaulted
18-0053757 | Unknown Cause | Patrol - not conducted |  |  | 2018 | Tier 2 - Elevated | Distribution Circuit | 6 | 22 | 2018-06-22 | 115798 | Sus | Y | UnknownCause¦Patrolnotconducted¦¦
18-0062910 | Unknown Cause | Patrol - found nothing |  |  | 2018 | Tier 2 - Elevated | Distribution Circuit | 7 | 24 | 2018-07-24 | 138668 | Sus | Y | UnknownCause¦Patrolfoundnothing¦¦
18-0064201 | Equipment Failure/Involved | Overhead | Transformer (OH) | Failed/Faulted | 2018 | Tier 3 - Extreme | Transformer only | 7 | 26 | 2018-07-26 | 141321 | Sus | Y | EquipmentFailureInvolved¦Overhead¦Transformer(OH)¦FailedFaulted
18-0066149 | Equipment Failure/Involved | Underground | Transformer (UG) | Leaking | 2018 | Tier 2 - Elevated | Distribution Circuit | 8 | 2 | 2018-08-02 | 147524 | Sus | Y | EquipmentFailureInvolved¦Underground¦Transformer(UG)¦Leaking
18-0066889 | Environmental/External | Fire, Forest/Grass | Pole-Wood | Burned/flashed | 2018 | Tier 3 - Extreme | Distribution Circuit | 7 | 26 | 2018-07-26 | 149306 | Sus | Y | EnvironmentalExternal¦FireForestGrass¦PoleWood¦Burnedflashed
18-0068245 | 3rd Party | Vehicle | Pole-Wood | Broken | 2018 | Tier 2 - Elevated | Distribution Circuit | 8 | 9 | 2018-08-09 | 152043 | Sus | Y | 3rdParty¦Vehicle¦PoleWood¦Broken
18-0069023 | Equipment Failure/Involved | Underground | Transformer | Deteriorated | 2018 | Tier 3 - Extreme | Distribution Circuit | 8 | 11 | 2018-08-11 | 153753 | Sus | Y | EquipmentFailureInvolved¦Underground¦Transformer¦Deteriorated
18-0069078 | 3rd Party | Metallic Balloon | Pothead(Riser Termination) | Normal | 2018 | Tier 2 - Elevated | Distribution Circuit | 8 | 12 | 2018-08-12 | 153951 | Sus | Y | 3rdParty¦MetallicBalloon¦Pothead(RiserTermination)¦Normal
18-0072593 | Equipment Failure/Involved | Overhead | Switch (OH) | Broken | 2018 | Tier 3 - Extreme | Transformer only | 8 | 22 | 2018-08-22 | 160443 | Sus | Y | EquipmentFailureInvolved¦Overhead¦Switch(OH)¦Broken
18-0075154 | Animal | Squirrel | Fuse | Failed/Faulted | 2018 | Tier 2 - Elevated | Distribution Circuit | 8 | 30 | 2018-08-30 | 165681 | Sus | Y | Animal¦Squirrel¦Fuse¦FailedFaulted
18-0080163 | Unknown Cause | Patrol - found nothing |  |  | 2018 | Tier 2 - Elevated | Distribution Circuit | 9 | 16 | 2018-09-16 | 175330 | Sus | Y | UnknownCause¦Patrolfoundnothing¦¦
18-0082314 | Unknown Cause | Patrol - found nothing |  |  | 2018 | Tier 3 - Extreme | Distribution Circuit | 9 | 22 | 2018-09-22 | 179214 | Sus | Y | UnknownCause¦Patrolfoundnothing¦¦
18-0087017 | Unknown Cause | Patrol - found nothing |  |  | 2018 | Tier 2 - Elevated | Transformer only | 10 | 4 | 2018-10-04 | 187930 | Sus | Y | UnknownCause¦Patrolfoundnothing¦¦
18-0090004 | 3rd Party | Vehicle | Pole-Wood | Broken | 2018 | Tier 3 - Extreme | Distribution Circuit | 10 | 12 | 2018-10-12 | 194157 | Sus | Y | 3rdParty¦Vehicle¦PoleWood¦Broken
18-0093567 | 3rd Party | Vehicle | Conductor, Overhead | Broken, wire on ground | 2018 | Tier 3 - Extreme | Distribution Circuit | 10 | 24 | 2018-10-24 | 201157 | Sus | Y | 3rdParty¦Vehicle¦ConductorOverhead¦Brokenwireonground
18-0099062 | Unknown Cause | Patrol - found nothing |  |  | 2018 | Tier 3 - Extreme | Distribution Circuit | 11 | 11 | 2018-11-11 | 213503 | Sus | Y | UnknownCause¦Patrolfoundnothing¦¦
18-0101556 | Animal | Squirrel | Fuse | Failed/Faulted | 2018 | Tier 3 - Extreme | Distribution Circuit | 11 | 20 | 2018-11-20 | 219201 | Sus | Y | Animal¦Squirrel¦Fuse¦FailedFaulted
18-0102392 | Animal | Bird found | Conductor, Overhead | Deteriorated | 2018 | Tier 3 - Extreme | Distribution Circuit | 11 | 22 | 2018-11-22 | 222234 | Sus | Y | Animal¦Birdfound¦ConductorOverhead¦Deteriorated
18-0102567 | Vegetation | Tree - fell into line | Conductor, Overhead | Broken, wire on ground | 2018 | Tier 2 - Elevated | Distribution Circuit | 11 | 23 | 2018-11-23 | 222905 | Sus | Y | Vegetation¦Treefellintoline¦ConductorOverhead¦Brokenwireonground
18-0102719 | Vegetation | Tree - fell into line | Conductor, Overhead | Broken, wire on ground | 2018 | Tier 3 - Extreme | Distribution Circuit | 11 | 23 | 2018-11-23 | 223269 | Sus | Y | Vegetation¦Treefellintoline¦ConductorOverhead¦Brokenwireonground
18-0103373 | Environmental/External | Fire, Forest/Grass | Pole-Wood | Burned/flashed | 2018 | Tier 3 - Extreme | Distribution Circuit | 11 | 8 | 2018-11-08 | 224965 | Sus | Y | EnvironmentalExternal¦FireForestGrass¦PoleWood¦Burnedflashed
18-0108213 | Equipment Failure/Involved | Overhead | Fuse | Failed/Faulted | 2018 | Tier 2 - Elevated | Distribution Circuit | 12 | 10 | 2018-12-10 | 236916 | Sus | N | EquipmentFailureInvolved¦Overhead¦Fuse¦FailedFaulted
18-0109161 | Vegetation | Tree - grew into line | Pole-Wood | Normal | 2018 | Tier 3 - Extreme | Distribution Circuit | 12 | 14 | 2018-12-14 | 240071 | Sus | N | Vegetation¦Treegrewintoline¦PoleWood¦Normal
18-0111193 | Unknown Cause | Patrol - found nothing |  |  | 2018 | Tier 3 - Extreme | Distribution Circuit | 12 | 31 | 2018-12-31 | 250011 | Sus | N | UnknownCause¦Patrolfoundnothing¦¦
19-0006027 | Vegetation | Tree - branch fell on line | Conductor, Overhead | Bent or Twisted | 2019 | Tier 3 - Extreme | Transformer only | 1 | 7 | 2019-01-07 | 259687 | Sus | N | Vegetation¦Treebranchfellonline¦ConductorOverhead¦BentorTwisted
19-0009251 | Equipment Failure/Involved | Overhead | Transformer (OH) | Failed/Faulted | 2019 | Tier 3 - Extreme | Distribution Circuit | 1 | 15 | 2019-01-15 | 266019 | Sus | N | EquipmentFailureInvolved¦Overhead¦Transformer(OH)¦FailedFaulted
19-0009328 | Vegetation | Tree - branch fell on line | Fuse | Failed/Faulted | 2019 | Tier 3 - Extreme | Distribution Circuit | 1 | 15 | 2019-01-15 | 266225 | Sus | N | Vegetation¦Treebranchfellonline¦Fuse¦FailedFaulted
19-0009357 | Vegetation | Tree - fell into line | Conductor, Overhead | Broken, wire on ground | 2019 | Tier 3 - Extreme | Distribution Circuit | 1 | 15 | 2019-01-15 | 266256 | Sus | N | Vegetation¦Treefellintoline¦ConductorOverhead¦Brokenwireonground
19-0009926 | Vegetation | Tree - fell into line | Conductor, Overhead | Arcing | 2019 | Tier 2 - Elevated | Transformer only | 1 | 16 | 2019-01-16 | 267792 | Sus | N | Vegetation¦Treefellintoline¦ConductorOverhead¦Arcing
19-0010029 | Equipment Failure/Involved | Overhead | Crossarm, Wood | Broken | 2019 | Tier 3 - Extreme | Substation - Transmission | 1 | 16 | 2019-01-16 | 269094 | Sus | N | EquipmentFailureInvolved¦Overhead¦CrossarmWood¦Broken
19-0012965 | 3rd Party | Vehicle | Anchor or Guy | Broken | 2019 | Tier 2 - Elevated | Distribution Circuit | 1 | 22 | 2019-01-22 | 278694 | Sus | N | 3rdParty¦Vehicle¦AnchororGuy¦Broken
19-0013215 | Equipment Failure/Involved | Fire, pole | Pole-Wood | Burned/flashed | 2019 | Tier 3 - Extreme | Distribution Circuit | 1 | 22 | 2019-01-22 | 279219 | Sus | N | EquipmentFailureInvolved¦Firepole¦PoleWood¦Burnedflashed
19-0017290 | Unknown Cause | Patrol - found nothing |  |  | 2019 | Tier 2 - Elevated | Distribution Circuit | 2 | 2 | 2019-02-02 | 287883 | Sus | N | UnknownCause¦Patrolfoundnothing¦¦
19-0017606 | Equipment Failure/Involved | Underground | Conductor, Underground | Broken | 2019 | Tier 2 - Elevated | Distribution Circuit | 2 | 3 | 2019-02-03 | 289185 | Sus | N | EquipmentFailureInvolved¦Underground¦ConductorUnderground¦Broken
19-0017638 | Environmental/External | Lightning | Transformer | Failed/Faulted | 2019 | Tier 3 - Extreme | Transformer only | 2 | 3 | 2019-02-03 | 289341 | Sus | N | EnvironmentalExternal¦Lightning¦Transformer¦FailedFaulted
19-0018099 | Vegetation | Tree - branch fell on line | Conductor, Overhead | Normal | 2019 | Tier 2 - Elevated | Distribution Circuit | 2 | 4 | 2019-02-04 | 290726 | Sus | N | Vegetation¦Treebranchfellonline¦ConductorOverhead¦Normal
19-0019906 | Vegetation | Tree - fell into line | Conductor, Overhead | Together | 2019 | Tier 2 - Elevated | Distribution Circuit | 2 | 7 | 2019-02-07 | 295809 | Sus | N | Vegetation¦Treefellintoline¦ConductorOverhead¦Together
19-0020474 | Vegetation | Tree - fell into line | Transformer | Broken, wire on ground | 2019 | Tier 2 - Elevated | Distribution Circuit | 2 | 9 | 2019-02-09 | 297487 | Sus | N | Vegetation¦Treefellintoline¦Transformer¦Brokenwireonground
19-0020639 | Equipment Failure/Involved | Overhead | Connector or Splice (OH) | Broken, wire on ground | 2019 | Tier 2 - Elevated | Distribution Circuit | 2 | 10 | 2019-02-10 | 298539 | Sus | N | EquipmentFailureInvolved¦Overhead¦ConnectororSplice(OH)¦Brokenwireonground
19-0023545 | Vegetation | Tree - fell into line | Pole-Wood | Broken, wire on ground | 2019 | Tier 2 - Elevated | Distribution Circuit | 2 | 13 | 2019-02-13 | 310314 | Sus | N | Vegetation¦Treefellintoline¦PoleWood¦Brokenwireonground
19-0023738 | Vegetation | Tree - fell into line | Pole-Wood | Broken, wire on ground | 2019 | Tier 3 - Extreme | Distribution Circuit | 2 | 14 | 2019-02-14 | 310977 | Sus | N | Vegetation¦Treefellintoline¦PoleWood¦Brokenwireonground
19-0024118 | Vegetation | Tree - fell into line | Pole-Wood | Broken, wire on ground | 2019 | Tier 2 - Elevated | Distribution Circuit | 2 | 13 | 2019-02-13 | 312380 | Sus | N | Vegetation¦Treefellintoline¦PoleWood¦Brokenwireonground
19-0024157 | Unknown Cause | Patrol - found nothing |  |  | 2019 | Tier 2 - Elevated | Distribution Circuit | 2 | 15 | 2019-02-15 | 312242 | Sus | N | UnknownCause¦Patrolfoundnothing¦¦
19-0024503 | Unknown Cause | Patrol - found nothing |  |  | 2019 | Tier 2 - Elevated | Distribution Circuit | 2 | 15 | 2019-02-15 | 312959 | Sus | N | UnknownCause¦Patrolfoundnothing¦¦
19-0024561 | Equipment Failure/Involved | Overhead | Secondary | Broken | 2019 | Tier 2 - Elevated | Transformer only | 2 | 12 | 2019-02-12 | 314440 | Sus | N | EquipmentFailureInvolved¦Overhead¦Secondary¦Broken
19-0026815 | Equipment Failure/Involved | Overhead | Conductor, Overhead | Normal | 2019 | Tier 3 - Extreme | Distribution Circuit | 2 | 21 | 2019-02-21 | 320414 | Sus | N | EquipmentFailureInvolved¦Overhead¦ConductorOverhead¦Normal
19-0028513 | Environmental/External | Flood/Erosion | Pole-Wood | Broken, wire on ground | 2019 | Tier 2 - Elevated | Distribution Circuit | 2 | 26 | 2019-02-26 | 325018 | Sus | N | EnvironmentalExternal¦FloodErosion¦PoleWood¦Brokenwireonground
19-0028587 | Vegetation | Tree - fell into line | Conductor, Overhead | Together | 2019 | Tier 2 - Elevated | Distribution Circuit | 2 | 26 | 2019-02-26 | 325365 | Sus | N | Vegetation¦Treefellintoline¦ConductorOverhead¦Together
19-0030407 | Unknown Cause | Patrol - found nothing |  |  | 2019 | Tier 3 - Extreme | Distribution Circuit | 3 | 4 | 2019-03-04 | 330483 | Sus | N | UnknownCause¦Patrolfoundnothing¦¦
19-0033091 | Vegetation | Tree - branch fell on line | Conductor, Overhead | Together | 2019 | Tier 3 - Extreme | Distribution Circuit | 3 | 12 | 2019-03-12 | 337359 | Sus | N | Vegetation¦Treebranchfellonline¦ConductorOverhead¦Together
19-0034828 | Vegetation | Tree - fell into line | Secondary | Broken, wire on ground | 2019 | Tier 2 - Elevated | Distribution Circuit | 3 | 18 | 2019-03-18 | 342327 | Sus | N | Vegetation¦Treefellintoline¦Secondary¦Brokenwireonground
19-0034942 | Unknown Cause | Patrol - found nothing |  |  | 2019 | Tier 2 - Elevated | Distribution Circuit | 3 | 19 | 2019-03-19 | 342618 | Sus | N | UnknownCause¦Patrolfoundnothing¦¦
19-0039053 | Vegetation | Tree - branch fell on line | Conductor, Overhead | Broken, wire on ground | 2019 | Tier 3 - Extreme | Distribution Circuit | 4 | 2 | 2019-04-02 | 352120 | Sus | N | Vegetation¦Treebranchfellonline¦ConductorOverhead¦Brokenwireonground
19-0039557 | Equipment Failure/Involved | Overhead | Crossarm, Steel | Broken | 2019 | Tier 3 - Extreme | Distribution Circuit | 4 | 3 | 2019-04-03 | 353363 | Sus | N | EquipmentFailureInvolved¦Overhead¦CrossarmSteel¦Broken
19-0040457 | 3rd Party | Metallic Balloon | Conductor, Overhead | Normal | 2019 | Tier 3 - Extreme | Distribution Circuit | 4 | 8 | 2019-04-08 | 355456 | Sus | N | 3rdParty¦MetallicBalloon¦ConductorOverhead¦Normal
19-0042721 | Vegetation | Tree - branch fell on line | Conductor, Overhead | Broken, wire on ground | 2019 | Tier 2 - Elevated | Distribution Circuit | 4 | 16 | 2019-04-16 | 361439 | Sus | N | Vegetation¦Treebranchfellonline¦ConductorOverhead¦Brokenwireonground
19-0044697 | Unknown Cause | Patrol - found nothing |  |  | 2019 | Tier 2 - Elevated | Distribution Circuit | 4 | 21 | 2019-04-21 | 364924 | Sus | N | UnknownCause¦Patrolfoundnothing¦¦
19-0049969 | Equipment Failure/Involved | Overhead | Pole-Wood | Broken | 2019 | Tier 2 - Elevated | Transformer only | 5 | 8 | 2019-05-08 | 376301 | Sus | Y | EquipmentFailureInvolved¦Overhead¦PoleWood¦Broken
19-0052973 | Vegetation | Tree - branch fell on line | Conductor, Overhead | Broken, wire on ground | 2019 | Tier 2 - Elevated | Distribution Circuit | 5 | 16 | 2019-05-16 | 382638 | Sus | Y | Vegetation¦Treebranchfellonline¦ConductorOverhead¦Brokenwireonground
19-0053010 | Equipment Failure/Involved | Overhead | Insulator | Broken | 2019 | Tier 3 - Extreme | Distribution Circuit | 5 | 16 | 2019-05-16 | 383046 | Sus | Y | EquipmentFailureInvolved¦Overhead¦Insulator¦Broken
19-0053920 | Vegetation | Tree - branch fell on line | Conductor, Overhead | Normal | 2019 | Tier 2 - Elevated | Distribution Circuit | 5 | 19 | 2019-05-19 | 384982 | Sus | Y | Vegetation¦Treebranchfellonline¦ConductorOverhead¦Normal
19-0056947 | Equipment Failure/Involved | Overhead | Transformer (OH) | Broken | 2019 | Tier 2 - Elevated | Transformer only | 5 | 24 | 2019-05-24 | 389640 | Sus | Y | EquipmentFailureInvolved¦Overhead¦Transformer(OH)¦Broken
19-0057784 | Vegetation | Tree - branch fell on line | Conductor, Overhead | Bent or Twisted | 2019 | Tier 2 - Elevated | Distribution Circuit | 5 | 26 | 2019-05-26 | 390745 | Sus | Y | Vegetation¦Treebranchfellonline¦ConductorOverhead¦BentorTwisted
19-0059954 | Unknown Cause | Patrol - not conducted |  |  | 2019 | Tier 2 - Elevated | Distribution Circuit | 5 | 30 | 2019-05-30 | 393284 | Sus | Y | UnknownCause¦Patrolnotconducted¦¦
19-0063318 | Vegetation | Tree - fell into line | Conductor, Overhead | Normal | 2019 | Tier 2 - Elevated | Distribution Circuit | 6 | 5 | 2019-06-05 | 398807 | Sus | Y | Vegetation¦Treefellintoline¦ConductorOverhead¦Normal
19-0066586 | Equipment Failure/Involved | Overhead | Insulator | Broken | 2019 | Tier 3 - Extreme | Distribution Circuit | 6 | 12 | 2019-06-12 | 407467 | Sus | Y | EquipmentFailureInvolved¦Overhead¦Insulator¦Broken
19-0071032 | Equipment Failure/Involved | Overhead | Transformer (OH) | Broken | 2019 | Tier 2 - Elevated | Distribution Circuit | 6 | 22 | 2019-06-22 | 426243 | Sus | Y | EquipmentFailureInvolved¦Overhead¦Transformer(OH)¦Broken
19-0078239 | Animal | Bird found | Conductor, Overhead | Normal | 2019 | Tier 3 - Extreme | Distribution Circuit | 7 | 17 | 2019-07-17 | 455068 | Sus | Y | Animal¦Birdfound¦ConductorOverhead¦Normal
19-0080006 | Unknown Cause | Patrol - found nothing |  |  | 2019 | Tier 2 - Elevated | Distribution Circuit | 7 | 22 | 2019-07-22 | 468506 | Sus | Y | UnknownCause¦Patrolfoundnothing¦¦
19-0081855 | Equipment Failure/Involved | Underground | Elbow | Burned/flashed | 2019 | Tier 2 - Elevated | Distribution Circuit | 7 | 27 | 2019-07-27 | 473620 | Sus | Y | EquipmentFailureInvolved¦Underground¦Elbow¦Burnedflashed
19-0084129 | Vegetation | Tree - branch fell on line | Conductor, Overhead | Broken, wire on ground | 2019 | Tier 2 - Elevated | Distribution Circuit | 8 | 4 | 2019-08-04 | 482308 | Sus | Y | Vegetation¦Treebranchfellonline¦ConductorOverhead¦Brokenwireonground
19-0084129 | Vegetation | Tree - branch fell on line | Conductor, Overhead | Broken, wire on ground | 2019 | Tier 2 - Elevated | Distribution Circuit | 8 | 4 | 2019-08-04 | 482308 | Sus | Y | Vegetation¦Treebranchfellonline¦ConductorOverhead¦Brokenwireonground
19-0086660 | Equipment Failure/Involved | Overhead | Transformer | Failed/Faulted | 2019 | Tier 2 - Elevated | Transformer only | 8 | 11 | 2019-08-11 | 501981 | Sus | Y | EquipmentFailureInvolved¦Overhead¦Transformer¦FailedFaulted
19-0087095 | Animal | Bird found | Cutout, fuse holder | Burned/flashed | 2019 | Tier 3 - Extreme | Distribution Circuit | 8 | 12 | 2019-08-12 | 504750 | Sus | Y | Animal¦Birdfound¦Cutoutfuseholder¦Burnedflashed
19-0091890 | Equipment Failure/Involved | Overhead | Transformer (OH) | Failed/Faulted | 2019 | Tier 3 - Extreme | Distribution Circuit | 8 | 25 | 2019-08-25 | 538005 | Sus | Y | EquipmentFailureInvolved¦Overhead¦Transformer(OH)¦FailedFaulted
19-0096002 | Unknown Cause | Patrol - found nothing |  |  | 2019 | Tier 3 - Extreme | Distribution Circuit | 9 | 6 | 2019-09-06 | 557739 | Sus | Y | UnknownCause¦Patrolfoundnothing¦¦
19-0096308 | Vegetation | Tree - branch fell on line | Secondary | Broken | 2019 | Tier 3 - Extreme | Distribution Circuit | 9 | 7 | 2019-09-07 | 559265 | Sus | Y | Vegetation¦Treebranchfellonline¦Secondary¦Broken
19-0097964 | Vegetation | Tree - fell into line | Conductor, Overhead | Normal | 2019 | Tier 2 - Elevated | Distribution Circuit | 9 | 11 | 2019-09-11 | 572544 | Sus | Y | Vegetation¦Treefellintoline¦ConductorOverhead¦Normal
19-0101043 | Environmental/External | Lightning | Transformer | Failed/Faulted | 2019 | Tier 2 - Elevated | Transformer only | 9 | 19 | 2019-09-19 | 592499 | Sus | Y | EnvironmentalExternal¦Lightning¦Transformer¦FailedFaulted
19-0106780 | Equipment Failure/Involved | Overhead | Connector or Splice (OH) | Deteriorated | 2019 | Tier 3 - Extreme | Transformer only | 10 | 2 | 2019-10-02 | 637414 | Sus | Y | EquipmentFailureInvolved¦Overhead¦ConnectororSplice(OH)¦Deteriorated
19-0116367 | Vegetation | Tree - fell into line | Conductor, Overhead | Normal | 2019 | Tier 3 - Extreme | Distribution Circuit | 10 | 25 | 2019-10-25 | 680571 | Sus | Y | Vegetation¦Treefellintoline¦ConductorOverhead¦Normal
19-0116545 | Wildfire Mitigation | Public Safety Power Shut-off | Pole-Wood | Broken | 2019 | Tier 2 - Elevated | Distribution Circuit | 10 | 26 | 2019-10-26 | 681030 | Sus | Y | WildfireMitigation¦PublicSafetyPowerShutoff¦PoleWood¦Broken
19-0118134 | 3rd Party | Tree - cutting, 3rd party | Conductor, Overhead | Normal | 2019 | Tier 2 - Elevated | Distribution Circuit | 10 | 28 | 2019-10-28 | 692358 | Sus | Y | 3rdParty¦Treecutting3rdparty¦ConductorOverhead¦Normal
19-0125133 | Unknown Cause | Patrol - found nothing |  |  | 2019 | Tier 3 - Extreme | Distribution Circuit | 11 | 15 | 2019-11-15 | 707636 | Sus | Y | UnknownCause¦Patrolfoundnothing¦¦
19-0129220 | Vegetation | Tree - fell into line | Conductor, Overhead | Broken, wire on ground | 2019 | Tier 2 - Elevated | Distribution Circuit | 11 | 26 | 2019-11-26 | 716184 | Sus | Y | Vegetation¦Treefellintoline¦ConductorOverhead¦Brokenwireonground
19-0132006 | Unknown Cause | Patrol - found nothing |  |  | 2019 | Tier 3 - Extreme | Distribution Circuit | 12 | 1 | 2019-12-01 | 725814 | Sus | N | UnknownCause¦Patrolfoundnothing¦¦
19-0132240 | Equipment Failure/Involved | Overhead | Conductor, Overhead | Together | 2019 | Tier 2 - Elevated | Distribution Circuit | 12 | 2 | 2019-12-02 | 727254 | Sus | N | EquipmentFailureInvolved¦Overhead¦ConductorOverhead¦Together
19-0132240 | Equipment Failure/Involved | Overhead | Conductor, Overhead | Together | 2019 | Tier 2 - Elevated | Distribution Circuit | 12 | 2 | 2019-12-02 | 727254 | Sus | N | EquipmentFailureInvolved¦Overhead¦ConductorOverhead¦Together
19-0134857 | Vegetation | Tree - fell into line | Conductor, Overhead | Broken, wire on ground | 2019 | Tier 3 - Extreme | Distribution Circuit | 12 | 7 | 2019-12-07 | 733078 | Sus | N | Vegetation¦Treefellintoline¦ConductorOverhead¦Brokenwireonground
19-0137616 | Vegetation | Tree - branch fell on line | Conductor, Overhead | Normal | 2019 | Tier 2 - Elevated | Distribution Circuit | 12 | 22 | 2019-12-22 | 748543 | Sus | N | Vegetation¦Treebranchfellonline¦ConductorOverhead¦Normal
19-0138262 | Equipment Failure/Involved | Overhead | Connector or Splice (OH) | Broken | 2019 | Tier 2 - Elevated | Distribution Circuit | 12 | 31 | 2019-12-31 | 752774 | Sus | N | EquipmentFailureInvolved¦Overhead¦ConnectororSplice(OH)¦Broken
20-0009704 | Vegetation | Tree - fell into line | Conductor, Overhead | Normal | 2020 | Tier 2 - Elevated | Distribution Circuit | 1 | 16 | 2020-01-16 | 762571 | Sus | N | Vegetation¦Treefellintoline¦ConductorOverhead¦Normal
20-0019838 | Equipment Failure/Involved | Overhead | Conductor, Overhead | Broken, wire on ground | 2020 | Tier 2 - Elevated | Distribution Circuit | 2 | 10 | 2020-02-10 | 786813 | Sus | N | EquipmentFailureInvolved¦Overhead¦ConductorOverhead¦Brokenwireonground
20-0020325 | Unknown Cause | Patrol - found nothing |  |  | 2020 | Tier 2 - Elevated | Distribution Circuit | 2 | 11 | 2020-02-11 | 788271 | Sus | N | UnknownCause¦Patrolfoundnothing¦¦
20-0026220 | Company Initiated | Construction Activity/equip, company | Conductor, Overhead | Normal | 2020 | Tier 3 - Extreme | Distribution Circuit | 2 | 26 | 2020-02-26 | 813373 | Sus | N | CompanyInitiated¦ConstructionActivityequipcompany¦ConductorOverhead¦Normal
20-0030667 | Environmental/External | Lightning | Transformer | Failed/Faulted | 2020 | Tier 3 - Extreme | Transformer only | 3 | 10 | 2020-03-10 | 843239 | Sus | N | EnvironmentalExternal¦Lightning¦Transformer¦FailedFaulted
20-0031209 | Environmental/External | Lightning | Transformer | Failed/Faulted | 2020 | Tier 2 - Elevated | Transformer only | 3 | 11 | 2020-03-11 | 844903 | Sus | N | EnvironmentalExternal¦Lightning¦Transformer¦FailedFaulted
20-0032192 | Equipment Failure/Involved | Overhead | Jumper | Burned Open | 2020 | Tier 2 - Elevated | Distribution Circuit | 3 | 15 | 2020-03-15 | 851815 | Sus | N | EquipmentFailureInvolved¦Overhead¦Jumper¦BurnedOpen
20-0032368 | Vegetation | Tree - fell into line | Conductor, Overhead | Broken, wire on ground | 2020 | Tier 3 - Extreme | Distribution Circuit | 3 | 15 | 2020-03-15 | 852509 | Sus | N | Vegetation¦Treefellintoline¦ConductorOverhead¦Brokenwireonground
20-0033926 | Unknown Cause | Patrol - found nothing |  |  | 2020 | Tier 3 - Extreme | Distribution Circuit | 3 | 18 | 2020-03-18 | 858383 | Sus | N | UnknownCause¦Patrolfoundnothing¦¦
20-0034236 | Vegetation | Tree - branch fell on line | Crossarm, Wood | Broken | 2020 | Tier 2 - Elevated | Distribution Circuit | 3 | 19 | 2020-03-19 | 858930 | Sus | N | Vegetation¦Treebranchfellonline¦CrossarmWood¦Broken
20-0038560 | Unknown Cause | Patrol - found nothing |  |  | 2020 | Tier 2 - Elevated | Distribution Circuit | 4 | 5 | 2020-04-05 | 882909 | Sus | N | UnknownCause¦Patrolfoundnothing¦¦
20-0038928 | Unknown Cause | Patrol - found nothing |  |  | 2020 | Tier 3 - Extreme | Distribution Circuit | 4 | 6 | 2020-04-06 | 885116 | Sus | N | UnknownCause¦Patrolfoundnothing¦¦
20-0039111 | Equipment Failure/Involved | Overhead | Crossarm, Wood | Broken, wire on ground | 2020 | Tier 3 - Extreme | Distribution Circuit | 4 | 6 | 2020-04-06 | 885154 | Sus | N | EquipmentFailureInvolved¦Overhead¦CrossarmWood¦Brokenwireonground
20-0066111 | Animal | Bird found | Conductor, Overhead | Normal | 2020 | Tier 2 - Elevated | Distribution Circuit | 6 | 29 | 2020-06-29 | 952665 | Sus | Y | Animal¦Birdfound¦ConductorOverhead¦Normal
20-0067075 | 3rd Party | Vehicle | Anchor or Guy | Broken | 2020 | Tier 2 - Elevated | Distribution Circuit | 7 | 1 | 2020-07-01 | 955576 | Sus | Y | 3rdParty¦Vehicle¦AnchororGuy¦Broken
20-0070909 | Equipment Failure/Involved | Overhead | Cutout, fuse holder | Failed/Faulted | 2020 | Tier 2 - Elevated | Distribution Circuit | 7 | 11 | 2020-07-11 | 962648 | Sus | Y | EquipmentFailureInvolved¦Overhead¦Cutoutfuseholder¦FailedFaulted
20-0071760 | Unknown Cause | Patrol - found nothing |  |  | 2020 | Tier 2 - Elevated | Distribution Circuit | 7 | 14 | 2020-07-14 | 964304 | Sus | Y | UnknownCause¦Patrolfoundnothing¦¦
20-0071994 | Equipment Failure/Involved | Overhead | Insulator | Broken | 2020 | Tier 3 - Extreme | Distribution Circuit | 7 | 15 | 2020-07-15 | 964815 | Sus | Y | EquipmentFailureInvolved¦Overhead¦Insulator¦Broken
20-0072240 | 3rd Party | Tree - cutting, 3rd party | Conductor, Overhead | Broken, wire on ground | 2020 | Tier 3 - Extreme | Distribution Circuit | 7 | 15 | 2020-07-15 | 965336 | Sus | Y | 3rdParty¦Treecutting3rdparty¦ConductorOverhead¦Brokenwireonground
20-0075081 | Vegetation | Tree - fell into line | Conductor, Overhead | Broken, wire on ground | 2020 | Tier 3 - Extreme | Transformer only | 7 | 23 | 2020-07-23 | 970426 | Sus | Y | Vegetation¦Treefellintoline¦ConductorOverhead¦Brokenwireonground
20-0076634 | Unknown Cause | Patrol - found nothing |  |  | 2020 | Tier 2 - Elevated | Distribution Circuit | 7 | 28 | 2020-07-28 | 973292 | Sus | Y | UnknownCause¦Patrolfoundnothing¦¦
20-0078804 | Equipment Failure/Involved | Overhead | Connector or Splice (OH) | Broken, wire on ground | 2020 | Tier 2 - Elevated | Distribution Circuit | 8 | 2 | 2020-08-02 | 976959 | Sus | Y | EquipmentFailureInvolved¦Overhead¦ConnectororSplice(OH)¦Brokenwireonground
20-0079201 | Equipment Failure/Involved | Overhead | Insulator | Broken | 2020 | Tier 3 - Extreme | Distribution Circuit | 8 | 4 | 2020-08-04 | 978525 | Sus | Y | EquipmentFailureInvolved¦Overhead¦Insulator¦Broken
20-0083393 | Unknown Cause | Patrol - found nothing |  |  | 2020 | Tier 2 - Elevated | Distribution Circuit | 8 | 14 | 2020-08-14 | 997200 | Sus | Y | UnknownCause¦Patrolfoundnothing¦¦
20-0084620 | Equipment Failure/Involved | Underground | Transformer (UG) | Failed/Faulted | 2020 | Tier 2 - Elevated | Distribution Circuit | 8 | 15 | 2020-08-15 | 1008617 | Sus | Y | EquipmentFailureInvolved¦Underground¦Transformer(UG)¦FailedFaulted
20-0084986 | 3rd Party | Metallic Balloon | Conductor, Overhead | Normal | 2020 | Tier 2 - Elevated | Distribution Circuit | 8 | 16 | 2020-08-16 | 1011521 | Sus | Y | 3rdParty¦MetallicBalloon¦ConductorOverhead¦Normal
20-0086092 | Equipment Failure/Involved | Overhead | Crossarm, Wood | Broken | 2020 | Tier 2 - Elevated | Distribution Circuit | 8 | 17 | 2020-08-17 | 1017388 | Sus | Y | EquipmentFailureInvolved¦Overhead¦CrossarmWood¦Broken
20-0090438 | Environmental/External | Fire, Forest/Grass | Other | Normal | 2020 | Tier 3 - Extreme | Distribution Circuit | 8 | 19 | 2020-08-19 | 1033323 | Sus | Y | EnvironmentalExternal¦FireForestGrass¦Other¦Normal
20-0090444 | Environmental/External | Fire, Forest/Grass | Conductor, Overhead | Normal | 2020 | Tier 3 - Extreme | Distribution Circuit | 8 | 19 | 2020-08-19 | 1033332 | Sus | Y | EnvironmentalExternal¦FireForestGrass¦ConductorOverhead¦Normal
20-0091182 | Unknown Cause | Patrol - found nothing |  |  | 2020 | Tier 2 - Elevated | Distribution Circuit | 8 | 28 | 2020-08-28 | 1037657 | Sus | Y | UnknownCause¦Patrolfoundnothing¦¦
20-0094404 | Wildfire Mitigation | Public Safety Power Shut-off | Conductor, Overhead | Normal | 2020 | Tier 2 - Elevated | Distribution Circuit | 9 | 7 | 2020-09-07 | 1059782 | Sus | Y | WildfireMitigation¦PublicSafetyPowerShutoff¦ConductorOverhead¦Normal
20-0099010 | Company Initiated | Construction Activity/equip, company | Transformer (OH) | Normal | 2020 | Tier 3 - Extreme | Transformer only | 9 | 18 | 2020-09-18 | 1081093 | Sus | Y | CompanyInitiated¦ConstructionActivityequipcompany¦Transformer(OH)¦Normal
20-0099789 | Environmental/External | Fire, Forest/Grass | Conductor, Overhead | Burned/flashed | 2020 | Tier 3 - Extreme | Distribution Circuit | 9 | 7 | 2020-09-07 | 1086069 | Sus | Y | EnvironmentalExternal¦FireForestGrass¦ConductorOverhead¦Burnedflashed
20-0104382 | Unknown Cause | Patrol - found nothing |  |  | 2020 | Tier 2 - Elevated | Distribution Circuit | 10 | 2 | 2020-10-02 | 1106673 | Sus | Y | UnknownCause¦Patrolfoundnothing¦¦
20-0104447 | Unknown Cause | Patrol - found nothing |  |  | 2020 | Tier 2 - Elevated | Distribution Circuit | 10 | 2 | 2020-10-02 | 1107053 | Sus | Y | UnknownCause¦Patrolfoundnothing¦¦
20-0107836 | Vegetation | Tree - fell into line | Conductor, Overhead | Burned/flashed | 2020 | Tier 2 - Elevated | Distribution Circuit | 10 | 12 | 2020-10-12 | 1116113 | Sus | Y | Vegetation¦Treefellintoline¦ConductorOverhead¦Burnedflashed
20-0115993 | Equipment Failure/Involved | Overhead | Transformer | Failed/Faulted | 2020 | Tier 2 - Elevated | Transformer only | 11 | 2 | 2020-11-02 | 1133658 | Sus | Y | EquipmentFailureInvolved¦Overhead¦Transformer¦FailedFaulted
20-0117759 | Equipment Failure/Involved | Overhead | Conductor, Overhead | Together | 2020 | Tier 2 - Elevated | Distribution Circuit | 11 | 6 | 2020-11-06 | 1137269 | Sus | Y | EquipmentFailureInvolved¦Overhead¦ConductorOverhead¦Together
20-0123029 | Equipment Failure/Involved | Overhead | Transformer (OH) | Broken | 2020 | Tier 2 - Elevated | Distribution Circuit | 11 | 19 | 2020-11-19 | 1149676 | Sus | Y | EquipmentFailureInvolved¦Overhead¦Transformer(OH)¦Broken
21-0007027 | Animal | Squirrel | Cutout, fuse holder | Failed/Faulted | 2021 | Tier 3 - Extreme | Transformer only | 1 | 10 | 2021-01-10 | 1207762 | Sus | N | Animal¦Squirrel¦Cutoutfuseholder¦FailedFaulted
21-0010007 | Vegetation | Tree - fell into line | Conductor, Overhead | Broken, wire on ground | 2021 | Tier 2 - Elevated | Distribution Circuit | 1 | 18 | 2021-01-18 | 1213191 | Sus | N | Vegetation¦Treefellintoline¦ConductorOverhead¦Brokenwireonground
21-0010078 | Vegetation | Tree - fell into line | Conductor, Overhead | Broken, wire on ground | 2021 | Tier 3 - Extreme | Distribution Circuit | 1 | 19 | 2021-01-19 | 1213674 | Sus | N | Vegetation¦Treefellintoline¦ConductorOverhead¦Brokenwireonground
21-0011211 | Equipment Failure/Involved | Overhead | Crossarm, Wood | Broken | 2021 | Tier 3 - Extreme | Distribution Circuit | 1 | 19 | 2021-01-19 | 1218129 | Sus | N | EquipmentFailureInvolved¦Overhead¦CrossarmWood¦Broken
21-0012755 | Vegetation | Tree - branch fell on line | Conductor, Overhead | Broken, wire on ground | 2021 | Tier 3 - Extreme | Distribution Circuit | 1 | 18 | 2021-01-18 | 1221170 | Sus | N | Vegetation¦Treebranchfellonline¦ConductorOverhead¦Brokenwireonground
21-0013412 | Unknown Cause | Patrol - found nothing |  |  | 2021 | Tier 3 - Extreme | Distribution Circuit | 1 | 24 | 2021-01-24 | 1222334 | Sus | N | UnknownCause¦Patrolfoundnothing¦¦
21-0013737 | Equipment Failure/Involved | Overhead | Conductor, Overhead | Broken, wire on ground | 2021 | Tier 2 - Elevated | Distribution Circuit | 1 | 25 | 2021-01-25 | 1222977 | Sus | N | EquipmentFailureInvolved¦Overhead¦ConductorOverhead¦Brokenwireonground
21-0014749 | Vegetation | Tree - branch fell on line | Conductor, Overhead | On Ground | 2021 | Tier 2 - Elevated | Distribution Circuit | 1 | 26 | 2021-01-26 | 1226346 | Sus | N | Vegetation¦Treebranchfellonline¦ConductorOverhead¦OnGround
21-0017396 | Unknown Cause | Patrol - found nothing |  |  | 2021 | Tier 2 - Elevated | Distribution Circuit | 1 | 28 | 2021-01-28 | 1239139 | Sus | N | UnknownCause¦Patrolfoundnothing¦¦
21-0017650 | Environmental/External | Ice or snow | Conductor, Overhead | Broken, wire on ground | 2021 | Tier 2 - Elevated | Distribution Circuit | 1 | 28 | 2021-01-28 | 1239240 | Sus | N | EnvironmentalExternal¦Iceorsnow¦ConductorOverhead¦Brokenwireonground
21-0018432 | Vegetation | Tree - fell into line | Conductor, Overhead | Normal | 2021 | Tier 2 - Elevated | Distribution Circuit | 1 | 26 | 2021-01-26 | 1241929 | Sus | N | Vegetation¦Treefellintoline¦ConductorOverhead¦Normal
21-0029676 | Equipment Failure/Involved | Overhead | Conductor, Overhead | Together | 2021 | Tier 3 - Extreme | Distribution Circuit | 2 | 25 | 2021-02-25 | 1262477 | Sus | N | EquipmentFailureInvolved¦Overhead¦ConductorOverhead¦Together
21-0034596 | Unknown Cause | Patrol - found nothing |  |  | 2021 | Tier 3 - Extreme | Distribution Circuit | 3 | 10 | 2021-03-10 | 1277088 | Sus | N | UnknownCause¦Patrolfoundnothing¦¦
21-0045699 | Unknown Cause | Patrol - not conducted |  |  | 2021 | Tier 2 - Elevated | Distribution Circuit | 4 | 7 | 2021-04-07 | 1308669 | Sus | N | UnknownCause¦Patrolnotconducted¦¦
21-0055898 | Equipment Failure/Involved | Electrical Overload | Transformer (OH) |  | 2021 | Tier 3 - Extreme | Transformer only | 5 | 2 | 2021-05-02 | 1339217 | Sus | Y | EquipmentFailureInvolved¦ElectricalOverload¦Transformer(OH)¦
21-0056820 | Vegetation | Tree - branch fell on line | Conductor, Overhead | Together | 2021 | Tier 3 - Extreme | Distribution Circuit | 5 | 4 | 2021-05-04 | 1340721 | Sus | Y | Vegetation¦Treebranchfellonline¦ConductorOverhead¦Together
21-0057043 | Unknown Cause | Patrol - found nothing |  |  | 2021 | Tier 2 - Elevated | Distribution Circuit | 5 | 5 | 2021-05-05 | 1341180 | Sus | Y | UnknownCause¦Patrolfoundnothing¦¦
21-0058419 | Equipment Failure/Involved | Overhead | Crossarm, Steel | Deteriorated | 2021 | Tier 3 - Extreme | Distribution Circuit | 5 | 7 | 2021-05-07 | 1343250 | Sus | Y | EquipmentFailureInvolved¦Overhead¦CrossarmSteel¦Deteriorated
21-0061017 | Unknown Cause | Patrol - found nothing |  |  | 2021 | Tier 2 - Elevated | Distribution Circuit | 5 | 13 | 2021-05-13 | 1348322 | Sus | Y | UnknownCause¦Patrolfoundnothing¦¦
21-0061035 | Vegetation | Tree - branch fell on line | Conductor, Overhead | Normal | 2021 | Tier 3 - Extreme | Distribution Circuit | 5 | 13 | 2021-05-13 | 1348245 | Sus | Y | Vegetation¦Treebranchfellonline¦ConductorOverhead¦Normal
21-0062573 | Unknown Cause | Patrol - found nothing |  |  | 2021 | Tier 2 - Elevated | Distribution Circuit | 5 | 18 | 2021-05-18 | 1352001 | Sus | Y | UnknownCause¦Patrolfoundnothing¦¦
21-0064964 | Equipment Failure/Involved | Overhead | Crossarm, Wood | Broken | 2021 | Tier 2 - Elevated | Distribution Circuit | 5 | 24 | 2021-05-24 | 1357156 | Sus | Y | EquipmentFailureInvolved¦Overhead¦CrossarmWood¦Broken
21-0070856 | Vegetation | Tree - fell into line | Crossarm, Wood | Broken, wire on ground | 2021 | Tier 2 - Elevated | Distribution Circuit | 6 | 7 | 2021-06-07 | 1367544 | Sus | Y | Vegetation¦Treefellintoline¦CrossarmWood¦Brokenwireonground
21-0076898 | Unknown Cause | Patrol - found nothing |  |  | 2021 | Tier 2 - Elevated | Distribution Circuit | 6 | 21 | 2021-06-21 | 1380761 | Sus | Y | UnknownCause¦Patrolfoundnothing¦¦
21-0092977 | Equipment Failure/Involved | Overhead | Transformer (OH) | Failed/Faulted | 2021 | Tier 3 - Extreme | Transformer only | 7 | 21 | 2021-07-21 | 1409941 | Sus | Y | EquipmentFailureInvolved¦Overhead¦Transformer(OH)¦FailedFaulted
21-0093652 | 3rd Party | Vehicle | Pole-Wood | Broken | 2021 | Tier 2 - Elevated | Distribution Circuit | 7 | 22 | 2021-07-22 | 1411504 | Sus | Y | 3rdParty¦Vehicle¦PoleWood¦Broken
21-0095455 | Unknown Cause | Patrol - found nothing |  |  | 2021 | Tier 3 - Extreme | Distribution Circuit | 7 | 27 | 2021-07-27 | 1416016 | Sus | Y | UnknownCause¦Patrolfoundnothing¦¦
21-0103407 | Vegetation | Tree - branch fell on line | Conductor, Overhead | Normal | 2021 | Tier 3 - Extreme | Distribution Circuit | 8 | 12 | 2021-08-12 | 1440722 | Sus | Y | Vegetation¦Treebranchfellonline¦ConductorOverhead¦Normal
21-0104382 | Vegetation | Tree - fell into line | Pole-Wood | Broken, wire on ground | 2021 | Tier 2 - Elevated | Distribution Circuit | 8 | 13 | 2021-08-13 | 1442194 | Sus | Y | Vegetation¦Treefellintoline¦PoleWood¦Brokenwireonground
21-0116309 | Vegetation | Tree - fell into line | Transformer (OH) | Broken | 2021 | Tier 2 - Elevated | Transformer only | 9 | 10 | 2021-09-10 | 1468616 | Sus | Y | Vegetation¦Treefellintoline¦Transformer(OH)¦Broken
21-0119363 | Equipment Failure/Involved | Overhead | Conductor, Overhead | Normal | 2021 | Tier 2 - Elevated | Distribution Circuit | 9 | 18 | 2021-09-18 | 1474677 | Sus | Y | EquipmentFailureInvolved¦Overhead¦ConductorOverhead¦Normal
21-0120158 | Vegetation | Tree - grew into line | Conductor, Overhead | Together | 2021 | Tier 3 - Extreme | Distribution Circuit | 9 | 20 | 2021-09-20 | 1476671 | Sus | Y | Vegetation¦Treegrewintoline¦ConductorOverhead¦Together
21-0120657 | Unknown Cause | Patrol - found nothing |  |  | 2021 | Tier 3 - Extreme | Distribution Circuit | 9 | 21 | 2021-09-21 | 1477425 | Sus | Y | UnknownCause¦Patrolfoundnothing¦¦
21-0122443 | Vegetation | Tree - grew into line | Conductor, Overhead | Together | 2021 | Tier 3 - Extreme | Distribution Circuit | 9 | 26 | 2021-09-26 | 1480804 | Sus | Y | Vegetation¦Treegrewintoline¦ConductorOverhead¦Together
21-0128044 | Equipment Failure/Involved | Overhead | Transformer (OH) | Leaking | 2021 | Tier 3 - Extreme | Transformer only | 10 | 8 | 2021-10-08 | 1490770 | Sus | Y | EquipmentFailureInvolved¦Overhead¦Transformer(OH)¦Leaking
21-0133424 | Vegetation | Tree - branch fell on line | Conductor, Overhead | Broken, wire on ground | 2021 | Tier 2 - Elevated | Distribution Circuit | 10 | 20 | 2021-10-20 | 1502550 | Sus | Y | Vegetation¦Treebranchfellonline¦ConductorOverhead¦Brokenwireonground
21-0133430 | Vegetation | Tree - branch fell on line | Conductor, Overhead | Normal | 2021 | Tier 2 - Elevated | Distribution Circuit | 10 | 20 | 2021-10-20 | 1502561 | Sus | Y | Vegetation¦Treebranchfellonline¦ConductorOverhead¦Normal
21-0135356 | Unknown Cause | Patrol - not conducted |  |  | 2021 | Tier 2 - Elevated | Distribution Circuit | 10 | 23 | 2021-10-23 | 1506418 | Sus | Y | UnknownCause¦Patrolnotconducted¦¦
21-0135603 | Vegetation | Tree - branch fell on line | Conductor, Overhead | Normal | 2021 | Tier 2 - Elevated | Distribution Circuit | 10 | 24 | 2021-10-24 | 1507479 | Sus | Y | Vegetation¦Treebranchfellonline¦ConductorOverhead¦Normal
21-0137716 | Vegetation | Tree - fell into line | Conductor, Overhead | Broken, wire on ground | 2021 | Tier 3 - Extreme | Distribution Circuit | 10 | 25 | 2021-10-25 | 1519328 | Sus | Y | Vegetation¦Treefellintoline¦ConductorOverhead¦Brokenwireonground
21-0143593 | Vegetation | Tree - branch fell on line | Conductor, Overhead | Normal | 2021 | Tier 3 - Extreme | Distribution Circuit | 11 | 8 | 2021-11-08 | 1537950 | Sus | Y | Vegetation¦Treebranchfellonline¦ConductorOverhead¦Normal
21-0143593 | Vegetation | Tree - branch fell on line | Conductor, Overhead | Normal | 2021 | Tier 3 - Extreme | Distribution Circuit | 11 | 8 | 2021-11-08 | 1537950 | Sus | Y | Vegetation¦Treebranchfellonline¦ConductorOverhead¦Normal
21-0157387 | Vegetation | Tree - fell into line | Pole-Wood | Broken, wire on ground | 2021 | Tier 2 - Elevated | Distribution Circuit | 12 | 13 | 2021-12-13 | 1567839 | Sus | N | Vegetation¦Treefellintoline¦PoleWood¦Brokenwireonground
21-0158524 | Equipment Failure/Involved | Overhead | Transformer (OH) | Failed/Faulted | 2021 | Tier 2 - Elevated | Transformer only | 12 | 15 | 2021-12-15 | 1572508 | Sus | N | EquipmentFailureInvolved¦Overhead¦Transformer(OH)¦FailedFaulted
21-0158967 | Vegetation | Tree - fell into line | Pole-Wood | Broken, wire on ground | 2021 | Tier 2 - Elevated | Distribution Circuit | 12 | 16 | 2021-12-16 | 1574382 | Sus | N | Vegetation¦Treefellintoline¦PoleWood¦Brokenwireonground
21-0160651 | Unknown Cause | Patrol - found nothing |  |  | 2021 | Tier 3 - Extreme | Transmission line | 12 | 25 | 2021-12-25 | 1581927 | Sus | N | UnknownCause¦Patrolfoundnothing¦¦
21-0161332 | Unknown Cause | Patrol - found nothing |  |  | 2021 | Tier 3 - Extreme | Distribution Circuit | 12 | 27 | 2021-12-27 | 1584553 | Sus | N | UnknownCause¦Patrolfoundnothing¦¦
21-0161358 | Vegetation | Tree - branch fell on line | Service conductor | Broken, wire on object | 2021 | Tier 2 - Elevated | Transformer only | 12 | 27 | 2021-12-27 | 1586125 | Sus | N | Vegetation¦Treebranchfellonline¦Serviceconductor¦Brokenwireonobject
21-0161475 | Vegetation | Tree - fell into line | Pole-Wood | Broken, wire on ground | 2021 | Tier 3 - Extreme | Distribution Circuit | 12 | 29 | 2021-12-29 | 1587736 | Sus | N | Vegetation¦Treefellintoline¦PoleWood¦Brokenwireonground
22-0005162 | Environmental/External | Ice or snow | Fuse | Burned Open | 2021 | Tier 3 - Extreme | Distribution Circuit | 12 | 27 | 2021-12-27 | 1592315 | Sus | N | EnvironmentalExternal¦Iceorsnow¦Fuse¦BurnedOpen
22-0005218 | Vegetation | Tree - fell into line | Crossarm, Wood | Broken, wire on ground | 2021 | Tier 3 - Extreme | Distribution Circuit | 12 | 27 | 2021-12-27 | 1592553 | Sus | N | Vegetation¦Treefellintoline¦CrossarmWood¦Brokenwireonground
22-0005492 | Vegetation | Tree - fell into line | Conductor, Overhead | Normal | 2021 | Tier 3 - Extreme | Distribution Circuit | 12 | 31 | 2021-12-31 | 1591791 | Sus | N | Vegetation¦Treefellintoline¦ConductorOverhead¦Normal
22-0005542 | Environmental/External | Ice or snow | Conductor, Overhead | Normal | 2022 | Tier 3 - Extreme | Distribution Circuit | 1 | 3 | 2022-01-03 | 1593232 | Sus | N | EnvironmentalExternal¦Iceorsnow¦ConductorOverhead¦Normal
22-0006487 | Vegetation | Tree - fell into line | Conductor, Overhead | Broken, wire on ground | 2021 | Tier 2 - Elevated | Distribution Circuit | 12 | 26 | 2021-12-26 | 1595865 | Sus | N | Vegetation¦Treefellintoline¦ConductorOverhead¦Brokenwireonground
22-0007037 | Vegetation | Tree - fell into line | Fuse | Broken | 2021 | Tier 3 - Extreme | Distribution Circuit | 12 | 31 | 2021-12-31 | 1590570 | Sus | N | Vegetation¦Treefellintoline¦Fuse¦Broken
22-0007582 | Equipment Failure/Involved | Overhead | Transformer | Failed/Faulted | 2022 | Tier 3 - Extreme | Transformer only | 1 | 7 | 2022-01-07 | 1597619 | Sus | N | EquipmentFailureInvolved¦Overhead¦Transformer¦FailedFaulted
22-0010345 | Unknown Cause | Patrol - found nothing |  |  | 2022 | Tier 2 - Elevated | Distribution Circuit | 1 | 16 | 2022-01-16 | 1603513 | Sus | N | UnknownCause¦Patrolfoundnothing¦¦
22-0012618 | Vegetation | Tree - fell into line | Conductor, Overhead | Normal | 2022 | Tier 3 - Extreme | Distribution Circuit | 1 | 21 | 2022-01-21 | 1607542 | Sus | N | Vegetation¦Treefellintoline¦ConductorOverhead¦Normal
22-0015256 | Equipment Failure/Involved | Overhead | Crossarm, Wood | Broken | 2022 | Tier 3 - Extreme | Distribution Circuit | 1 | 27 | 2022-01-27 | 1614452 | Sus | N | EquipmentFailureInvolved¦Overhead¦CrossarmWood¦Broken
22-0017797 | Equipment Failure/Involved | Overhead | Insulator | Normal | 2022 | Tier 2 - Elevated | Distribution Circuit | 2 | 2 | 2022-02-02 | 1619541 | Sus | N | EquipmentFailureInvolved¦Overhead¦Insulator¦Normal
22-0027217 | Equipment Failure/Involved | Overhead | Transformer (OH) | Failed/Faulted | 2022 | Tier 2 - Elevated | Transformer only | 2 | 27 | 2022-02-27 | 1638600 | Sus | N | EquipmentFailureInvolved¦Overhead¦Transformer(OH)¦FailedFaulted
22-0029962 | Equipment Failure/Involved | Underground | Transformer (UG) | Broken | 2022 | Tier 2 - Elevated | Distribution Circuit | 3 | 4 | 2022-03-04 | 1642201 | Sus | N | EquipmentFailureInvolved¦Underground¦Transformer(UG)¦Broken
22-0030314 | Equipment Failure/Involved | Overhead | Conductor, Overhead | Deteriorated | 2022 | Tier 2 - Elevated | Distribution Circuit | 3 | 5 | 2022-03-05 | 1642910 | Sus | N | EquipmentFailureInvolved¦Overhead¦ConductorOverhead¦Deteriorated
22-0033696 | Equipment Failure/Involved | Overhead | Pole-Wood | Deteriorated | 2022 | Tier 3 - Extreme | Distribution Circuit | 3 | 14 | 2022-03-14 | 1648341 | Sus | N | EquipmentFailureInvolved¦Overhead¦PoleWood¦Deteriorated
22-0033815 | Unknown Cause | Patrol - found nothing |  |  | 2022 | Tier 2 - Elevated | Distribution Circuit | 3 | 15 | 2022-03-15 | 1648632 | Sus | N | UnknownCause¦Patrolfoundnothing¦¦
22-0041983 | Unknown Cause | Patrol - found nothing |  |  | 2022 | Tier 2 - Elevated | Distribution Circuit | 4 | 2 | 2022-04-02 | 1661469 | Sus | N | UnknownCause¦Patrolfoundnothing¦¦
22-0043904 | Unknown Cause | Patrol - found nothing |  |  | 2022 | Tier 2 - Elevated | Distribution Circuit | 4 | 7 | 2022-04-07 | 1665001 | Sus | N | UnknownCause¦Patrolfoundnothing¦¦
22-0044558 | Equipment Failure/Involved | Overhead | Conductor, Overhead | Bent or Twisted | 2022 | Tier 2 - Elevated | Distribution Circuit | 4 | 8 | 2022-04-08 | 1666014 | Sus | N | EquipmentFailureInvolved¦Overhead¦ConductorOverhead¦BentorTwisted
22-0047876 | Vegetation | Tree - fell into line | Conductor, Overhead | Broken, wire on ground | 2022 | Tier 3 - Extreme | Distribution Circuit | 4 | 14 | 2022-04-14 | 1672109 | Sus | N | Vegetation¦Treefellintoline¦ConductorOverhead¦Brokenwireonground
22-0053731 | Company Initiated | Improper Construction | Fuse | Normal | 2022 | Tier 2 - Elevated | Distribution Circuit | 4 | 23 | 2022-04-23 | 1680115 | Sus | N | CompanyInitiated¦ImproperConstruction¦Fuse¦Normal
22-0056792 | Vegetation | Tree - branch fell on line | Conductor, Overhead | Normal | 2022 | Tier 2 - Elevated | Distribution Circuit | 5 | 2 | 2022-05-02 | 1686002 | Sus | Y | Vegetation¦Treebranchfellonline¦ConductorOverhead¦Normal
22-0056795 | Vegetation | Tree - fell into line | Conductor, Overhead | Normal | 2022 | Tier 3 - Extreme | Distribution Circuit | 5 | 2 | 2022-05-02 | 1686294 | Sus | Y | Vegetation¦Treefellintoline¦ConductorOverhead¦Normal
22-0058000 | Equipment Failure/Involved | Underground | Connector or Splice (UG) | Broken | 2022 | Tier 3 - Extreme | Transformer only | 5 | 4 | 2022-05-04 | 1688463 | Sus | Y | EquipmentFailureInvolved¦Underground¦ConnectororSplice(UG)¦Broken
22-0059513 | Vegetation | Tree - branch fell on line | Conductor, Overhead | Normal | 2022 | Tier 3 - Extreme | Distribution Circuit | 5 | 8 | 2022-05-08 | 1691566 | Sus | Y | Vegetation¦Treebranchfellonline¦ConductorOverhead¦Normal
22-0068317 | Equipment Failure/Involved | Overhead | Transformer (OH) | Leaking | 2022 | Tier 3 - Extreme | Transformer only | 5 | 31 | 2022-05-31 | 1714675 | Sus | Y | EquipmentFailureInvolved¦Overhead¦Transformer(OH)¦Leaking
22-0076028 | Animal | Squirrel | Pothead(Riser Termination) | Normal | 2022 | Tier 3 - Extreme | Distribution Circuit | 6 | 19 | 2022-06-19 | 1735263 | Sus | Y | Animal¦Squirrel¦Pothead(RiserTermination)¦Normal
22-0083431 | Unknown Cause | Patrol - found nothing |  |  | 2022 | Tier 2 - Elevated | Distribution Circuit | 7 | 8 | 2022-07-08 | 1751723 | Sus | Y | UnknownCause¦Patrolfoundnothing¦¦
22-0086972 | Equipment Failure/Involved | Overhead | Transformer (OH) | Failed/Faulted | 2022 | Tier 2 - Elevated | Distribution Circuit | 7 | 19 | 2022-07-19 | 1760049 | Sus | Y | EquipmentFailureInvolved¦Overhead¦Transformer(OH)¦FailedFaulted
22-0089195 | Vegetation | Tree - fell into line | Conductor, Overhead | Broken, wire on ground | 2022 | Tier 2 - Elevated | Distribution Circuit | 7 | 24 | 2022-07-24 | 1764551 | Sus | Y | Vegetation¦Treefellintoline¦ConductorOverhead¦Brokenwireonground
22-0091095 | Animal | Other | Conductor, Overhead | Normal | 2022 | Tier 2 - Elevated | Distribution Circuit | 7 | 28 | 2022-07-28 | 1767708 | Sus | Y | Animal¦Other¦ConductorOverhead¦Normal
22-0091574 | Equipment Failure/Involved | Overhead | Pole-Wood | Broken | 2022 | Tier 2 - Elevated | Distribution Circuit | 7 | 30 | 2022-07-30 | 1768698 | Sus | Y | EquipmentFailureInvolved¦Overhead¦PoleWood¦Broken
22-0098171 | Animal | Bird found | Conductor, Overhead | Normal | 2022 | Tier 2 - Elevated | Distribution Circuit | 8 | 16 | 2022-08-16 | 1782297 | Sus | Y | Animal¦Birdfound¦ConductorOverhead¦Normal
22-0100184 | Animal | Bird found | Conductor, Overhead | Normal | 2022 | Tier 2 - Elevated | Distribution Circuit | 8 | 21 | 2022-08-21 | 1786492 | Sus | Y | Animal¦Birdfound¦ConductorOverhead¦Normal
22-0101744 | Equipment Failure/Involved | Overhead | Transformer (OH) | Failed/Faulted | 2022 | Tier 2 - Elevated | Transformer only | 8 | 25 | 2022-08-25 | 1791080 | Sus | Y | EquipmentFailureInvolved¦Overhead¦Transformer(OH)¦FailedFaulted
22-0102901 | Unknown Cause | Patrol - found nothing |  |  | 2022 | Tier 2 - Elevated | Distribution Circuit | 8 | 29 | 2022-08-29 | 1793753 | Sus | Y | UnknownCause¦Patrolfoundnothing¦¦
22-0110067 | Unknown Cause | Patrol - found nothing |  |  | 2022 | Tier 2 - Elevated | Distribution Circuit | 9 | 14 | 2022-09-14 | 1810958 | Sus | Y | UnknownCause¦Patrolfoundnothing¦¦
22-0111437 | Animal | Squirrel | Fuse | Failed/Faulted | 2022 | Tier 3 - Extreme | Distribution Circuit | 9 | 17 | 2022-09-17 | 1813080 | Sus | Y | Animal¦Squirrel¦Fuse¦FailedFaulted
22-0114554 | Equipment Failure/Involved | Overhead | Fuse | Arcing | 2022 | Tier 2 - Elevated | Transformer only | 9 | 24 | 2022-09-24 | 1820955 | Sus | Y | EquipmentFailureInvolved¦Overhead¦Fuse¦Arcing
22-0115197 | Equipment Failure/Involved | Overhead | Pole-Wood | Deteriorated | 2022 | Tier 2 - Elevated | Distribution Circuit | 9 | 27 | 2022-09-27 | 1822534 | Sus | Y | EquipmentFailureInvolved¦Overhead¦PoleWood¦Deteriorated
22-0122642 | Animal | Other | Conductor, Overhead | Normal | 2022 | Tier 2 - Elevated | Distribution Circuit | 10 | 18 | 2022-10-18 | 1840030 | Sus | Y | Animal¦Other¦ConductorOverhead¦Normal
22-0123878 | Vegetation | Tree - branch fell on line | Conductor, Overhead | Normal | 2022 | Tier 2 - Elevated | Distribution Circuit | 10 | 22 | 2022-10-22 | 1842778 | Sus | Y | Vegetation¦Treebranchfellonline¦ConductorOverhead¦Normal
22-0135031 | Equipment Failure/Involved | Overhead | Connector or Splice (OH) | Broken, wire on ground | 2022 | Tier 2 - Elevated | Distribution Circuit | 11 | 30 | 2022-11-30 | 1871739 | Sus | Y | EquipmentFailureInvolved¦Overhead¦ConnectororSplice(OH)¦Brokenwireonground
22-0136423 | Equipment Failure/Involved | Overhead | Insulator | Broken | 2022 | Tier 2 - Elevated | Distribution Circuit | 12 | 4 | 2022-12-04 | 1875663 | Sus | N | EquipmentFailureInvolved¦Overhead¦Insulator¦Broken
22-0139061 | Equipment Failure/Involved | Overhead | Transformer | Failed/Faulted | 2022 | Tier 2 - Elevated | Transformer only | 12 | 11 | 2022-12-11 | 1886198 | Sus | N | EquipmentFailureInvolved¦Overhead¦Transformer¦FailedFaulted
22-0139103 | Vegetation | Tree - fell into line | Conductor, Overhead | Broken, wire on ground | 2022 | Tier 3 - Extreme | Distribution Circuit | 12 | 11 | 2022-12-11 | 1886271 | Sus | N | Vegetation¦Treefellintoline¦ConductorOverhead¦Brokenwireonground
22-0140540 | Company Initiated | Other Circuits | Pole-Wood | Deteriorated | 2022 | Tier 2 - Elevated | Distribution Circuit | 12 | 18 | 2022-12-18 | 1892047 | Sus | N | CompanyInitiated¦OtherCircuits¦PoleWood¦Deteriorated
22-0141510 | Vegetation | Tree - fell into line | Conductor, Overhead | Normal | 2022 | Tier 3 - Extreme | Distribution Circuit | 12 | 27 | 2022-12-27 | 1898241 | Sus | N | Vegetation¦Treefellintoline¦ConductorOverhead¦Normal
22-0142907 | Unknown Cause | Patrol - found nothing |  |  | 2022 | Tier 2 - Elevated | Distribution Circuit | 12 | 31 | 2022-12-31 | 1904290 | Sus | N | UnknownCause¦Patrolfoundnothing¦¦
15-0005495 | Equipment Failure/Involved | Electrical Overload |  | Broken | 2015 | Tier 2 - Elevated | Transformer only | 1 | 18 | 2015-01-18 | 1165499 | Sus | N | EquipmentFailureInvolved¦ElectricalOverload¦¦Broken
15-0010497 | Vegetation | Tree - fell into line | Conductor, Overhead | Broken, wire on ground | 2015 | Tier 2 - Elevated | Distribution Circuit | 2 | 6 | 2015-02-06 | 1176885 | Sus | N | Vegetation¦Treefellintoline¦ConductorOverhead¦Brokenwireonground
15-0013067 | Equipment Failure/Involved | Other | Transformer | Failed/Faulted | 2015 | Tier 2 - Elevated | Transformer only | 2 | 12 | 2015-02-12 | 1189353 | Sus | N | EquipmentFailureInvolved¦Other¦Transformer¦FailedFaulted
15-0025129 | Equipment Failure/Involved | Lightning | Transformer | Failed/Faulted | 2015 | Tier 2 - Elevated | Transformer only | 4 | 7 | 2015-04-07 | 1215409 | Sus | N | EquipmentFailureInvolved¦Lightning¦Transformer¦FailedFaulted
15-0036222 | Vegetation | Tree - fell into line | Conductor, Overhead | Broken, wire on ground | 2015 | Tier 2 - Elevated | Distribution Circuit | 5 | 24 | 2015-05-24 | 1239011 | Sus | Y | Vegetation¦Treefellintoline¦ConductorOverhead¦Brokenwireonground
15-0042234 | 3rd Party | Vehicle | Conductor, Overhead | On Ground | 2015 | Tier 2 - Elevated | Distribution Circuit | 6 | 19 | 2015-06-19 | 1253546 | Sus | Y | 3rdParty¦Vehicle¦ConductorOverhead¦OnGround
15-0043058 | Equipment Failure/Involved | Overhead | Connector or Splice (OH) | Arcing | 2015 | Tier 3 - Extreme | Transformer only | 6 | 24 | 2015-06-24 | 1255736 | Sus | Y | EquipmentFailureInvolved¦Overhead¦ConnectororSplice(OH)¦Arcing
15-0043186 | Unknown Cause | Patrol - found nothing |  |  | 2015 | Tier 2 - Elevated | Distribution Circuit | 6 | 25 | 2015-06-25 | 1256120 | Sus | Y | UnknownCause¦Patrolfoundnothing¦¦
15-0046381 | Vegetation | Tree - fell into line | Conductor, Overhead | Normal | 2015 | Tier 2 - Elevated | Distribution Circuit | 7 | 8 | 2015-07-08 | 1265101 | Sus | Y | Vegetation¦Treefellintoline¦ConductorOverhead¦Normal
15-0048693 | Equipment Failure/Involved | Overhead | Conductor, Overhead | Together | 2015 | Tier 3 - Extreme | Distribution Circuit | 7 | 19 | 2015-07-19 | 1272021 | Sus | Y | EquipmentFailureInvolved¦Overhead¦ConductorOverhead¦Together
15-0055178 | Vegetation | Tree - fell into line | Conductor, Overhead | Broken, wire on ground | 2015 | Tier 2 - Elevated | Distribution Circuit | 8 | 15 | 2015-08-15 | 1288584 | Sus | Y | Vegetation¦Treefellintoline¦ConductorOverhead¦Brokenwireonground
15-0055227 | Unknown Cause | Patrol - found nothing |  |  | 2015 | Tier 3 - Extreme | Distribution Circuit | 8 | 15 | 2015-08-15 | 1288757 | Sus | Y | UnknownCause¦Patrolfoundnothing¦¦
15-0063076 | Environmental/External | Fire, Forest/Grass | Pole-Wood | Burned/flashed | 2015 | Tier 2 - Elevated | Distribution Circuit | 9 | 24 | 2015-09-24 | 1311278 | Sus | Y | EnvironmentalExternal¦FireForestGrass¦PoleWood¦Burnedflashed
15-0063916 | Environmental/External | Fire, Forest/Grass | Fuse | Normal | 2015 | Tier 3 - Extreme | Distribution Circuit | 9 | 25 | 2015-09-25 | 1312144 | Sus | Y | EnvironmentalExternal¦FireForestGrass¦Fuse¦Normal
15-0067281 | Vegetation | Tree - fell into line |  | Failed/Faulted | 2015 | Tier 2 - Elevated | Transformer only | 10 | 1 | 2015-10-01 | 1315097 | Sus | Y | Vegetation¦Treefellintoline¦¦FailedFaulted
15-0069296 | Equipment Failure/Involved | Overhead | Crossarm, Wood | Broken, wire on ground | 2015 | Tier 2 - Elevated | Distribution Circuit | 10 | 9 | 2015-10-09 | 1319379 | Sus | Y | EquipmentFailureInvolved¦Overhead¦CrossarmWood¦Brokenwireonground
15-0072932 | Animal | Bird found | Conductor, Overhead | Broken | 2015 | Tier 2 - Elevated | Distribution Circuit | 10 | 23 | 2015-10-23 | 1328241 | Sus | Y | Animal¦Birdfound¦ConductorOverhead¦Broken
15-0073634 | Equipment Failure/Involved | Overhead | Transformer (OH) | Failed/Faulted | 2015 | Tier 3 - Extreme | Transformer only | 10 | 27 | 2015-10-27 | 1329614 | Sus | Y | EquipmentFailureInvolved¦Overhead¦Transformer(OH)¦FailedFaulted
15-0073869 | Equipment Failure/Involved | Fire, pole | Pole-Wood | Burned/flashed | 2015 | Tier 2 - Elevated | Distribution Circuit | 10 | 28 | 2015-10-28 | 1330486 | Sus | Y | EquipmentFailureInvolved¦Firepole¦PoleWood¦Burnedflashed
15-0080980 | Animal | Bird found | Conductor, Overhead | Broken, wire on ground | 2015 | Tier 2 - Elevated | Distribution Circuit | 11 | 25 | 2015-11-25 | 1348396 | Sus | Y | Animal¦Birdfound¦ConductorOverhead¦Brokenwireonground
15-0081670 | Equipment Failure/Involved | Underground | Transformer (UG) | Deteriorated | 2015 | Tier 2 - Elevated | Distribution Circuit | 11 | 30 | 2015-11-30 | 1350358 | Sus | Y | EquipmentFailureInvolved¦Underground¦Transformer(UG)¦Deteriorated
15-0084775 | Equipment Failure/Involved | Overhead | Conductor, Overhead | Broken, wire on ground | 2015 | Tier 3 - Extreme | Distribution Circuit | 12 | 13 | 2015-12-13 | 1360357 | Sus | N | EquipmentFailureInvolved¦Overhead¦ConductorOverhead¦Brokenwireonground
15-0086790 | Vegetation | Tree - fell into line | Pole-Wood | Broken, wire on ground | 2015 | Tier 3 - Extreme | Distribution Circuit | 12 | 22 | 2015-12-22 | 1368819 | Sus | N | Vegetation¦Treefellintoline¦PoleWood¦Brokenwireonground
15-0087430 | Vegetation | Tree - fell into line | Conductor, Overhead | Broken, wire on ground | 2015 | Tier 2 - Elevated | Distribution Circuit | 12 | 26 | 2015-12-26 | 1371987 | Sus | N | Vegetation¦Treefellintoline¦ConductorOverhead¦Brokenwireonground
16-0002892 | Vegetation | Tree - branch fell on line | Conductor, Overhead | Normal | 2016 | Tier 3 - Extreme | Distribution Circuit | 1 | 5 | 2016-01-05 | 1377040 | Sus | N | Vegetation¦Treebranchfellonline¦ConductorOverhead¦Normal
16-0005522 | Vegetation | Tree - fell into line | Transformer | Leaking | 2016 | Tier 3 - Extreme | Transformer only | 1 | 15 | 2016-01-15 | 1384306 | Sus | N | Vegetation¦Treefellintoline¦Transformer¦Leaking
16-0006505 | Equipment Failure/Involved | Overhead | Transformer | Failed/Faulted | 2016 | Tier 3 - Extreme | Transformer only | 1 | 19 | 2016-01-19 | 1387512 | Sus | N | EquipmentFailureInvolved¦Overhead¦Transformer¦FailedFaulted
16-0007535 | Vegetation | Tree - branch fell on line | Conductor, Overhead | Broken, wire on ground | 2016 | Tier 3 - Extreme | Distribution Circuit | 1 | 22 | 2016-01-22 | 1390165 | Sus | N | Vegetation¦Treebranchfellonline¦ConductorOverhead¦Brokenwireonground
16-0007684 | 3rd Party | Vehicle | Pole-Wood | Broken | 2016 | Tier 2 - Elevated | Distribution Circuit | 1 | 23 | 2016-01-23 | 1390508 | Sus | N | 3rdParty¦Vehicle¦PoleWood¦Broken
16-0013378 | Equipment Failure/Involved | Overhead | Pole-Wood | Broken | 2016 | Tier 2 - Elevated | Distribution Circuit | 2 | 17 | 2016-02-17 | 1406765 | Sus | N | EquipmentFailureInvolved¦Overhead¦PoleWood¦Broken
16-0018186 | Vegetation | Tree - fell into line | Pole-Wood | Normal | 2016 | Tier 3 - Extreme | Distribution Circuit | 3 | 5 | 2016-03-05 | 1419687 | Sus | N | Vegetation¦Treefellintoline¦PoleWood¦Normal
16-0018215 | Vegetation | Tree - fell into line | Conductor, Overhead | Broken, wire on object | 2016 | Tier 2 - Elevated | Distribution Circuit | 3 | 6 | 2016-03-06 | 1421054 | Sus | N | Vegetation¦Treefellintoline¦ConductorOverhead¦Brokenwireonobject
16-0020705 | Unknown Cause | Patrol - found nothing |  |  | 2016 | Tier 3 - Extreme | Distribution Circuit | 3 | 11 | 2016-03-11 | 1428927 | Sus | N | UnknownCause¦Patrolfoundnothing¦¦
16-0028649 | Unknown Cause | Patrol - not conducted |  |  | 2016 | Tier 2 - Elevated | Distribution Circuit | 4 | 14 | 2016-04-14 | 1450747 | Sus | N | UnknownCause¦Patrolnotconducted¦¦
16-0032067 | Vegetation | Tree - fell into line | Conductor, Overhead | Normal | 2016 | Tier 2 - Elevated | Distribution Circuit | 4 | 27 | 2016-04-27 | 1460240 | Sus | N | Vegetation¦Treefellintoline¦ConductorOverhead¦Normal
16-0036792 | Equipment Failure/Involved | Overhead | Transformer (OH) | Failed/Faulted | 2016 | Tier 3 - Extreme | Transformer only | 5 | 18 | 2016-05-18 | 1471895 | Sus | Y | EquipmentFailureInvolved¦Overhead¦Transformer(OH)¦FailedFaulted
16-0038476 | Environmental/External | Lightning | Transformer (OH) | Failed/Faulted | 2016 | Tier 3 - Extreme | Transformer only | 5 | 25 | 2016-05-25 | 1476655 | Sus | Y | EnvironmentalExternal¦Lightning¦Transformer(OH)¦FailedFaulted
16-0040882 | Equipment Failure/Involved | Overhead | Conductor, Overhead | Together | 2016 | Tier 2 - Elevated | Distribution Circuit | 6 | 3 | 2016-06-03 | 1482189 | Sus | Y | EquipmentFailureInvolved¦Overhead¦ConductorOverhead¦Together
16-0046037 | Vegetation | Tree - fell into line | Conductor, Overhead | Normal | 2016 | Tier 2 - Elevated | Distribution Circuit | 6 | 27 | 2016-06-27 | 1496723 | Sus | Y | Vegetation¦Treefellintoline¦ConductorOverhead¦Normal
16-0049929 | 3rd Party | Tree - cutting, 3rd party | Conductor, Overhead | Normal | 2016 | Tier 2 - Elevated | Distribution Circuit | 7 | 14 | 2016-07-14 | 1510015 | Sus | Y | 3rdParty¦Treecutting3rdparty¦ConductorOverhead¦Normal
16-0053369 | Equipment Failure/Involved | Overhead | Pole-Wood | Broken | 2016 | Tier 3 - Extreme | Distribution Circuit | 7 | 28 | 2016-07-28 | 1517883 | Sus | Y | EquipmentFailureInvolved¦Overhead¦PoleWood¦Broken
16-0074818 | Unknown Cause | Patrol - found nothing |  |  | 2016 | Tier 2 - Elevated | Distribution Circuit | 10 | 23 | 2016-10-23 | 1567868 | Sus | Y | UnknownCause¦Patrolfoundnothing¦¦
16-0076873 | Vegetation | Tree - fell into line | Crossarm, Wood | Broken | 2016 | Tier 2 - Elevated | Distribution Circuit | 10 | 31 | 2016-10-31 | 1573498 | Sus | Y | Vegetation¦Treefellintoline¦CrossarmWood¦Broken
16-0081102 | Vegetation | Tree - fell into line | Conductor, Overhead | Broken, wire on ground | 2016 | Tier 2 - Elevated | Distribution Circuit | 11 | 18 | 2016-11-18 | 1584656 | Sus | Y | Vegetation¦Treefellintoline¦ConductorOverhead¦Brokenwireonground
16-0085640 | Vegetation | Tree - fell into line | Conductor, Overhead | Broken, wire on ground | 2016 | Tier 2 - Elevated | Distribution Circuit | 12 | 15 | 2016-12-15 | 1602250 | Sus | N | Vegetation¦Treefellintoline¦ConductorOverhead¦Brokenwireonground
17-0003331 | Equipment Failure/Involved | Overhead | Conductor, Overhead | Broken, wire on ground | 2017 | Tier 3 - Extreme | Distribution Circuit | 1 | 3 | 2017-01-03 | 1616324 | Sus | N | EquipmentFailureInvolved¦Overhead¦ConductorOverhead¦Brokenwireonground
17-0003366 | Unknown Cause | Patrol - not conducted |  |  | 2017 | Tier 2 - Elevated | Distribution Circuit | 1 | 3 | 2017-01-03 | 1616516 | Sus | N | UnknownCause¦Patrolnotconducted¦¦
17-0004963 | Vegetation | Tree - fell into line | Pole-Wood | Broken, wire on ground | 2017 | Tier 2 - Elevated | Distribution Circuit | 1 | 8 | 2017-01-08 | 1623071 | Sus | N | Vegetation¦Treefellintoline¦PoleWood¦Brokenwireonground
17-0005420 | Vegetation | Tree - fell into line | Conductor, Overhead | Broken, wire on ground | 2017 | Tier 2 - Elevated | Distribution Circuit | 1 | 8 | 2017-01-08 | 1627478 | Sus | N | Vegetation¦Treefellintoline¦ConductorOverhead¦Brokenwireonground
17-0005621 | Unknown Cause | Patrol - not conducted |  |  | 2017 | Tier 2 - Elevated | Distribution Circuit | 1 | 8 | 2017-01-08 | 1624102 | Sus | N | UnknownCause¦Patrolnotconducted¦¦
17-0006375 | Equipment Failure/Involved | Overhead | Conductor, Overhead | Broken, wire on ground | 2017 | Tier 3 - Extreme | Distribution Circuit | 1 | 9 | 2017-01-09 | 1631634 | Sus | N | EquipmentFailureInvolved¦Overhead¦ConductorOverhead¦Brokenwireonground
17-0006577 | Vegetation | Tree - fell into line | Conductor, Overhead | Broken | 2017 | Tier 3 - Extreme | Distribution Circuit | 1 | 10 | 2017-01-10 | 1633202 | Sus | N | Vegetation¦Treefellintoline¦ConductorOverhead¦Broken
17-0006674 | Vegetation | Tree - fell into line | Insulator | Broken | 2017 | Tier 3 - Extreme | Distribution Circuit | 1 | 10 | 2017-01-10 | 1633517 | Sus | N | Vegetation¦Treefellintoline¦Insulator¦Broken
17-0006830 | Unknown Cause | Patrol - found nothing |  |  | 2017 | Tier 3 - Extreme | Distribution Circuit | 1 | 10 | 2017-01-10 | 1633717 | Sus | N | UnknownCause¦Patrolfoundnothing¦¦
17-0008340 | Unknown Cause | Patrol - found nothing |  |  | 2017 | Tier 3 - Extreme | Distribution Circuit | 1 | 10 | 2017-01-10 | 1634671 | Sus | N | UnknownCause¦Patrolfoundnothing¦¦
17-0011605 | Vegetation | Tree - fell into line | Fuse | Failed/Faulted | 2017 | Tier 2 - Elevated | Distribution Circuit | 1 | 20 | 2017-01-20 | 1654094 | Sus | N | Vegetation¦Treefellintoline¦Fuse¦FailedFaulted
17-0011886 | Vegetation | Tree - fell into line | Conductor, Overhead | Broken, wire on ground | 2017 | Tier 2 - Elevated | Distribution Circuit | 1 | 21 | 2017-01-21 | 1655384 | Sus | N | Vegetation¦Treefellintoline¦ConductorOverhead¦Brokenwireonground
17-0011970 | Vegetation | Tree - branch fell on line | Fuse | Failed/Faulted | 2017 | Tier 3 - Extreme | Distribution Circuit | 1 | 21 | 2017-01-21 | 1655624 | Sus | N | Vegetation¦Treebranchfellonline¦Fuse¦FailedFaulted
17-0012796 | Vegetation | Tree - fell into line | Conductor, Overhead | Together | 2017 | Tier 3 - Extreme | Distribution Circuit | 1 | 22 | 2017-01-22 | 1659010 | Sus | N | Vegetation¦Treefellintoline¦ConductorOverhead¦Together
17-0012991 | Vegetation | Tree - branch fell on line | Conductor, Overhead | Broken, wire on ground | 2017 | Tier 3 - Extreme | Distribution Circuit | 1 | 22 | 2017-01-22 | 1659020 | Sus | N | Vegetation¦Treebranchfellonline¦ConductorOverhead¦Brokenwireonground
17-0013584 | Equipment Failure/Involved | Overhead | Transformer | Failed/Faulted | 2017 | Tier 2 - Elevated | Transformer only | 1 | 23 | 2017-01-23 | 1662715 | Sus | N | EquipmentFailureInvolved¦Overhead¦Transformer¦FailedFaulted
17-0014434 | Equipment Failure/Involved | Overhead | Insulator | Broken | 2017 | Tier 2 - Elevated | Distribution Circuit | 1 | 24 | 2017-01-24 | 1665902 | Sus | N | EquipmentFailureInvolved¦Overhead¦Insulator¦Broken
17-0014687 | Vegetation | Tree - fell into line | Conductor, Overhead | Normal | 2017 | Tier 2 - Elevated | Distribution Circuit | 1 | 23 | 2017-01-23 | 1664766 | Sus | N | Vegetation¦Treefellintoline¦ConductorOverhead¦Normal
17-0015265 | Vegetation | Tree - fell into line | Pole-Wood | Broken | 2017 | Tier 2 - Elevated | Distribution Circuit | 1 | 26 | 2017-01-26 | 1667589 | Sus | N | Vegetation¦Treefellintoline¦PoleWood¦Broken
17-0017926 | Vegetation | Tree - fell into line | Conductor, Overhead | On Ground | 2017 | Tier 3 - Extreme | Distribution Circuit | 2 | 6 | 2017-02-06 | 1677048 | Sus | N | Vegetation¦Treefellintoline¦ConductorOverhead¦OnGround
17-0018811 | Vegetation | Tree - fell into line | Conductor, Overhead | Broken, wire on ground | 2017 | Tier 2 - Elevated | Distribution Circuit | 2 | 7 | 2017-02-07 | 1681188 | Sus | N | Vegetation¦Treefellintoline¦ConductorOverhead¦Brokenwireonground
17-0018811 | Vegetation | Tree - fell into line | Conductor, Overhead | Broken, wire on ground | 2017 | Tier 2 - Elevated | Distribution Circuit | 2 | 7 | 2017-02-07 | 1681188 | Sus | N | Vegetation¦Treefellintoline¦ConductorOverhead¦Brokenwireonground
17-0018812 | Vegetation | Tree - fell into line | Conductor, Overhead | Broken, wire on ground | 2017 | Tier 3 - Extreme | Distribution Circuit | 2 | 7 | 2017-02-07 | 1680927 | Sus | N | Vegetation¦Treefellintoline¦ConductorOverhead¦Brokenwireonground
17-0018822 | Unknown Cause | Patrol - found nothing |  |  | 2017 | Tier 3 - Extreme | Distribution Circuit | 2 | 8 | 2017-02-08 | 1681211 | Sus | N | UnknownCause¦Patrolfoundnothing¦¦
17-0019748 | Vegetation | Tree - fell into line | Conductor, Overhead | Broken, wire on ground | 2017 | Tier 2 - Elevated | Distribution Circuit | 2 | 10 | 2017-02-10 | 1684474 | Sus | N | Vegetation¦Treefellintoline¦ConductorOverhead¦Brokenwireonground
17-0020358 | 3rd Party | Customer Equipment | Transformer (OH) | Burned/flashed | 2017 | Tier 3 - Extreme | Distribution Circuit | 2 | 11 | 2017-02-11 | 1686313 | Sus | N | 3rdParty¦CustomerEquipment¦Transformer(OH)¦Burnedflashed
17-0020405 | Equipment Failure/Involved | Overhead | Conductor, Overhead | Broken, wire on ground | 2017 | Tier 3 - Extreme | Distribution Circuit | 2 | 11 | 2017-02-11 | 1686362 | Sus | N | EquipmentFailureInvolved¦Overhead¦ConductorOverhead¦Brokenwireonground
17-0021379 | Equipment Failure/Involved | Overhead | Transformer | Failed/Faulted | 2017 | Tier 2 - Elevated | Transformer only | 2 | 15 | 2017-02-15 | 1689513 | Sus | N | EquipmentFailureInvolved¦Overhead¦Transformer¦FailedFaulted
17-0026942 | Unknown Cause | Patrol - found nothing |  |  | 2017 | Tier 3 - Extreme | Distribution Circuit | 2 | 27 | 2017-02-27 | 1714759 | Sus | N | UnknownCause¦Patrolfoundnothing¦¦
17-0027019 | Vegetation | Tree - fell into line | Crossarm, Wood | Broken | 2017 | Tier 3 - Extreme | Distribution Circuit | 2 | 27 | 2017-02-27 | 1714818 | Sus | N | Vegetation¦Treefellintoline¦CrossarmWood¦Broken
17-0034614 | Vegetation | Tree - fell into line | Conductor, Overhead | Broken, wire on ground | 2017 | Tier 2 - Elevated | Distribution Circuit | 3 | 29 | 2017-03-29 | 1738064 | Sus | N | Vegetation¦Treefellintoline¦ConductorOverhead¦Brokenwireonground
17-0037309 | Vegetation | Tree - fell into line | Conductor, Overhead | Broken, wire on ground | 2017 | Tier 2 - Elevated | Distribution Circuit | 4 | 6 | 2017-04-06 | 1746177 | Sus | N | Vegetation¦Treefellintoline¦ConductorOverhead¦Brokenwireonground
17-0039327 | Vegetation | Tree - fell into line | Conductor, Overhead | Broken, wire on ground | 2017 | Tier 3 - Extreme | Distribution Circuit | 4 | 11 | 2017-04-11 | 1755632 | Sus | N | Vegetation¦Treefellintoline¦ConductorOverhead¦Brokenwireonground
17-0039665 | Equipment Failure/Involved | Overhead | Conductor, Overhead | Broken, wire on ground | 2017 | Tier 2 - Elevated | Distribution Circuit | 4 | 12 | 2017-04-12 | 1756121 | Sus | N | EquipmentFailureInvolved¦Overhead¦ConductorOverhead¦Brokenwireonground
17-0043643 | Equipment Failure/Involved | Overhead | Secondary | Broken, wire on ground | 2017 | Tier 2 - Elevated | Transformer only | 4 | 28 | 2017-04-28 | 1769261 | Sus | N | EquipmentFailureInvolved¦Overhead¦Secondary¦Brokenwireonground
17-0045819 | Vegetation | Tree - fell into line | Conductor, Overhead | Broken, wire on ground | 2017 | Tier 2 - Elevated | Distribution Circuit | 5 | 6 | 2017-05-06 | 1776425 | Sus | Y | Vegetation¦Treefellintoline¦ConductorOverhead¦Brokenwireonground
17-0052194 | Unknown Cause | Patrol - found nothing |  |  | 2017 | Tier 3 - Extreme | Distribution Circuit | 6 | 1 | 2017-06-01 | 1795205 | Sus | Y | UnknownCause¦Patrolfoundnothing¦¦
17-0053008 | 3rd Party | Gun Shot | Conductor, Overhead | Deteriorated | 2017 | Tier 2 - Elevated | Distribution Circuit | 6 | 6 | 2017-06-06 | 1797999 | Sus | Y | 3rdParty¦GunShot¦ConductorOverhead¦Deteriorated
17-0054340 | Equipment Failure/Involved | Overhead | Transformer (OH) | Failed/Faulted | 2017 | Tier 3 - Extreme | Distribution Circuit | 6 | 11 | 2017-06-11 | 1801920 | Sus | Y | EquipmentFailureInvolved¦Overhead¦Transformer(OH)¦FailedFaulted
17-0055416 | Unknown Cause | Patrol - found nothing |  |  | 2017 | Tier 2 - Elevated | Distribution Circuit | 6 | 15 | 2017-06-15 | 1804970 | Sus | Y | UnknownCause¦Patrolfoundnothing¦¦
17-0057859 | Vegetation | Tree - branch fell on line | Conductor, Overhead | Normal | 2017 | Tier 2 - Elevated | Distribution Circuit | 6 | 22 | 2017-06-22 | 1815087 | Sus | Y | Vegetation¦Treebranchfellonline¦ConductorOverhead¦Normal
17-0060389 | Vegetation | Tree - branch fell on line | Conductor, Overhead | Normal | 2017 | Tier 2 - Elevated | Distribution Circuit | 7 | 4 | 2017-07-04 | 1823339 | Sus | Y | Vegetation¦Treebranchfellonline¦ConductorOverhead¦Normal
17-0062325 | Environmental/External | Fire, Forest/Grass | Pole-Wood | Burned/flashed | 2017 | Tier 2 - Elevated | Distribution Circuit | 7 | 12 | 2017-07-12 | 1829877 | Sus | Y | EnvironmentalExternal¦FireForestGrass¦PoleWood¦Burnedflashed
17-0063376 | Animal | Squirrel | Conductor, Overhead | Normal | 2017 | Tier 2 - Elevated | Distribution Circuit | 7 | 17 | 2017-07-17 | 1833310 | Sus | Y | Animal¦Squirrel¦ConductorOverhead¦Normal
17-0066392 | Vegetation | Tree - fell into line | Conductor, Overhead | Broken, wire on ground | 2017 | Tier 2 - Elevated | Distribution Circuit | 7 | 28 | 2017-07-28 | 1841953 | Sus | Y | Vegetation¦Treefellintoline¦ConductorOverhead¦Brokenwireonground
17-0066470 | Vegetation | Tree - fell into line | Conductor, Overhead | Broken, wire on ground | 2017 | Tier 3 - Extreme | Distribution Circuit | 7 | 29 | 2017-07-29 | 1842220 | Sus | Y | Vegetation¦Treefellintoline¦ConductorOverhead¦Brokenwireonground
17-0067861 | Vegetation | Tree - fell into line | Conductor, Overhead | Broken, wire on ground | 2017 | Tier 3 - Extreme | Distribution Circuit | 8 | 4 | 2017-08-04 | 1846096 | Sus | Y | Vegetation¦Treefellintoline¦ConductorOverhead¦Brokenwireonground
17-0068279 | 3rd Party | Vehicle | Pole-Wood | Broken, wire on ground | 2017 | Tier 2 - Elevated | Distribution Circuit | 8 | 6 | 2017-08-06 | 1847335 | Sus | Y | 3rdParty¦Vehicle¦PoleWood¦Brokenwireonground
17-0068642 | Equipment Failure/Involved | Overhead | Transformer (OH) | Failed/Faulted | 2017 | Tier 2 - Elevated | Distribution Circuit | 8 | 8 | 2017-08-08 | 1848246 | Sus | Y | EquipmentFailureInvolved¦Overhead¦Transformer(OH)¦FailedFaulted
17-0070796 | 3rd Party | Customer Equipment | Secondary | Broken | 2017 | Tier 2 - Elevated | Transformer only | 8 | 16 | 2017-08-16 | 1853746 | Sus | Y | 3rdParty¦CustomerEquipment¦Secondary¦Broken
17-0073705 | 3rd Party | Customer Equipment | Customer Equipment | Broken | 2017 | Tier 2 - Elevated | Distribution Circuit | 8 | 29 | 2017-08-29 | 1862274 | Sus | Y | 3rdParty¦CustomerEquipment¦CustomerEquipment¦Broken
17-0074333 | Vegetation | Tree - branch fell on line | Conductor, Overhead | Broken, wire on ground | 2017 | Tier 2 - Elevated | Distribution Circuit | 8 | 30 | 2017-08-30 | 1863721 | Sus | Y | Vegetation¦Treebranchfellonline¦ConductorOverhead¦Brokenwireonground
17-0083388 | Company Initiated | Construction Activity/equip, company | Transformer (OH) | Normal | 2017 | Tier 2 - Elevated | Distribution Circuit | 10 | 2 | 2017-10-02 | 1889422 | Sus | Y | CompanyInitiated¦ConstructionActivityequipcompany¦Transformer(OH)¦Normal
17-0084296 | Equipment Failure/Involved | Overhead | Connector or Splice (OH) | Broken | 2017 | Tier 2 - Elevated | Distribution Circuit | 10 | 4 | 2017-10-04 | 1891115 | Sus | Y | EquipmentFailureInvolved¦Overhead¦ConnectororSplice(OH)¦Broken
17-0086427 | Equipment Failure/Involved | Fire, pole | Pole-Wood | On Ground | 2017 | Tier 2 - Elevated | Distribution Circuit | 10 | 9 | 2017-10-09 | 1898700 | Sus | Y | EquipmentFailureInvolved¦Firepole¦PoleWood¦OnGround
17-0086779 | Unknown Cause | Patrol - found nothing |  | Failed/Faulted | 2017 | Tier 3 - Extreme | Distribution Circuit | 10 | 12 | 2017-10-12 | 1899366 | Sus | Y | UnknownCause¦Patrolfoundnothing¦¦FailedFaulted
17-0086872 | Environmental/External | Fire, Forest/Grass | Pole-Wood | Broken, wire on ground | 2017 | Tier 3 - Extreme | Distribution Circuit | 10 | 9 | 2017-10-09 | 1899587 | Sus | Y | EnvironmentalExternal¦FireForestGrass¦PoleWood¦Brokenwireonground
17-0087138 | Vegetation | Tree - fell into line | Conductor, Overhead | Normal | 2017 | Tier 2 - Elevated | Distribution Circuit | 10 | 13 | 2017-10-13 | 1900265 | Sus | Y | Vegetation¦Treefellintoline¦ConductorOverhead¦Normal
17-0087310 | Environmental/External | Fire, Forest/Grass | Conductor, Overhead | Broken, wire on ground | 2017 | Tier 2 - Elevated | Distribution Circuit | 10 | 9 | 2017-10-09 | 1900638 | Sus | Y | EnvironmentalExternal¦FireForestGrass¦ConductorOverhead¦Brokenwireonground
17-0087763 | Environmental/External | Fire, Forest/Grass | Transformer (UG) | Burned/flashed | 2017 | Tier 3 - Extreme | Distribution Circuit | 10 | 8 | 2017-10-08 | 1902030 | Sus | Y | EnvironmentalExternal¦FireForestGrass¦Transformer(UG)¦Burnedflashed
17-0088279 | Environmental/External | Fire, Forest/Grass | Conductor, Overhead | Burned/flashed | 2017 | Tier 3 - Extreme | Distribution Circuit | 10 | 8 | 2017-10-08 | 1903270 | Sus | Y | EnvironmentalExternal¦FireForestGrass¦ConductorOverhead¦Burnedflashed
17-0088408 | Environmental/External | Fire, Forest/Grass | Transformer (OH) | Burned/flashed | 2017 | Tier 3 - Extreme | Distribution Circuit | 10 | 8 | 2017-10-08 | 1903602 | Sus | Y | EnvironmentalExternal¦FireForestGrass¦Transformer(OH)¦Burnedflashed
17-0089157 | Unknown Cause | Patrol - found nothing |  | Failed/Faulted | 2017 | Tier 2 - Elevated | Distribution Circuit | 10 | 20 | 2017-10-20 | 1906051 | Sus | Y | UnknownCause¦Patrolfoundnothing¦¦FailedFaulted
17-0095381 | Vegetation | Tree - branch fell on line | Conductor, Overhead | Broken, wire on ground | 2017 | Tier 2 - Elevated | Distribution Circuit | 11 | 15 | 2017-11-15 | 1923300 | Sus | Y | Vegetation¦Treebranchfellonline¦ConductorOverhead¦Brokenwireonground
18-0003598 | Unknown Cause | Patrol - found nothing |  |  | 2018 | Tier 2 - Elevated | Distribution Circuit | 1 | 4 | 2018-01-04 | 1871 | Sus | N | UnknownCause¦Patrolfoundnothing¦¦
18-0007300 | Vegetation | Tree - fell into line | Secondary | Normal | 2018 | Tier 2 - Elevated | Distribution Circuit | 1 | 19 | 2018-01-19 | 10727 | Sus | N | Vegetation¦Treefellintoline¦Secondary¦Normal
18-0007978 | Equipment Failure/Involved | Overhead | Crossarm, Wood | Broken | 2018 | Tier 2 - Elevated | Distribution Circuit | 1 | 22 | 2018-01-22 | 12208 | Sus | N | EquipmentFailureInvolved¦Overhead¦CrossarmWood¦Broken
18-0008046 | Unknown Cause | Patrol - found nothing |  |  | 2018 | Tier 2 - Elevated | Distribution Circuit | 1 | 23 | 2018-01-23 | 12290 | Sus | N | UnknownCause¦Patrolfoundnothing¦¦
18-0009853 | Equipment Failure/Involved | Overhead |  | Failed/Faulted | 2018 | Tier 3 - Extreme | Transformer only | 1 | 29 | 2018-01-29 | 15695 | Sus | N | EquipmentFailureInvolved¦Overhead¦¦FailedFaulted
18-0013268 | Vegetation | Tree - branch fell on line | Transformer | Leaking | 2018 | Tier 2 - Elevated | Transformer only | 2 | 11 | 2018-02-11 | 22787 | Sus | N | Vegetation¦Treebranchfellonline¦Transformer¦Leaking
18-0017858 | Unknown Cause | Patrol - found nothing |  |  | 2018 | Tier 3 - Extreme | Distribution Circuit | 2 | 27 | 2018-02-27 | 33005 | Sus | N | UnknownCause¦Patrolfoundnothing¦¦
18-0017911 | Equipment Failure/Involved | Overhead | Jumper | Broken | 2018 | Tier 3 - Extreme | Distribution Circuit | 2 | 27 | 2018-02-27 | 33031 | Sus | N | EquipmentFailureInvolved¦Overhead¦Jumper¦Broken
18-0018288 | Equipment Failure/Involved | Overhead | Insulator | Broken | 2018 | Tier 2 - Elevated | Distribution Circuit | 3 | 1 | 2018-03-01 | 33841 | Sus | N | EquipmentFailureInvolved¦Overhead¦Insulator¦Broken
18-0023259 | Vegetation | Tree - bark fell into line | Conductor, Overhead | Normal | 2018 | Tier 3 - Extreme | Distribution Circuit | 3 | 16 | 2018-03-16 | 45240 | Sus | N | Vegetation¦Treebarkfellintoline¦ConductorOverhead¦Normal
18-0023850 | Unknown Cause | Patrol - found nothing |  |  | 2018 | Tier 2 - Elevated | Distribution Circuit | 3 | 17 | 2018-03-17 | 46987 | Sus | N | UnknownCause¦Patrolfoundnothing¦¦
18-0023916 | Animal | Squirrel | Fuse | Failed/Faulted | 2018 | Tier 3 - Extreme | Distribution Circuit | 3 | 18 | 2018-03-18 | 47396 | Sus | N | Animal¦Squirrel¦Fuse¦FailedFaulted
18-0025130 | Equipment Failure/Involved | Overhead | Transformer | Malfunctioning | 2018 | Tier 2 - Elevated | Transformer only | 3 | 21 | 2018-03-21 | 49597 | Sus | N | EquipmentFailureInvolved¦Overhead¦Transformer¦Malfunctioning
18-0025492 | Vegetation | Tree - fell into line | Other | Broken | 2018 | Tier 2 - Elevated | Distribution Circuit | 3 | 22 | 2018-03-22 | 50450 | Sus | N | Vegetation¦Treefellintoline¦Other¦Broken
18-0025973 | Vegetation | Tree - fell into line | Pole-Wood | Broken, wire on ground | 2018 | Tier 3 - Extreme | Distribution Circuit | 3 | 22 | 2018-03-22 | 51161 | Sus | N | Vegetation¦Treefellintoline¦PoleWood¦Brokenwireonground
18-0028140 | Equipment Failure/Involved | Overhead | Transformer | Failed/Faulted | 2018 | Tier 2 - Elevated | Transformer only | 3 | 31 | 2018-03-31 | 57043 | Sus | N | EquipmentFailureInvolved¦Overhead¦Transformer¦FailedFaulted
18-0031759 | Vegetation | Tree - fell into line | Bushing | Broken | 2018 | Tier 2 - Elevated | Transformer only | 4 | 12 | 2018-04-12 | 65259 | Sus | N | Vegetation¦Treefellintoline¦Bushing¦Broken
18-0033026 | Unknown Cause | Patrol - found nothing |  |  | 2018 | Tier 2 - Elevated | Distribution Circuit | 4 | 17 | 2018-04-17 | 68639 | Sus | N | UnknownCause¦Patrolfoundnothing¦¦
18-0035635 | Unknown Cause | Patrol - found nothing |  |  | 2018 | Tier 3 - Extreme | Distribution Circuit | 4 | 25 | 2018-04-25 | 73942 | Sus | N | UnknownCause¦Patrolfoundnothing¦¦
18-0039512 | Equipment Failure/Involved | Overhead | Transformer (OH) | Failed/Faulted | 2018 | Tier 2 - Elevated | Transformer only | 5 | 9 | 2018-05-09 | 82309 | Sus | Y | EquipmentFailureInvolved¦Overhead¦Transformer(OH)¦FailedFaulted
18-0045421 | Equipment Failure/Involved | Underground | Transformer (UG) | Leaking | 2018 | Tier 3 - Extreme | Distribution Circuit | 5 | 29 | 2018-05-29 | 96339 | Sus | Y | EquipmentFailureInvolved¦Underground¦Transformer(UG)¦Leaking
18-0047124 | Equipment Failure/Involved | Overhead | Crossarm, Wood | Broken | 2018 | Tier 3 - Extreme | Distribution Circuit | 6 | 4 | 2018-06-04 | 101032 | Sus | Y | EquipmentFailureInvolved¦Overhead¦CrossarmWood¦Broken
18-0052782 | 3rd Party | Tree - cutting, 3rd party | Conductor, Overhead | Normal | 2018 | Tier 3 - Extreme | Distribution Circuit | 6 | 20 | 2018-06-20 | 113637 | Sus | Y | 3rdParty¦Treecutting3rdparty¦ConductorOverhead¦Normal
18-0055483 | 3rd Party | Dig in, 3rd party | Conductor, Underground | Broken | 2018 | Tier 2 - Elevated | Distribution Circuit | 6 | 28 | 2018-06-28 | 120366 | Sus | Y | 3rdParty¦Digin3rdparty¦ConductorUnderground¦Broken
18-0060085 | Animal | Bird found | Conductor, Overhead | Normal | 2018 | Tier 2 - Elevated | Distribution Circuit | 7 | 16 | 2018-07-16 | 132442 | Sus | Y | Animal¦Birdfound¦ConductorOverhead¦Normal
18-0069088 | Vegetation | Tree - fell into line | Conductor, Overhead | Normal | 2018 | Tier 2 - Elevated | Distribution Circuit | 8 | 12 | 2018-08-12 | 153977 | Sus | Y | Vegetation¦Treefellintoline¦ConductorOverhead¦Normal
18-0069140 | Environmental/External | Fire, Forest/Grass | Conductor, Overhead | Normal | 2018 | Tier 3 - Extreme | Distribution Circuit | 8 | 13 | 2018-08-13 | 154240 | Sus | Y | EnvironmentalExternal¦FireForestGrass¦ConductorOverhead¦Normal
18-0080086 | Vegetation | Tree - fell into line | Pole-Wood | Broken | 2018 | Tier 3 - Extreme | Distribution Circuit | 9 | 16 | 2018-09-16 | 175153 | Sus | Y | Vegetation¦Treefellintoline¦PoleWood¦Broken
18-0080651 | Animal | Bird found | Fuse | Failed/Faulted | 2018 | Tier 2 - Elevated | Distribution Circuit | 9 | 17 | 2018-09-17 | 176068 | Sus | Y | Animal¦Birdfound¦Fuse¦FailedFaulted
18-0081580 | Unknown Cause | Patrol - found nothing |  |  | 2018 | Tier 3 - Extreme | Distribution Circuit | 9 | 20 | 2018-09-20 | 177864 | Sus | Y | UnknownCause¦Patrolfoundnothing¦¦
18-0082442 | Vegetation | Tree - branch fell on line | Conductor, Overhead | Broken, wire on ground | 2018 | Tier 2 - Elevated | Distribution Circuit | 9 | 22 | 2018-09-22 | 179480 | Sus | Y | Vegetation¦Treebranchfellonline¦ConductorOverhead¦Brokenwireonground
18-0085373 | Vegetation | Tree - grew into line | Conductor, Overhead | Together | 2018 | Tier 3 - Extreme | Distribution Circuit | 10 | 1 | 2018-10-01 | 185241 | Sus | Y | Vegetation¦Treegrewintoline¦ConductorOverhead¦Together
18-0088443 | Unknown Cause | Patrol - found nothing |  |  | 2018 | Tier 3 - Extreme | Distribution Circuit | 10 | 8 | 2018-10-08 | 191355 | Sus | Y | UnknownCause¦Patrolfoundnothing¦¦
18-0101566 | Unknown Cause | Patrol - found nothing |  |  | 2018 | Tier 2 - Elevated | Distribution Circuit | 11 | 20 | 2018-11-20 | 219289 | Sus | Y | UnknownCause¦Patrolfoundnothing¦¦
18-0104677 | Equipment Failure/Involved | Overhead | Conductor, Overhead | On Ground | 2018 | Tier 3 - Extreme | Distribution Circuit | 11 | 29 | 2018-11-29 | 227403 | Sus | Y | EquipmentFailureInvolved¦Overhead¦ConductorOverhead¦OnGround
18-0105828 | Equipment Failure/Involved | Overhead | Connector or Splice (OH) | Burned Open | 2018 | Tier 2 - Elevated | Distribution Circuit | 11 | 30 | 2018-11-30 | 230972 | Sus | Y | EquipmentFailureInvolved¦Overhead¦ConnectororSplice(OH)¦BurnedOpen
18-0110548 | Equipment Failure/Involved | Overhead | Crossarm, Wood | Broken | 2018 | Tier 3 - Extreme | Transformer only | 12 | 24 | 2018-12-24 | 246390 | Sus | N | EquipmentFailureInvolved¦Overhead¦CrossarmWood¦Broken
19-0005083 | Vegetation | Tree - fell into line | Pole-Wood | Broken, wire on ground | 2019 | Tier 2 - Elevated | Distribution Circuit | 1 | 6 | 2019-01-06 | 255244 | Sus | N | Vegetation¦Treefellintoline¦PoleWood¦Brokenwireonground
19-0005677 | Vegetation | Tree - branch fell on line | Transformer (OH) | Normal | 2019 | Tier 2 - Elevated | Distribution Circuit | 1 | 6 | 2019-01-06 | 256339 | Sus | N | Vegetation¦Treebranchfellonline¦Transformer(OH)¦Normal
19-0006770 | Vegetation | Tree - fell into line | Crossarm, Wood | Broken | 2019 | Tier 2 - Elevated | Distribution Circuit | 1 | 9 | 2019-01-09 | 261406 | Sus | N | Vegetation¦Treefellintoline¦CrossarmWood¦Broken
19-0009284 | Vegetation | Tree - branch fell on line | Conductor, Overhead | Broken, wire on ground | 2019 | Tier 2 - Elevated | Distribution Circuit | 1 | 15 | 2019-01-15 | 266021 | Sus | N | Vegetation¦Treebranchfellonline¦ConductorOverhead¦Brokenwireonground
19-0010056 | Vegetation | Tree - fell into line | Pole-Wood | Broken, wire on ground | 2019 | Tier 3 - Extreme | Distribution Circuit | 1 | 16 | 2019-01-16 | 269390 | Sus | N | Vegetation¦Treefellintoline¦PoleWood¦Brokenwireonground
19-0010128 | Vegetation | Tree - fell into line | Conductor, Overhead | Broken, wire on ground | 2019 | Tier 2 - Elevated | Distribution Circuit | 1 | 16 | 2019-01-16 | 268442 | Sus | N | Vegetation¦Treefellintoline¦ConductorOverhead¦Brokenwireonground
19-0010218 | Vegetation | Tree - branch fell on line | Conductor, Overhead | Normal | 2019 | Tier 3 - Extreme | Distribution Circuit | 1 | 16 | 2019-01-16 | 269527 | Sus | N | Vegetation¦Treebranchfellonline¦ConductorOverhead¦Normal
19-0011504 | Unknown Cause | Patrol - found nothing |  |  | 2019 | Tier 3 - Extreme | Distribution Circuit | 1 | 16 | 2019-01-16 | 272763 | Sus | N | UnknownCause¦Patrolfoundnothing¦¦
19-0011673 | Unknown Cause | Patrol - not conducted |  |  | 2019 | Tier 3 - Extreme | Distribution Circuit | 1 | 16 | 2019-01-16 | 275572 | Sus | N | UnknownCause¦Patrolnotconducted¦¦
19-0012889 | Equipment Failure/Involved | Overhead | Pole-Wood | Broken, wire on ground | 2019 | Tier 2 - Elevated | Distribution Circuit | 1 | 21 | 2019-01-21 | 278453 | Sus | N | EquipmentFailureInvolved¦Overhead¦PoleWood¦Brokenwireonground
19-0015022 | Unknown Cause | Patrol - found nothing |  |  | 2019 | Tier 2 - Elevated | Distribution Circuit | 1 | 28 | 2019-01-28 | 282461 | Sus | N | UnknownCause¦Patrolfoundnothing¦¦
19-0015464 | Equipment Failure/Involved | Overhead | Transformer | Failed/Faulted | 2019 | Tier 2 - Elevated | Transformer only | 1 | 29 | 2019-01-29 | 283243 | Sus | N | EquipmentFailureInvolved¦Overhead¦Transformer¦FailedFaulted
19-0017261 | Vegetation | Tree - branch fell on line | Conductor, Overhead | Normal | 2019 | Tier 3 - Extreme | Distribution Circuit | 2 | 2 | 2019-02-02 | 287809 | Sus | N | Vegetation¦Treebranchfellonline¦ConductorOverhead¦Normal
19-0018230 | Unknown Cause | Patrol - found nothing |  |  | 2019 | Tier 3 - Extreme | Distribution Circuit | 2 | 4 | 2019-02-04 | 291323 | Sus | N | UnknownCause¦Patrolfoundnothing¦¦
19-0018387 | Vegetation | Tree - fell into line | Conductor, Overhead | Broken, wire on ground | 2019 | Tier 2 - Elevated | Distribution Circuit | 2 | 5 | 2019-02-05 | 292222 | Sus | N | Vegetation¦Treefellintoline¦ConductorOverhead¦Brokenwireonground
19-0019244 | Vegetation | Tree - fell into line | Conductor, Overhead | Normal | 2019 | Tier 2 - Elevated | Distribution Circuit | 2 | 6 | 2019-02-06 | 294370 | Sus | N | Vegetation¦Treefellintoline¦ConductorOverhead¦Normal
19-0019791 | Vegetation | Tree - fell into line | Pole-Wood | Broken, wire on ground | 2019 | Tier 3 - Extreme | Distribution Circuit | 2 | 5 | 2019-02-05 | 295750 | Sus | N | Vegetation¦Treefellintoline¦PoleWood¦Brokenwireonground
19-0020772 | Vegetation | Tree - fell into line | Conductor, Overhead | Broken, wire on ground | 2019 | Tier 2 - Elevated | Distribution Circuit | 2 | 10 | 2019-02-10 | 299101 | Sus | N | Vegetation¦Treefellintoline¦ConductorOverhead¦Brokenwireonground
19-0021012 | Equipment Failure/Involved | Overhead | Transformer | Failed/Faulted | 2019 | Tier 2 - Elevated | Transformer only | 2 | 11 | 2019-02-11 | 299731 | Sus | N | EquipmentFailureInvolved¦Overhead¦Transformer¦FailedFaulted
19-0022248 | Vegetation | Tree - fell into line | Conductor, Overhead | Broken, wire on ground | 2019 | Tier 2 - Elevated | Distribution Circuit | 2 | 13 | 2019-02-13 | 304559 | Sus | N | Vegetation¦Treefellintoline¦ConductorOverhead¦Brokenwireonground
19-0022862 | Environmental/External | Ice or snow | Conductor, Overhead | Broken, wire on ground | 2019 | Tier 2 - Elevated | Distribution Circuit | 2 | 13 | 2019-02-13 | 307279 | Sus | N | EnvironmentalExternal¦Iceorsnow¦ConductorOverhead¦Brokenwireonground
19-0023097 | Vegetation | Tree - fell into line | Conductor, Overhead | Broken, wire on ground | 2019 | Tier 2 - Elevated | Distribution Circuit | 2 | 14 | 2019-02-14 | 307730 | Sus | N | Vegetation¦Treefellintoline¦ConductorOverhead¦Brokenwireonground
19-0023312 | Vegetation | Tree - fell into line | Conductor, Overhead | Normal | 2019 | Tier 3 - Extreme | Distribution Circuit | 2 | 14 | 2019-02-14 | 309967 | Sus | N | Vegetation¦Treefellintoline¦ConductorOverhead¦Normal
19-0023536 | Vegetation | Tree - branch fell on line | Secondary | Broken | 2019 | Tier 3 - Extreme | Distribution Circuit | 2 | 14 | 2019-02-14 | 309433 | Sus | N | Vegetation¦Treebranchfellonline¦Secondary¦Broken
19-0023589 | Vegetation | Tree - fell into line | Conductor, Overhead | Broken, wire on ground | 2019 | Tier 2 - Elevated | Distribution Circuit | 2 | 14 | 2019-02-14 | 310194 | Sus | N | Vegetation¦Treefellintoline¦ConductorOverhead¦Brokenwireonground
19-0023762 | Vegetation | Tree - branch fell on line | Conductor, Overhead | Broken, wire on ground | 2019 | Tier 2 - Elevated | Distribution Circuit | 2 | 14 | 2019-02-14 | 310841 | Sus | N | Vegetation¦Treebranchfellonline¦ConductorOverhead¦Brokenwireonground
19-0025323 | Vegetation | Tree - fell into line | Pole-Wood | Broken, wire on ground | 2019 | Tier 2 - Elevated | Distribution Circuit | 2 | 13 | 2019-02-13 | 316803 | Sus | N | Vegetation¦Treefellintoline¦PoleWood¦Brokenwireonground
19-0025603 | Vegetation | Tree - fell into line | Conductor, Overhead | Broken, wire on ground | 2019 | Tier 2 - Elevated | Distribution Circuit | 2 | 17 | 2019-02-17 | 316792 | Sus | N | Vegetation¦Treefellintoline¦ConductorOverhead¦Brokenwireonground
19-0027806 | Unknown Cause | Patrol - not conducted |  |  | 2019 | Tier 2 - Elevated | Distribution Circuit | 2 | 25 | 2019-02-25 | 323052 | Sus | N | UnknownCause¦Patrolnotconducted¦¦
19-0028073 | Vegetation | Tree - branch fell on line | Fuse | Failed/Faulted | 2019 | Tier 2 - Elevated | Distribution Circuit | 2 | 26 | 2019-02-26 | 323813 | Sus | N | Vegetation¦Treebranchfellonline¦Fuse¦FailedFaulted
19-0028537 | Vegetation | Tree - fell into line | Conductor, Overhead | Broken, wire on ground | 2019 | Tier 3 - Extreme | Distribution Circuit | 2 | 26 | 2019-02-26 | 325192 | Sus | N | Vegetation¦Treefellintoline¦ConductorOverhead¦Brokenwireonground
19-0029117 | Equipment Failure/Involved | Overhead | Pole-Wood | Broken, wire on ground | 2019 | Tier 3 - Extreme | Distribution Circuit | 2 | 27 | 2019-02-27 | 326443 | Sus | N | EquipmentFailureInvolved¦Overhead¦PoleWood¦Brokenwireonground
19-0032315 | Unknown Cause | Patrol - found nothing |  |  | 2019 | Tier 2 - Elevated | Distribution Circuit | 3 | 9 | 2019-03-09 | 335209 | Sus | N | UnknownCause¦Patrolfoundnothing¦¦
19-0033351 | 3rd Party | Customer Equipment | Secondary | Broken | 2019 | Tier 2 - Elevated | Distribution Circuit | 3 | 13 | 2019-03-13 | 338281 | Sus | N | 3rdParty¦CustomerEquipment¦Secondary¦Broken
19-0035568 | Equipment Failure/Involved | Overhead | Crossarm, Wood | Broken | 2019 | Tier 2 - Elevated | Distribution Circuit | 3 | 20 | 2019-03-20 | 344200 | Sus | N | EquipmentFailureInvolved¦Overhead¦CrossarmWood¦Broken
19-0037730 | Environmental/External | Lightning | Transformer | Failed/Faulted | 2019 | Tier 2 - Elevated | Transformer only | 3 | 27 | 2019-03-27 | 348800 | Sus | N | EnvironmentalExternal¦Lightning¦Transformer¦FailedFaulted
19-0038031 | Environmental/External | Lightning | Transformer | Failed/Faulted | 2019 | Tier 2 - Elevated | Transformer only | 3 | 28 | 2019-03-28 | 349163 | Sus | N | EnvironmentalExternal¦Lightning¦Transformer¦FailedFaulted
19-0039509 | Unknown Cause | Patrol - found nothing |  |  | 2019 | Tier 2 - Elevated | Distribution Circuit | 4 | 3 | 2019-04-03 | 353255 | Sus | N | UnknownCause¦Patrolfoundnothing¦¦
19-0042678 | Equipment Failure/Involved | Overhead | Conductor, Overhead | Broken | 2019 | Tier 3 - Extreme | Distribution Circuit | 4 | 15 | 2019-04-15 | 361277 | Sus | N | EquipmentFailureInvolved¦Overhead¦ConductorOverhead¦Broken
19-0044628 | Unknown Cause | Patrol - found nothing |  |  | 2019 | Tier 3 - Extreme | Distribution Circuit | 4 | 20 | 2019-04-20 | 364650 | Sus | N | UnknownCause¦Patrolfoundnothing¦¦
19-0048624 | Equipment Failure/Involved | Overhead | Transformer | Failed/Faulted | 2019 | Tier 2 - Elevated | Transformer only | 5 | 3 | 2019-05-03 | 372866 | Sus | Y | EquipmentFailureInvolved¦Overhead¦Transformer¦FailedFaulted
19-0049034 | Equipment Failure/Involved | Overhead | Transformer (OH) | Failed/Faulted | 2019 | Tier 3 - Extreme | Distribution Circuit | 5 | 5 | 2019-05-05 | 374037 | Sus | Y | EquipmentFailureInvolved¦Overhead¦Transformer(OH)¦FailedFaulted
19-0050601 | Unknown Cause | Patrol - not conducted |  |  | 2019 | Tier 2 - Elevated | Distribution Circuit | 5 | 9 | 2019-05-09 | 377289 | Sus | Y | UnknownCause¦Patrolnotconducted¦¦
19-0053427 | Equipment Failure/Involved | Overhead | Crossarm, Wood | Broken | 2019 | Tier 2 - Elevated | Distribution Circuit | 5 | 17 | 2019-05-17 | 383819 | Sus | Y | EquipmentFailureInvolved¦Overhead¦CrossarmWood¦Broken
19-0054419 | Equipment Failure/Involved | Overhead | Transformer (OH) | Broken | 2019 | Tier 3 - Extreme | Transformer only | 5 | 20 | 2019-05-20 | 386267 | Sus | Y | EquipmentFailureInvolved¦Overhead¦Transformer(OH)¦Broken
19-0058502 | Equipment Failure/Involved | Overhead | Crossarm, Wood | Broken | 2019 | Tier 3 - Extreme | Distribution Circuit | 5 | 28 | 2019-05-28 | 391929 | Sus | Y | EquipmentFailureInvolved¦Overhead¦CrossarmWood¦Broken
19-0059916 | Equipment Failure/Involved | Overhead | Crossarm, Wood | Broken | 2019 | Tier 2 - Elevated | Distribution Circuit | 5 | 30 | 2019-05-30 | 393545 | Sus | Y | EquipmentFailureInvolved¦Overhead¦CrossarmWood¦Broken
19-0064290 | 3rd Party | Gun Shot | Conductor, Overhead | Broken | 2019 | Tier 3 - Extreme | Distribution Circuit | 6 | 7 | 2019-06-07 | 400833 | Sus | Y | 3rdParty¦GunShot¦ConductorOverhead¦Broken
19-0065229 | Equipment Failure/Involved | Overhead | Conductor, Overhead | Deteriorated | 2019 | Tier 3 - Extreme | Distribution Circuit | 6 | 10 | 2019-06-10 | 403429 | Sus | Y | EquipmentFailureInvolved¦Overhead¦ConductorOverhead¦Deteriorated
19-0089645 | Vegetation | Tree - branch fell on line | Conductor, Overhead | Broken, wire on ground | 2019 | Tier 2 - Elevated | Distribution Circuit | 8 | 19 | 2019-08-19 | 523893 | Sus | Y | Vegetation¦Treebranchfellonline¦ConductorOverhead¦Brokenwireonground
19-0091799 | Equipment Failure/Involved | Overhead | Transformer | Failed/Faulted | 2019 | Tier 3 - Extreme | Transformer only | 8 | 24 | 2019-08-24 | 537021 | Sus | Y | EquipmentFailureInvolved¦Overhead¦Transformer¦FailedFaulted
19-0099976 | Unknown Cause | Patrol - found nothing |  |  | 2019 | Tier 3 - Extreme | Distribution Circuit | 9 | 17 | 2019-09-17 | 585653 | Sus | Y | UnknownCause¦Patrolfoundnothing¦¦
19-0110881 | Unknown Cause | Patrol - found nothing |  |  | 2019 | Tier 2 - Elevated | Distribution Circuit | 10 | 12 | 2019-10-12 | 655436 | Sus | Y | UnknownCause¦Patrolfoundnothing¦¦
19-0115647 | Animal | Bird found | Conductor, Overhead | Normal | 2019 | Tier 2 - Elevated | Distribution Circuit | 10 | 24 | 2019-10-24 | 679714 | Sus | Y | Animal¦Birdfound¦ConductorOverhead¦Normal
19-0118200 | 3rd Party | Vehicle | Pole-Wood | Broken | 2019 | Tier 2 - Elevated | Distribution Circuit | 10 | 28 | 2019-10-28 | 692313 | Sus | Y | 3rdParty¦Vehicle¦PoleWood¦Broken
19-0129689 | Equipment Failure/Involved | Overhead | Conductor, Overhead | Together | 2019 | Tier 2 - Elevated | Distribution Circuit | 11 | 26 | 2019-11-26 | 718649 | Sus | Y | EquipmentFailureInvolved¦Overhead¦ConductorOverhead¦Together
19-0130154 | Equipment Failure/Involved | Overhead | Transformer | Broken | 2019 | Tier 2 - Elevated | Transformer only | 11 | 27 | 2019-11-27 | 719585 | Sus | Y | EquipmentFailureInvolved¦Overhead¦Transformer¦Broken
19-0130376 | Vegetation | Tree - bark fell into line | Conductor, Overhead | Normal | 2019 | Tier 2 - Elevated | Distribution Circuit | 11 | 26 | 2019-11-26 | 718659 | Sus | Y | Vegetation¦Treebarkfellintoline¦ConductorOverhead¦Normal
19-0130912 | Vegetation | Tree - branch fell on line | Conductor, Overhead | Normal | 2019 | Tier 3 - Extreme | Distribution Circuit | 11 | 27 | 2019-11-27 | 722481 | Sus | Y | Vegetation¦Treebranchfellonline¦ConductorOverhead¦Normal
19-0131059 | Vegetation | Tree - branch fell on line | Transformer (OH) | Broken | 2019 | Tier 3 - Extreme | Transformer only | 11 | 29 | 2019-11-29 | 723330 | Sus | Y | Vegetation¦Treebranchfellonline¦Transformer(OH)¦Broken
19-0131949 | Vegetation | Tree - fell into line | Crossarm, Wood | Broken, wire on ground | 2019 | Tier 2 - Elevated | Distribution Circuit | 11 | 30 | 2019-11-30 | 725449 | Sus | Y | Vegetation¦Treefellintoline¦CrossarmWood¦Brokenwireonground
19-0132177 | Vegetation | Tree - fell into line | Conductor, Overhead | Broken | 2019 | Tier 3 - Extreme | Distribution Circuit | 12 | 2 | 2019-12-02 | 727020 | Sus | N | Vegetation¦Treefellintoline¦ConductorOverhead¦Broken
19-0132361 | Vegetation | Tree - fell into line | Conductor, Overhead | Broken, wire on ground | 2019 | Tier 3 - Extreme | Distribution Circuit | 12 | 2 | 2019-12-02 | 727345 | Sus | N | Vegetation¦Treefellintoline¦ConductorOverhead¦Brokenwireonground
19-0134872 | Unknown Cause | Patrol - found nothing |  |  | 2019 | Tier 3 - Extreme | Distribution Circuit | 12 | 7 | 2019-12-07 | 732916 | Sus | N | UnknownCause¦Patrolfoundnothing¦¦
19-0135009 | Equipment Failure/Involved | Overhead | Crossarm, Wood | Broken | 2019 | Tier 3 - Extreme | Distribution Circuit | 12 | 8 | 2019-12-08 | 733549 | Sus | N | EquipmentFailureInvolved¦Overhead¦CrossarmWood¦Broken
19-0137067 | Vegetation | Tree - fell into line | Conductor, Overhead | Broken, wire on ground | 2019 | Tier 2 - Elevated | Distribution Circuit | 12 | 18 | 2019-12-18 | 745096 | Sus | N | Vegetation¦Treefellintoline¦ConductorOverhead¦Brokenwireonground
19-0137311 | Unknown Cause | Patrol - found nothing |  |  | 2019 | Tier 3 - Extreme | Distribution Circuit | 12 | 20 | 2019-12-20 | 746971 | Sus | N | UnknownCause¦Patrolfoundnothing¦¦
20-0007595 | Unknown Cause | Patrol - found nothing |  |  | 2020 | Tier 2 - Elevated | Distribution Circuit | 1 | 10 | 2020-01-10 | 759112 | Sus | N | UnknownCause¦Patrolfoundnothing¦¦
20-0009011 | 3rd Party | Vandalism | Secondary | Broken | 2020 | Tier 2 - Elevated | Transformer only | 1 | 15 | 2020-01-15 | 761443 | Sus | N | 3rdParty¦Vandalism¦Secondary¦Broken
20-0009499 | Unknown Cause | Patrol - not conducted |  |  | 2020 | Tier 2 - Elevated | Distribution Circuit | 1 | 16 | 2020-01-16 | 761919 | Sus | N | UnknownCause¦Patrolnotconducted¦¦
20-0010951 | Environmental/External | Ice or snow | Conductor, Overhead | Normal | 2020 | Tier 3 - Extreme | Distribution Circuit | 1 | 17 | 2020-01-17 | 765158 | Sus | N | EnvironmentalExternal¦Iceorsnow¦ConductorOverhead¦Normal
20-0010972 | Equipment Failure/Involved | Overhead | Crossarm, Wood | Broken | 2020 | Tier 2 - Elevated | Distribution Circuit | 1 | 16 | 2020-01-16 | 763719 | Sus | N | EquipmentFailureInvolved¦Overhead¦CrossarmWood¦Broken
20-0019235 | Equipment Failure/Involved | Overhead | Conductor, Overhead | Together | 2020 | Tier 2 - Elevated | Distribution Circuit | 2 | 9 | 2020-02-09 | 782920 | Sus | N | EquipmentFailureInvolved¦Overhead¦ConductorOverhead¦Together
20-0019442 | Vegetation | Tree - branch fell on line | Conductor, Overhead | Broken, wire on ground | 2020 | Tier 2 - Elevated | Distribution Circuit | 2 | 9 | 2020-02-09 | 783946 | Sus | N | Vegetation¦Treebranchfellonline¦ConductorOverhead¦Brokenwireonground
20-0025840 | Equipment Failure/Involved | Substation | Circuit Breaker | Malfunctioning | 2020 | Tier 2 - Elevated | Substation - Distribution | 2 | 25 | 2020-02-25 | 810158 | Sus | N | EquipmentFailureInvolved¦Substation¦CircuitBreaker¦Malfunctioning
20-0026080 | Vegetation | Tree - fell into line | Cutout, fuse holder | Burned/flashed | 2020 | Tier 2 - Elevated | Distribution Circuit | 2 | 26 | 2020-02-26 | 812256 | Sus | N | Vegetation¦Treefellintoline¦Cutoutfuseholder¦Burnedflashed
20-0027785 | Vegetation | Tree - branch fell on line | Conductor, Overhead | Normal | 2020 | Tier 3 - Extreme | Distribution Circuit | 3 | 2 | 2020-03-02 | 822393 | Sus | N | Vegetation¦Treebranchfellonline¦ConductorOverhead¦Normal
20-0031392 | Vegetation | Tree - branch fell on line | Crossarm, Wood | Broken | 2020 | Tier 3 - Extreme | Distribution Circuit | 3 | 12 | 2020-03-12 | 846333 | Sus | N | Vegetation¦Treebranchfellonline¦CrossarmWood¦Broken
20-0032240 | Vegetation | Tree - branch fell on line | Conductor, Overhead | Together | 2020 | Tier 3 - Extreme | Distribution Circuit | 3 | 15 | 2020-03-15 | 851928 | Sus | N | Vegetation¦Treebranchfellonline¦ConductorOverhead¦Together
20-0032291 | Unknown Cause | Patrol - found nothing |  |  | 2020 | Tier 3 - Extreme | Distribution Circuit | 3 | 15 | 2020-03-15 | 851666 | Sus | N | UnknownCause¦Patrolfoundnothing¦¦
20-0032766 | Equipment Failure/Involved | Overhead | Pole-Wood | Broken | 2020 | Tier 2 - Elevated | Distribution Circuit | 3 | 16 | 2020-03-16 | 854500 | Sus | N | EquipmentFailureInvolved¦Overhead¦PoleWood¦Broken
20-0033901 | Vegetation | Tree - fell into line | Conductor, Overhead | Together | 2020 | Tier 3 - Extreme | Distribution Circuit | 3 | 18 | 2020-03-18 | 858340 | Sus | N | Vegetation¦Treefellintoline¦ConductorOverhead¦Together
20-0037068 | Unknown Cause | Patrol - found nothing |  |  | 2020 | Tier 3 - Extreme | Distribution Circuit | 3 | 30 | 2020-03-30 | 869498 | Sus | N | UnknownCause¦Patrolfoundnothing¦¦
20-0038399 | Vegetation | Tree - branch fell on line | Conductor, Overhead | Broken, wire on ground | 2020 | Tier 2 - Elevated | Distribution Circuit | 4 | 4 | 2020-04-04 | 882266 | Sus | N | Vegetation¦Treebranchfellonline¦ConductorOverhead¦Brokenwireonground
20-0044595 | Vegetation | Tree - branch fell on line | Conductor, Overhead | Broken, wire on ground | 2020 | Tier 2 - Elevated | Distribution Circuit | 4 | 25 | 2020-04-25 | 901594 | Sus | N | Vegetation¦Treebranchfellonline¦ConductorOverhead¦Brokenwireonground
20-0048940 | 3rd Party | Vehicle | Pole-Wood | Broken, wire on ground | 2020 | Tier 2 - Elevated | Distribution Circuit | 5 | 11 | 2020-05-11 | 910845 | Sus | Y | 3rdParty¦Vehicle¦PoleWood¦Brokenwireonground
20-0049556 | Vegetation | Tree - branch fell on line | Conductor, Overhead | Normal | 2020 | Tier 2 - Elevated | Distribution Circuit | 5 | 12 | 2020-05-12 | 912202 | Sus | Y | Vegetation¦Treebranchfellonline¦ConductorOverhead¦Normal
20-0053017 | Vegetation | Tree - fell into line | Conductor, Overhead | Normal | 2020 | Tier 2 - Elevated | Distribution Circuit | 5 | 21 | 2020-05-21 | 919129 | Sus | Y | Vegetation¦Treefellintoline¦ConductorOverhead¦Normal
20-0053110 | Equipment Failure/Involved | Overhead | Insulator | Broken, wire on object | 2020 | Tier 3 - Extreme | Distribution Circuit | 5 | 21 | 2020-05-21 | 919174 | Sus | Y | EquipmentFailureInvolved¦Overhead¦Insulator¦Brokenwireonobject
20-0060298 | Equipment Failure/Involved | Overhead | Jumper | Burned Open | 2020 | Tier 3 - Extreme | Distribution Circuit | 6 | 11 | 2020-06-11 | 937064 | Sus | Y | EquipmentFailureInvolved¦Overhead¦Jumper¦BurnedOpen
20-0061156 | Vegetation | Tree - fell into line | Conductor, Overhead | Normal | 2020 | Tier 3 - Extreme | Distribution Circuit | 6 | 15 | 2020-06-15 | 939271 | Sus | Y | Vegetation¦Treefellintoline¦ConductorOverhead¦Normal
20-0062494 | Vegetation | Tree - branch fell on line | Conductor, Overhead | Broken, wire on ground | 2020 | Tier 2 - Elevated | Distribution Circuit | 6 | 18 | 2020-06-18 | 941648 | Sus | Y | Vegetation¦Treebranchfellonline¦ConductorOverhead¦Brokenwireonground
20-0064776 | Equipment Failure/Involved | Overhead | Pole-Wood | Broken | 2020 | Tier 3 - Extreme | Transformer only | 6 | 25 | 2020-06-25 | 946942 | Sus | Y | EquipmentFailureInvolved¦Overhead¦PoleWood¦Broken
20-0066359 | Vegetation | Tree - branch fell on line | Conductor, Overhead | Burned/flashed | 2020 | Tier 3 - Extreme | Distribution Circuit | 6 | 29 | 2020-06-29 | 954034 | Sus | Y | Vegetation¦Treebranchfellonline¦ConductorOverhead¦Burnedflashed
20-0068442 | Unknown Cause | Patrol - found nothing |  |  | 2020 | Tier 2 - Elevated | Distribution Circuit | 7 | 5 | 2020-07-05 | 958121 | Sus | Y | UnknownCause¦Patrolfoundnothing¦¦
20-0071025 | Company Initiated | Personnel, company | Relay | Normal | 2020 | Tier 2 - Elevated | Distribution Circuit | 7 | 12 | 2020-07-12 | 963033 | Sus | Y | CompanyInitiated¦Personnelcompany¦Relay¦Normal
20-0073923 | Equipment Failure/Involved | Overhead | Cutout, fuse holder | Broken | 2020 | Tier 3 - Extreme | Transformer only | 7 | 20 | 2020-07-20 | 968700 | Sus | Y | EquipmentFailureInvolved¦Overhead¦Cutoutfuseholder¦Broken
20-0075568 | Equipment Failure/Involved | Overhead | Cutout, fuse holder | Broken | 2020 | Tier 2 - Elevated | Distribution Circuit | 7 | 24 | 2020-07-24 | 971113 | Sus | Y | EquipmentFailureInvolved¦Overhead¦Cutoutfuseholder¦Broken
20-0081125 | Unknown Cause | Patrol - found nothing |  |  | 2020 | Tier 2 - Elevated | Distribution Circuit | 8 | 7 | 2020-08-07 | 984215 | Sus | Y | UnknownCause¦Patrolfoundnothing¦¦
20-0083193 | Unknown Cause | Patrol - found nothing |  |  | 2020 | Tier 2 - Elevated | Distribution Circuit | 8 | 13 | 2020-08-13 | 996114 | Sus | Y | UnknownCause¦Patrolfoundnothing¦¦
20-0083643 | Equipment Failure/Involved | Overhead | Conductor, Overhead | Broken, wire on ground | 2020 | Tier 3 - Extreme | Distribution Circuit | 8 | 14 | 2020-08-14 | 998935 | Sus | Y | EquipmentFailureInvolved¦Overhead¦ConductorOverhead¦Brokenwireonground
20-0084367 | Vegetation | Tree - fell into line | Pole-Wood | Broken | 2020 | Tier 2 - Elevated | Distribution Circuit | 8 | 15 | 2020-08-15 | 1005413 | Sus | Y | Vegetation¦Treefellintoline¦PoleWood¦Broken
20-0086178 | Vegetation | Tree - fell into line | Conductor, Overhead | Broken, wire on ground | 2020 | Tier 3 - Extreme | Distribution Circuit | 8 | 17 | 2020-08-17 | 1017666 | Sus | Y | Vegetation¦Treefellintoline¦ConductorOverhead¦Brokenwireonground
20-0087832 | Environmental/External | Fire, Forest/Grass | Conductor, Overhead | Normal | 2020 | Tier 2 - Elevated | Distribution Circuit | 8 | 20 | 2020-08-20 | 1024093 | Sus | Y | EnvironmentalExternal¦FireForestGrass¦ConductorOverhead¦Normal
20-0088588 | Equipment Failure/Involved | Overhead | Cutout, fuse holder | Broken | 2020 | Tier 3 - Extreme | Distribution Circuit | 8 | 21 | 2020-08-21 | 1026471 | Sus | Y | EquipmentFailureInvolved¦Overhead¦Cutoutfuseholder¦Broken
20-0090450 | Environmental/External | Fire, Forest/Grass | Conductor, Overhead | Deteriorated | 2020 | Tier 3 - Extreme | Distribution Circuit | 8 | 19 | 2020-08-19 | 1033339 | Sus | Y | EnvironmentalExternal¦FireForestGrass¦ConductorOverhead¦Deteriorated
20-0091443 | Environmental/External | Fire, Forest/Grass | Conductor, Overhead | Normal | 2020 | Tier 3 - Extreme | Distribution Circuit | 8 | 19 | 2020-08-19 | 1041117 | Sus | Y | EnvironmentalExternal¦FireForestGrass¦ConductorOverhead¦Normal
20-0092749 | Environmental/External | Fire, Forest/Grass | Conductor, Overhead | Normal | 2020 | Tier 3 - Extreme | Distribution Circuit | 8 | 19 | 2020-08-19 | 1050313 | Sus | Y | EnvironmentalExternal¦FireForestGrass¦ConductorOverhead¦Normal
20-0094608 | Wildfire Mitigation | Public Safety Power Shut-off | Conductor, Overhead | Normal | 2020 | Tier 2 - Elevated | Distribution Circuit | 9 | 8 | 2020-09-08 | 1060156 | Sus | Y | WildfireMitigation¦PublicSafetyPowerShutoff¦ConductorOverhead¦Normal
20-0098135 | Unknown Cause | Patrol - found nothing |  |  | 2020 | Tier 2 - Elevated | Distribution Circuit | 9 | 16 | 2020-09-16 | 1074716 | Sus | Y | UnknownCause¦Patrolfoundnothing¦¦
20-0100317 | Environmental/External | Fire, Forest/Grass | Conductor, Overhead | Burned/flashed | 2020 | Tier 3 - Extreme | Distribution Circuit | 9 | 7 | 2020-09-07 | 1088537 | Sus | Y | EnvironmentalExternal¦FireForestGrass¦ConductorOverhead¦Burnedflashed
20-0100369 | Environmental/External | Fire, Forest/Grass | Conductor, Overhead | Burned/flashed | 2020 | Tier 2 - Elevated | Distribution Circuit | 9 | 7 | 2020-09-07 | 1088641 | Sus | Y | EnvironmentalExternal¦FireForestGrass¦ConductorOverhead¦Burnedflashed
20-0102003 | 3rd Party | Vehicle | Pole-Wood | Broken | 2020 | Tier 2 - Elevated | Distribution Circuit | 9 | 26 | 2020-09-26 | 1094710 | Sus | Y | 3rdParty¦Vehicle¦PoleWood¦Broken
20-0105140 | Company Initiated | Return Circuit Normal | Pole-Wood | Deteriorated | 2020 | Tier 2 - Elevated | Distribution Circuit | 10 | 5 | 2020-10-05 | 1111287 | Sus | Y | CompanyInitiated¦ReturnCircuitNormal¦PoleWood¦Deteriorated
20-0115838 | Equipment Failure/Involved | Overhead | Transformer | Failed/Faulted | 2020 | Tier 2 - Elevated | Transformer only | 11 | 1 | 2020-11-01 | 1133499 | Sus | Y | EquipmentFailureInvolved¦Overhead¦Transformer¦FailedFaulted
20-0119013 | Equipment Failure/Involved | Overhead | Transformer (OH) | Failed/Faulted | 2020 | Tier 3 - Extreme | Transformer only | 11 | 9 | 2020-11-09 | 1140602 | Sus | Y | EquipmentFailureInvolved¦Overhead¦Transformer(OH)¦FailedFaulted
20-0122993 | Equipment Failure/Involved | Overhead | Transformer (OH) | Broken | 2020 | Tier 2 - Elevated | Distribution Circuit | 11 | 19 | 2020-11-19 | 1149660 | Sus | Y | EquipmentFailureInvolved¦Overhead¦Transformer(OH)¦Broken
20-0124835 | Unknown Cause | Patrol - found nothing |  |  | 2020 | Tier 2 - Elevated | Transformer only | 11 | 24 | 2020-11-24 | 1154189 | Sus | Y | UnknownCause¦Patrolfoundnothing¦¦
20-0129222 | Company Initiated | Construction Activity/equip, company | Jumper | Normal | 2020 | Tier 2 - Elevated | Distribution Circuit | 12 | 9 | 2020-12-09 | 1174071 | Sus | N | CompanyInitiated¦ConstructionActivityequipcompany¦Jumper¦Normal
20-0131062 | Vegetation | Tree - fell into line | Conductor, Overhead | Broken, wire on ground | 2020 | Tier 3 - Extreme | Distribution Circuit | 12 | 18 | 2020-12-18 | 1193192 | Sus | N | Vegetation¦Treefellintoline¦ConductorOverhead¦Brokenwireonground
21-0009932 | Equipment Failure/Involved | Overhead | Conductor, Overhead | Broken, wire on ground | 2021 | Tier 3 - Extreme | Distribution Circuit | 1 | 18 | 2021-01-18 | 1213412 | Sus | N | EquipmentFailureInvolved¦Overhead¦ConductorOverhead¦Brokenwireonground
21-0010456 | Unknown Cause | Patrol - found nothing |  |  | 2021 | Tier 2 - Elevated | Distribution Circuit | 1 | 19 | 2021-01-19 | 1214564 | Sus | N | UnknownCause¦Patrolfoundnothing¦¦
21-0011784 | Vegetation | Tree - fell into line | Transformer | Broken, wire on ground | 2021 | Tier 3 - Extreme | Transformer only | 1 | 20 | 2021-01-20 | 1218876 | Sus | N | Vegetation¦Treefellintoline¦Transformer¦Brokenwireonground
21-0011826 | Unknown Cause | Patrol - found nothing |  |  | 2021 | Tier 3 - Extreme | Distribution Circuit | 1 | 19 | 2021-01-19 | 1218114 | Sus | N | UnknownCause¦Patrolfoundnothing¦¦
21-0017153 | Equipment Failure/Involved | Overhead | Jumper | Burned Open | 2021 | Tier 2 - Elevated | Distribution Circuit | 1 | 27 | 2021-01-27 | 1238650 | Sus | N | EquipmentFailureInvolved¦Overhead¦Jumper¦BurnedOpen
21-0020032 | Vegetation | Tree - fell into line | Conductor, Overhead | Broken, wire on ground | 2021 | Tier 3 - Extreme | Distribution Circuit | 1 | 31 | 2021-01-31 | 1244005 | Sus | N | Vegetation¦Treefellintoline¦ConductorOverhead¦Brokenwireonground
21-0022358 | Vegetation | Tree - grew into line | Transformer | Broken, wire on ground | 2021 | Tier 2 - Elevated | Transformer only | 2 | 5 | 2021-02-05 | 1248708 | Sus | N | Vegetation¦Treegrewintoline¦Transformer¦Brokenwireonground
21-0024875 | Unknown Cause | Patrol - found nothing |  |  | 2021 | Tier 2 - Elevated | Distribution Circuit | 2 | 12 | 2021-02-12 | 1253507 | Sus | N | UnknownCause¦Patrolfoundnothing¦¦
21-0025193 | Vegetation | Tree - fell into line | Transformer (OH) | Broken | 2021 | Tier 3 - Extreme | Transformer only | 2 | 12 | 2021-02-12 | 1254016 | Sus | N | Vegetation¦Treefellintoline¦Transformer(OH)¦Broken
21-0025298 | Vegetation | Tree - fell into line | Conductor, Overhead | Broken, wire on ground | 2021 | Tier 2 - Elevated | Distribution Circuit | 2 | 13 | 2021-02-13 | 1254144 | Sus | N | Vegetation¦Treefellintoline¦ConductorOverhead¦Brokenwireonground
21-0027813 | Equipment Failure/Involved | Overhead | Conductor, Overhead | Deteriorated | 2021 | Tier 3 - Extreme | Distribution Circuit | 2 | 21 | 2021-02-21 | 1258923 | Sus | N | EquipmentFailureInvolved¦Overhead¦ConductorOverhead¦Deteriorated
21-0033787 | 3rd Party | Vehicle | Pole-Wood | Broken, wire on ground | 2021 | Tier 3 - Extreme | Distribution Circuit | 3 | 9 | 2021-03-09 | 1274984 | Sus | N | 3rdParty¦Vehicle¦PoleWood¦Brokenwireonground
21-0035243 | Unknown Cause | Patrol - found nothing |  |  | 2021 | Tier 2 - Elevated | Distribution Circuit | 3 | 11 | 2021-03-11 | 1278459 | Sus | N | UnknownCause¦Patrolfoundnothing¦¦
21-0038951 | Equipment Failure/Involved | Electrical Overload | Transformer | Failed/Faulted | 2021 | Tier 2 - Elevated | Transformer only | 3 | 20 | 2021-03-20 | 1289730 | Sus | N | EquipmentFailureInvolved¦ElectricalOverload¦Transformer¦FailedFaulted
21-0045537 | Equipment Failure/Involved | Overhead | Pole-Wood | Broken | 2021 | Tier 2 - Elevated | Transformer only | 4 | 6 | 2021-04-06 | 1308427 | Sus | N | EquipmentFailureInvolved¦Overhead¦PoleWood¦Broken
21-0045835 | Vegetation | Tree - branch fell on line | Conductor, Overhead | Bent or Twisted | 2021 | Tier 2 - Elevated | Transformer only | 4 | 7 | 2021-04-07 | 1309196 | Sus | N | Vegetation¦Treebranchfellonline¦ConductorOverhead¦BentorTwisted
21-0046154 | Unknown Cause | Patrol - found nothing |  |  | 2021 | Tier 2 - Elevated | Distribution Circuit | 4 | 8 | 2021-04-08 | 1310310 | Sus | N | UnknownCause¦Patrolfoundnothing¦¦
21-0047796 | Unknown Cause | Patrol - found nothing |  |  | 2021 | Tier 2 - Elevated | Distribution Circuit | 4 | 13 | 2021-04-13 | 1314008 | Sus | N | UnknownCause¦Patrolfoundnothing¦¦
21-0049412 | Unknown Cause | Patrol - found nothing |  |  | 2021 | Tier 2 - Elevated | Distribution Circuit | 4 | 16 | 2021-04-16 | 1319144 | Sus | N | UnknownCause¦Patrolfoundnothing¦¦
21-0054624 | Unknown Cause | Patrol - found nothing |  |  | 2021 | Tier 2 - Elevated | Distribution Circuit | 4 | 29 | 2021-04-29 | 1336602 | Sus | N | UnknownCause¦Patrolfoundnothing¦¦
21-0061062 | Equipment Failure/Involved | Overhead | Pole-Wood | Broken | 2021 | Tier 2 - Elevated | Distribution Circuit | 5 | 13 | 2021-05-13 | 1348389 | Sus | Y | EquipmentFailureInvolved¦Overhead¦PoleWood¦Broken
21-0063577 | Vegetation | Tree - fell into line | Conductor, Overhead | Broken, wire on ground | 2021 | Tier 2 - Elevated | Distribution Circuit | 5 | 19 | 2021-05-19 | 1353908 | Sus | Y | Vegetation¦Treefellintoline¦ConductorOverhead¦Brokenwireonground
21-0064783 | Unknown Cause | Patrol - found nothing |  |  | 2021 | Tier 2 - Elevated | Distribution Circuit | 5 | 22 | 2021-05-22 | 1356612 | Sus | Y | UnknownCause¦Patrolfoundnothing¦¦
21-0068637 | Equipment Failure/Involved | Overhead | Transformer | Failed/Faulted | 2021 | Tier 2 - Elevated | Transformer only | 6 | 1 | 2021-06-01 | 1363423 | Sus | Y | EquipmentFailureInvolved¦Overhead¦Transformer¦FailedFaulted
21-0069155 | Vegetation | Tree - fell into line | Conductor, Overhead | Normal | 2021 | Tier 2 - Elevated | Distribution Circuit | 6 | 2 | 2021-06-02 | 1364197 | Sus | Y | Vegetation¦Treefellintoline¦ConductorOverhead¦Normal
21-0075282 | Unknown Cause | Patrol - found nothing |  |  | 2021 | Tier 2 - Elevated | Distribution Circuit | 6 | 16 | 2021-06-16 | 1375764 | Sus | Y | UnknownCause¦Patrolfoundnothing¦¦
21-0077715 | Unknown Cause | Patrol - found nothing |  |  | 2021 | Tier 2 - Elevated | Transformer only | 6 | 22 | 2021-06-22 | 1382467 | Sus | Y | UnknownCause¦Patrolfoundnothing¦¦
21-0082941 | Equipment Failure/Involved | Overhead | Transformer (OH) | Failed/Faulted | 2021 | Tier 3 - Extreme | Distribution Circuit | 7 | 1 | 2021-07-01 | 1389393 | Sus | Y | EquipmentFailureInvolved¦Overhead¦Transformer(OH)¦FailedFaulted
21-0085296 | 3rd Party | Vehicle | Pole-Wood | Broken, wire on ground | 2021 | Tier 2 - Elevated | Distribution Circuit | 7 | 6 | 2021-07-06 | 1392965 | Sus | Y | 3rdParty¦Vehicle¦PoleWood¦Brokenwireonground
21-0098152 | Equipment Failure/Involved | Fire, pole | Pole - Tower, steel | Normal | 2021 | Tier 3 - Extreme | Transmission line | 8 | 1 | 2021-08-01 | 1427927 | Sus | Y | EquipmentFailureInvolved¦Firepole¦PoleTowersteel¦Normal
21-0102588 | Unknown Cause | Patrol - found nothing |  |  | 2021 | Tier 3 - Extreme | Distribution Circuit | 8 | 10 | 2021-08-10 | 1439168 | Sus | Y | UnknownCause¦Patrolfoundnothing¦¦
21-0103512 | 3rd Party | Vehicle | Pole-Wood | Broken | 2021 | Tier 3 - Extreme | Distribution Circuit | 8 | 12 | 2021-08-12 | 1440776 | Sus | Y | 3rdParty¦Vehicle¦PoleWood¦Broken
21-0104892 | Vegetation | Tree - branch fell on line | Conductor, Overhead | Broken, wire on ground | 2021 | Tier 2 - Elevated | Distribution Circuit | 8 | 16 | 2021-08-16 | 1443717 | Sus | Y | Vegetation¦Treebranchfellonline¦ConductorOverhead¦Brokenwireonground
21-0105303 | Equipment Failure/Involved | Overhead | Pole-Wood | Broken | 2021 | Tier 3 - Extreme | Distribution Circuit | 8 | 16 | 2021-08-16 | 1444291 | Sus | Y | EquipmentFailureInvolved¦Overhead¦PoleWood¦Broken
21-0105938 | Wildfire Mitigation | Public Safety Power Shut-off |  |  | 2021 | Tier 3 - Extreme | Distribution Circuit | 8 | 17 | 2021-08-17 | 1445761 | Sus | Y | WildfireMitigation¦PublicSafetyPowerShutoff¦¦
21-0108866 | Unknown Cause | Patrol - found nothing |  |  | 2021 | Tier 2 - Elevated | Transformer only | 8 | 24 | 2021-08-24 | 1452309 | Sus | Y | UnknownCause¦Patrolfoundnothing¦¦
21-0110517 | Unknown Cause | Patrol - found nothing |  |  | 2021 | Tier 2 - Elevated | Distribution Circuit | 8 | 28 | 2021-08-28 | 1456164 | Sus | Y | UnknownCause¦Patrolfoundnothing¦¦
21-0116452 | Unknown Cause | Patrol - found nothing |  |  | 2021 | Tier 2 - Elevated | Distribution Circuit | 9 | 11 | 2021-09-11 | 1469484 | Sus | Y | UnknownCause¦Patrolfoundnothing¦¦
21-0119004 | Animal | Squirrel | Pothead(Riser Termination) | Normal | 2021 | Tier 2 - Elevated | Distribution Circuit | 9 | 17 | 2021-09-17 | 1473867 | Sus | Y | Animal¦Squirrel¦Pothead(RiserTermination)¦Normal
21-0122954 | Equipment Failure/Involved | Overhead | Crossarm, Wood | Broken | 2021 | Tier 2 - Elevated | Distribution Circuit | 9 | 27 | 2021-09-27 | 1481936 | Sus | Y | EquipmentFailureInvolved¦Overhead¦CrossarmWood¦Broken
21-0131335 | Equipment Failure/Involved | Overhead | Conductor, Overhead | Bent or Twisted | 2021 | Tier 2 - Elevated | Distribution Circuit | 10 | 14 | 2021-10-14 | 1497904 | Sus | Y | EquipmentFailureInvolved¦Overhead¦ConductorOverhead¦BentorTwisted
21-0132579 | Company Initiated | Construction Activity/equip, company | Conductor, Overhead | Broken | 2021 | Tier 2 - Elevated | Distribution Circuit | 10 | 18 | 2021-10-18 | 1501177 | Sus | Y | CompanyInitiated¦ConstructionActivityequipcompany¦ConductorOverhead¦Broken
21-0135777 | Unknown Cause | Patrol - found nothing |  |  | 2021 | Tier 2 - Elevated | Distribution Circuit | 10 | 24 | 2021-10-24 | 1508338 | Sus | Y | UnknownCause¦Patrolfoundnothing¦¦
21-0137404 | Vegetation | Tree - fell into line | Conductor, Overhead | Broken, wire on ground | 2021 | Tier 3 - Extreme | Distribution Circuit | 10 | 24 | 2021-10-24 | 1519221 | Sus | Y | Vegetation¦Treefellintoline¦ConductorOverhead¦Brokenwireonground
21-0153240 | Equipment Failure/Involved | Overhead | Lightning Arrestor | Normal | 2021 | Tier 3 - Extreme | Distribution Circuit | 11 | 30 | 2021-11-30 | 1556700 | Sus | Y | EquipmentFailureInvolved¦Overhead¦LightningArrestor¦Normal
21-0155415 | Equipment Failure/Involved | Overhead | Transformer (OH) | Failed/Faulted | 2021 | Tier 3 - Extreme | Transformer only | 12 | 6 | 2021-12-06 | 1560533 | Sus | N | EquipmentFailureInvolved¦Overhead¦Transformer(OH)¦FailedFaulted
21-0158435 | Vegetation | Tree - fell into line | Conductor, Overhead | Together | 2021 | Tier 3 - Extreme | Distribution Circuit | 12 | 14 | 2021-12-14 | 1572627 | Sus | N | Vegetation¦Treefellintoline¦ConductorOverhead¦Together
21-0158765 | Vegetation | Tree - fell into line | Conductor, Overhead | Broken, wire on ground | 2021 | Tier 2 - Elevated | Distribution Circuit | 12 | 15 | 2021-12-15 | 1573820 | Sus | N | Vegetation¦Treefellintoline¦ConductorOverhead¦Brokenwireonground
21-0158801 | Unknown Cause | Patrol - found nothing |  |  | 2021 | Tier 2 - Elevated | Distribution Circuit | 12 | 16 | 2021-12-16 | 1574337 | Sus | N | UnknownCause¦Patrolfoundnothing¦¦
21-0160922 | Vegetation | Tree - fell into line | Conductor, Overhead | Broken, wire on ground | 2021 | Tier 3 - Extreme | Distribution Circuit | 12 | 27 | 2021-12-27 | 1583742 | Sus | N | Vegetation¦Treefellintoline¦ConductorOverhead¦Brokenwireonground
21-0161162 | Vegetation | Tree - fell into line | Conductor, Overhead | Broken, wire on ground | 2021 | Tier 2 - Elevated | Distribution Circuit | 12 | 27 | 2021-12-27 | 1586008 | Sus | N | Vegetation¦Treefellintoline¦ConductorOverhead¦Brokenwireonground
21-0161200 | Vegetation | Tree - fell into line | Pole-Wood | Broken, wire on ground | 2021 | Tier 2 - Elevated | Distribution Circuit | 12 | 27 | 2021-12-27 | 1585105 | Sus | N | Vegetation¦Treefellintoline¦PoleWood¦Brokenwireonground
21-0161301 | Equipment Failure/Involved | Overhead | Insulator | Broken | 2021 | Tier 3 - Extreme | Distribution Circuit | 12 | 28 | 2021-12-28 | 1586564 | Sus | N | EquipmentFailureInvolved¦Overhead¦Insulator¦Broken
22-0005922 | Vegetation | Tree - branch fell on line | Conductor, Overhead | Normal | 2022 | Tier 3 - Extreme | Distribution Circuit | 1 | 4 | 2022-01-04 | 1594589 | Sus | N | Vegetation¦Treebranchfellonline¦ConductorOverhead¦Normal
22-0012793 | Equipment Failure/Involved | Overhead | Transformer | Normal | 2022 | Tier 2 - Elevated | Transformer only | 1 | 21 | 2022-01-21 | 1607867 | Sus | N | EquipmentFailureInvolved¦Overhead¦Transformer¦Normal
22-0012967 | Vegetation | Tree - branch fell on line | Secondary | Normal | 2022 | Tier 3 - Extreme | Transformer only | 1 | 22 | 2022-01-22 | 1608985 | Sus | N | Vegetation¦Treebranchfellonline¦Secondary¦Normal
22-0020762 | Equipment Failure/Involved | Overhead | Conductor, Overhead | Together | 2022 | Tier 3 - Extreme | Distribution Circuit | 2 | 10 | 2022-02-10 | 1624797 | Sus | N | EquipmentFailureInvolved¦Overhead¦ConductorOverhead¦Together
22-0021858 | Unknown Cause | Patrol - found nothing |  |  | 2022 | Tier 2 - Elevated | Transformer only | 2 | 13 | 2022-02-13 | 1626530 | Sus | N | UnknownCause¦Patrolfoundnothing¦¦
22-0025217 | Unknown Cause | Patrol - found nothing |  |  | 2022 | Tier 3 - Extreme | Transformer only | 2 | 22 | 2022-02-22 | 1633977 | Sus | N | UnknownCause¦Patrolfoundnothing¦¦
22-0025326 | Vegetation | Tree - fell into line | Conductor, Overhead | Together | 2022 | Tier 2 - Elevated | Distribution Circuit | 2 | 22 | 2022-02-22 | 1634265 | Sus | N | Vegetation¦Treefellintoline¦ConductorOverhead¦Together
22-0033843 | Unknown Cause | Patrol - found nothing |  |  | 2022 | Tier 3 - Extreme | Distribution Circuit | 3 | 14 | 2022-03-14 | 1648283 | Sus | N | UnknownCause¦Patrolfoundnothing¦¦
22-0038107 | Vegetation | Tree - branch fell on line | Conductor, Overhead | Normal | 2022 | Tier 3 - Extreme | Distribution Circuit | 3 | 24 | 2022-03-24 | 1655147 | Sus | N | Vegetation¦Treebranchfellonline¦ConductorOverhead¦Normal
22-0044659 | Vegetation | Tree - fell into line | Conductor, Overhead | Broken, wire on ground | 2022 | Tier 3 - Extreme | Distribution Circuit | 4 | 8 | 2022-04-08 | 1665803 | Sus | N | Vegetation¦Treefellintoline¦ConductorOverhead¦Brokenwireonground
22-0060396 | Equipment Failure/Involved | Overhead | Conductor, Overhead | Broken, wire on ground | 2022 | Tier 2 - Elevated | Distribution Circuit | 5 | 10 | 2022-05-10 | 1693275 | Sus | Y | EquipmentFailureInvolved¦Overhead¦ConductorOverhead¦Brokenwireonground
22-0067635 | Equipment Failure/Involved | Overhead | Jumper | Broken | 2022 | Tier 2 - Elevated | Distribution Circuit | 5 | 27 | 2022-05-27 | 1712681 | Sus | Y | EquipmentFailureInvolved¦Overhead¦Jumper¦Broken
22-0079493 | Equipment Failure/Involved | Overhead | Transformer (OH) | Failed/Faulted | 2022 | Tier 2 - Elevated | Transformer only | 6 | 28 | 2022-06-28 | 1743981 | Sus | Y | EquipmentFailureInvolved¦Overhead¦Transformer(OH)¦FailedFaulted
22-0081496 | Unknown Cause | Patrol - found nothing |  |  | 2022 | Tier 2 - Elevated | Distribution Circuit | 7 | 3 | 2022-07-03 | 1748226 | Sus | Y | UnknownCause¦Patrolfoundnothing¦¦
22-0089565 | Animal | Squirrel | Fuse | Normal | 2022 | Tier 2 - Elevated | Distribution Circuit | 7 | 25 | 2022-07-25 | 1765400 | Sus | Y | Animal¦Squirrel¦Fuse¦Normal
22-0090692 | Equipment Failure/Involved | Overhead | Conductor, Overhead | Deteriorated | 2022 | Tier 2 - Elevated | Distribution Circuit | 7 | 28 | 2022-07-28 | 1767146 | Sus | Y | EquipmentFailureInvolved¦Overhead¦ConductorOverhead¦Deteriorated
22-0096034 | Equipment Failure/Involved | Overhead | Fuse | Failed/Faulted | 2022 | Tier 3 - Extreme | Transformer only | 8 | 10 | 2022-08-10 | 1777975 | Sus | Y | EquipmentFailureInvolved¦Overhead¦Fuse¦FailedFaulted
22-0096957 | Equipment Failure/Involved | Overhead | Crossarm, Wood | Broken | 2022 | Tier 3 - Extreme | Distribution Circuit | 8 | 12 | 2022-08-12 | 1779482 | Sus | Y | EquipmentFailureInvolved¦Overhead¦CrossarmWood¦Broken
22-0103887 | Animal | Squirrel | Transformer (OH) | Normal | 2022 | Tier 3 - Extreme | Distribution Circuit | 8 | 31 | 2022-08-31 | 1795453 | Sus | Y | Animal¦Squirrel¦Transformer(OH)¦Normal
22-0105341 | Equipment Failure/Involved | Overhead | Transformer (OH) | Failed/Faulted | 2022 | Tier 3 - Extreme | Transformer only | 9 | 2 | 2022-09-02 | 1797820 | Sus | Y | EquipmentFailureInvolved¦Overhead¦Transformer(OH)¦FailedFaulted
22-0110819 | Unknown Cause | Patrol - found nothing |  |  | 2022 | Tier 2 - Elevated | Distribution Circuit | 9 | 15 | 2022-09-15 | 1811975 | Sus | Y | UnknownCause¦Patrolfoundnothing¦¦
22-0111384 | Unknown Cause | Patrol - found nothing |  |  | 2022 | Tier 2 - Elevated | Transformer only | 9 | 16 | 2022-09-16 | 1812923 | Sus | Y | UnknownCause¦Patrolfoundnothing¦¦
22-0111625 | Equipment Failure/Involved | Underground | Transformer (UG) | Failed/Faulted | 2022 | Tier 2 - Elevated | Distribution Circuit | 9 | 18 | 2022-09-18 | 1814285 | Sus | Y | EquipmentFailureInvolved¦Underground¦Transformer(UG)¦FailedFaulted
22-0115555 | Unknown Cause | Patrol - found nothing |  |  | 2022 | Tier 2 - Elevated | Distribution Circuit | 9 | 28 | 2022-09-28 | 1823029 | Sus | Y | UnknownCause¦Patrolfoundnothing¦¦
22-0121458 | Equipment Failure/Involved | Overhead | Transformer (OH) | Failed/Faulted | 2022 | Tier 2 - Elevated | Distribution Circuit | 10 | 14 | 2022-10-14 | 1837166 | Sus | Y | EquipmentFailureInvolved¦Overhead¦Transformer(OH)¦FailedFaulted
22-0128802 | Unknown Cause | Patrol - not conducted |  |  | 2022 | Tier 3 - Extreme | Distribution Circuit | 11 | 8 | 2022-11-08 | 1856751 | Sus | Y | UnknownCause¦Patrolnotconducted¦¦
22-0129220 | Unknown Cause | Patrol - found nothing |  |  | 2022 | Tier 2 - Elevated | Distribution Circuit | 11 | 8 | 2022-11-08 | 1857807 | Sus | Y | UnknownCause¦Patrolfoundnothing¦¦
22-0136409 | Equipment Failure/Involved | Overhead | Transformer | Failed/Faulted | 2022 | Tier 2 - Elevated | Transformer only | 12 | 4 | 2022-12-04 | 1875602 | Sus | N | EquipmentFailureInvolved¦Overhead¦Transformer¦FailedFaulted
22-0139894 | Unknown Cause | Patrol - not conducted |  |  | 2022 | Tier 2 - Elevated | Distribution Circuit | 12 | 14 | 2022-12-14 | 1889200 | Sus | N | UnknownCause¦Patrolnotconducted¦¦
22-0141875 | Vegetation | Tree - grew into line | Conductor, Overhead | Normal | 2022 | Tier 3 - Extreme | Distribution Circuit | 12 | 28 | 2022-12-28 | 1900127 | Sus | N | Vegetation¦Treegrewintoline¦ConductorOverhead¦Normal
22-0141959 | Equipment Failure/Involved | Overhead | Conductor, Overhead | Broken, wire on ground | 2022 | Tier 2 - Elevated | Distribution Circuit | 12 | 28 | 2022-12-28 | 1900654 | Sus | N | EquipmentFailureInvolved¦Overhead¦ConductorOverhead¦Brokenwireonground
15-0012389 | Vegetation | Tree - branch fell on line | Conductor, Overhead | Broken, wire on ground | 2015 | Tier 2 - Elevated | Distribution Circuit | 2 | 10 | 2015-02-10 | 1187627 | Sus | N | Vegetation¦Treebranchfellonline¦ConductorOverhead¦Brokenwireonground
15-0012828 | Equipment Failure/Involved | Other | Transformer | Malfunctioning | 2015 | Tier 3 - Extreme | Distribution Circuit | 2 | 12 | 2015-02-12 | 1188893 | Sus | N | EquipmentFailureInvolved¦Other¦Transformer¦Malfunctioning
15-0024468 | Equipment Failure/Involved | Other | Crossarm, Wood | Broken, wire on ground | 2015 | Tier 2 - Elevated | Distribution Circuit | 4 | 6 | 2015-04-06 | 1214157 | Sus | N | EquipmentFailureInvolved¦Other¦CrossarmWood¦Brokenwireonground
15-0029553 | Animal | Squirrel | Transformer | Normal | 2015 | Tier 2 - Elevated | Distribution Circuit | 4 | 25 | 2015-04-25 | 1224916 | Sus | N | Animal¦Squirrel¦Transformer¦Normal
15-0037714 | Animal | Squirrel | Transformer (OH) | Normal | 2015 | Tier 2 - Elevated | Distribution Circuit | 6 | 1 | 2015-06-01 | 1242252 | Sus | Y | Animal¦Squirrel¦Transformer(OH)¦Normal
15-0039016 | Unknown Cause | Patrol - found nothing |  |  | 2015 | Tier 2 - Elevated | Distribution Circuit | 6 | 6 | 2015-06-06 | 1244673 | Sus | Y | UnknownCause¦Patrolfoundnothing¦¦
15-0040397 | Equipment Failure/Involved | Overhead | Transformer | Failed/Faulted | 2015 | Tier 2 - Elevated | Transformer only | 6 | 11 | 2015-06-11 | 1249192 | Sus | Y | EquipmentFailureInvolved¦Overhead¦Transformer¦FailedFaulted
15-0041774 | Vegetation | Tree - fell into line | Conductor, Overhead | Broken, wire on ground | 2015 | Tier 2 - Elevated | Distribution Circuit | 6 | 18 | 2015-06-18 | 1252567 | Sus | Y | Vegetation¦Treefellintoline¦ConductorOverhead¦Brokenwireonground
15-0044049 | Vegetation | Tree - fell into line | Conductor, Overhead | Normal | 2015 | Tier 2 - Elevated | Distribution Circuit | 6 | 29 | 2015-06-29 | 1258739 | Sus | Y | Vegetation¦Treefellintoline¦ConductorOverhead¦Normal
15-0045561 | Vegetation | Tree - bark fell into line | Fuse | Failed/Faulted | 2015 | Tier 3 - Extreme | Distribution Circuit | 7 | 5 | 2015-07-05 | 1263118 | Sus | Y | Vegetation¦Treebarkfellintoline¦Fuse¦FailedFaulted
15-0048403 | Vegetation | Tree - fell into line | Conductor, Overhead | Broken, wire on ground | 2015 | Tier 2 - Elevated | Distribution Circuit | 7 | 18 | 2015-07-18 | 1270179 | Sus | Y | Vegetation¦Treefellintoline¦ConductorOverhead¦Brokenwireonground
15-0050412 | Equipment Failure/Involved | Overhead | Transformer (OH) | Failed/Faulted | 2015 | Tier 2 - Elevated | Transformer only | 7 | 24 | 2015-07-24 | 1276613 | Sus | Y | EquipmentFailureInvolved¦Overhead¦Transformer(OH)¦FailedFaulted
15-0054408 | 3rd Party | Metallic Balloon | Conductor, Overhead | Broken, wire on ground | 2015 | Tier 2 - Elevated | Distribution Circuit | 8 | 11 | 2015-08-11 | 1286842 | Sus | Y | 3rdParty¦MetallicBalloon¦ConductorOverhead¦Brokenwireonground
15-0055446 | 3rd Party | Fire, house or bldg. | Transformer (OH) | Normal | 2015 | Tier 2 - Elevated | Transformer only | 8 | 17 | 2015-08-17 | 1289966 | Sus | Y | 3rdParty¦Firehouseorbldg¦Transformer(OH)¦Normal
15-0055585 | Equipment Failure/Involved | Underground | Conductor, Underground | Deteriorated | 2015 | Tier 3 - Extreme | Distribution Circuit | 8 | 17 | 2015-08-17 | 1290339 | Sus | Y | EquipmentFailureInvolved¦Underground¦ConductorUnderground¦Deteriorated
15-0055948 | Animal | Bird found | Fuse | Failed/Faulted | 2015 | Tier 2 - Elevated | Distribution Circuit | 8 | 18 | 2015-08-18 | 1291122 | Sus | Y | Animal¦Birdfound¦Fuse¦FailedFaulted
15-0059237 | Equipment Failure/Involved | Overhead | Crossarm, Wood | Broken | 2015 | Tier 2 - Elevated | Distribution Circuit | 9 | 3 | 2015-09-03 | 1299893 | Sus | Y | EquipmentFailureInvolved¦Overhead¦CrossarmWood¦Broken
15-0059622 | Vegetation | Tree - fell into line | Pole-Wood | Broken, wire on ground | 2015 | Tier 3 - Extreme | Distribution Circuit | 9 | 6 | 2015-09-06 | 1301083 | Sus | Y | Vegetation¦Treefellintoline¦PoleWood¦Brokenwireonground
15-0060568 | Vegetation | Tree - cutting, PG&E contractor | Conductor, Overhead | Broken, wire on ground | 2015 | Tier 2 - Elevated | Transmission line | 9 | 10 | 2015-09-10 | 1303540 | Sus | Y | Vegetation¦TreecuttingPG&Econtractor¦ConductorOverhead¦Brokenwireonground
15-0062030 | Equipment Failure/Involved | Overhead |  | Burned Open | 2015 | Tier 2 - Elevated | Transformer only | 9 | 17 | 2015-09-17 | 1307828 | Sus | Y | EquipmentFailureInvolved¦Overhead¦¦BurnedOpen
15-0071320 | Vegetation | Tree - fell into line | Pole-Wood | Broken, wire on ground | 2015 | Tier 2 - Elevated | Distribution Circuit | 10 | 17 | 2015-10-17 | 1324289 | Sus | Y | Vegetation¦Treefellintoline¦PoleWood¦Brokenwireonground
15-0074652 | Unknown Cause | Patrol - found nothing |  |  | 2015 | Tier 2 - Elevated | Distribution Circuit | 11 | 2 | 2015-11-02 | 1332833 | Sus | Y | UnknownCause¦Patrolfoundnothing¦¦
15-0075497 | Equipment Failure/Involved | Overhead | Transformer | Broken | 2015 | Tier 2 - Elevated | Transformer only | 11 | 4 | 2015-11-04 | 1335049 | Sus | Y | EquipmentFailureInvolved¦Overhead¦Transformer¦Broken
15-0076183 | Vegetation | Tree - cutting, PG&E contractor | Conductor, Overhead | Normal | 2015 | Tier 3 - Extreme | Distribution Circuit | 11 | 6 | 2015-11-06 | 1336593 | Sus | Y | Vegetation¦TreecuttingPG&Econtractor¦ConductorOverhead¦Normal
15-0076624 | Unknown Cause | Patrol - found nothing |  |  | 2015 | Tier 2 - Elevated | Distribution Circuit | 11 | 9 | 2015-11-09 | 1337835 | Sus | Y | UnknownCause¦Patrolfoundnothing¦¦
15-0083572 | Unknown Cause | Patrol - not conducted |  |  | 2015 | Tier 3 - Extreme | Distribution Circuit | 12 | 9 | 2015-12-09 | 1356192 | Sus | N | UnknownCause¦Patrolnotconducted¦¦
15-0083829 | Vegetation | Tree - fell into line | Conductor, Overhead | Broken, wire on ground | 2015 | Tier 2 - Elevated | Distribution Circuit | 12 | 10 | 2015-12-10 | 1357202 | Sus | N | Vegetation¦Treefellintoline¦ConductorOverhead¦Brokenwireonground
15-0084235 | Unknown Cause | Patrol - found nothing |  |  | 2015 | Tier 3 - Extreme | Distribution Circuit | 12 | 11 | 2015-12-11 | 1358674 | Sus | N | UnknownCause¦Patrolfoundnothing¦¦
15-0084403 | Vegetation | Tree - fell into line | Conductor, Overhead | Normal | 2015 | Tier 2 - Elevated | Distribution Circuit | 12 | 12 | 2015-12-12 | 1359494 | Sus | N | Vegetation¦Treefellintoline¦ConductorOverhead¦Normal
15-0084708 | Vegetation | Tree - fell into line | Conductor, Overhead | Broken | 2015 | Tier 2 - Elevated | Distribution Circuit | 12 | 13 | 2015-12-13 | 1360412 | Sus | N | Vegetation¦Treefellintoline¦ConductorOverhead¦Broken
15-0086270 | Animal | Other | Fuse | Failed/Faulted | 2015 | Tier 2 - Elevated | Distribution Circuit | 12 | 19 | 2015-12-19 | 1366761 | Sus | N | Animal¦Other¦Fuse¦FailedFaulted
15-0086811 | Vegetation | Tree - fell into line | Conductor, Overhead | Broken | 2015 | Tier 3 - Extreme | Distribution Circuit | 12 | 22 | 2015-12-22 | 1369665 | Sus | N | Vegetation¦Treefellintoline¦ConductorOverhead¦Broken
15-0086840 | Vegetation | Tree - fell into line | Conductor, Overhead | Normal | 2015 | Tier 3 - Extreme | Distribution Circuit | 12 | 22 | 2015-12-22 | 1369901 | Sus | N | Vegetation¦Treefellintoline¦ConductorOverhead¦Normal
16-0002558 | Unknown Cause | Patrol - found nothing |  |  | 2016 | Tier 2 - Elevated | Distribution Circuit | 1 | 3 | 2016-01-03 | 1376147 | Sus | N | UnknownCause¦Patrolfoundnothing¦¦
16-0003033 | Equipment Failure/Involved | Overhead | Connector or Splice (OH) | Broken, wire on ground | 2016 | Tier 2 - Elevated | Distribution Circuit | 1 | 5 | 2016-01-05 | 1377335 | Sus | N | EquipmentFailureInvolved¦Overhead¦ConnectororSplice(OH)¦Brokenwireonground
16-0005233 | Equipment Failure/Involved | Overhead | Transformer (OH) | Failed/Faulted | 2016 | Tier 2 - Elevated | Transformer only | 1 | 14 | 2016-01-14 | 1383485 | Sus | N | EquipmentFailureInvolved¦Overhead¦Transformer(OH)¦FailedFaulted
16-0005811 | Vegetation | Tree - fell into line | Conductor, Overhead | Normal | 2016 | Tier 3 - Extreme | Distribution Circuit | 1 | 16 | 2016-01-16 | 1385221 | Sus | N | Vegetation¦Treefellintoline¦ConductorOverhead¦Normal
16-0009664 | Equipment Failure/Involved | Overhead | Transformer | Failed/Faulted | 2016 | Tier 2 - Elevated | Transformer only | 2 | 1 | 2016-02-01 | 1395980 | Sus | N | EquipmentFailureInvolved¦Overhead¦Transformer¦FailedFaulted
16-0010809 | Equipment Failure/Involved | Overhead | Cutout, fuse holder | Burned/flashed | 2016 | Tier 3 - Extreme | Distribution Circuit | 2 | 5 | 2016-02-05 | 1398622 | Sus | N | EquipmentFailureInvolved¦Overhead¦Cutoutfuseholder¦Burnedflashed
16-0012273 | 3rd Party | Customer Equipment | Other | Normal | 2016 | Tier 3 - Extreme | Distribution Circuit | 2 | 12 | 2016-02-12 | 1402314 | Sus | N | 3rdParty¦CustomerEquipment¦Other¦Normal
16-0013111 | Vegetation | Tree - fell into line | Conductor, Overhead | Broken, wire on ground | 2016 | Tier 3 - Extreme | Distribution Circuit | 2 | 17 | 2016-02-17 | 1404530 | Sus | N | Vegetation¦Treefellintoline¦ConductorOverhead¦Brokenwireonground
16-0017500 | Vegetation | Tree - fell into line | Conductor, Overhead | Broken, wire on ground | 2016 | Tier 2 - Elevated | Distribution Circuit | 3 | 5 | 2016-03-05 | 1416780 | Sus | N | Vegetation¦Treefellintoline¦ConductorOverhead¦Brokenwireonground
16-0017554 | Equipment Failure/Involved | Overhead | Customer Equipment | Broken | 2016 | Tier 2 - Elevated | Distribution Circuit | 3 | 5 | 2016-03-05 | 1417159 | Sus | N | EquipmentFailureInvolved¦Overhead¦CustomerEquipment¦Broken
16-0017961 | Vegetation | Tree - fell into line | Secondary | Together | 2016 | Tier 3 - Extreme | Distribution Circuit | 3 | 5 | 2016-03-05 | 1418016 | Sus | N | Vegetation¦Treefellintoline¦Secondary¦Together
16-0018337 | Unknown Cause | Patrol - found nothing |  |  | 2016 | Tier 2 - Elevated | Distribution Circuit | 3 | 6 | 2016-03-06 | 1421284 | Sus | N | UnknownCause¦Patrolfoundnothing¦¦
16-0019335 | Equipment Failure/Involved | Overhead | Connector or Splice (OH) | Burned Open | 2016 | Tier 2 - Elevated | Transformer only | 3 | 8 | 2016-03-08 | 1425534 | Sus | N | EquipmentFailureInvolved¦Overhead¦ConnectororSplice(OH)¦BurnedOpen
16-0020086 | Vegetation | Tree - fell into line | Conductor, Overhead | Broken, wire on ground | 2016 | Tier 2 - Elevated | Distribution Circuit | 3 | 10 | 2016-03-10 | 1426806 | Sus | N | Vegetation¦Treefellintoline¦ConductorOverhead¦Brokenwireonground
16-0020928 | Vegetation | Tree - bark fell into line | Conductor, Overhead | Broken, wire on ground | 2016 | Tier 3 - Extreme | Distribution Circuit | 3 | 13 | 2016-03-13 | 1430085 | Sus | N | Vegetation¦Treebarkfellintoline¦ConductorOverhead¦Brokenwireonground
16-0022485 | Equipment Failure/Involved | Overhead | Connector or Splice (OH) | Burned/flashed | 2016 | Tier 2 - Elevated | Transformer only | 3 | 18 | 2016-03-18 | 1433660 | Sus | N | EquipmentFailureInvolved¦Overhead¦ConnectororSplice(OH)¦Burnedflashed
16-0022551 | Equipment Failure/Involved | Overhead | Transformer | Failed/Faulted | 2016 | Tier 2 - Elevated | Transformer only | 3 | 18 | 2016-03-18 | 1433826 | Sus | N | EquipmentFailureInvolved¦Overhead¦Transformer¦FailedFaulted
16-0037622 | Vegetation | Tree - fell into line | Conductor, Overhead | Broken, wire on ground | 2016 | Tier 2 - Elevated | Distribution Circuit | 5 | 21 | 2016-05-21 | 1474512 | Sus | Y | Vegetation¦Treefellintoline¦ConductorOverhead¦Brokenwireonground
16-0037737 | Animal | Squirrel | Fuse | Failed/Faulted | 2016 | Tier 2 - Elevated | Distribution Circuit | 5 | 23 | 2016-05-23 | 1475030 | Sus | Y | Animal¦Squirrel¦Fuse¦FailedFaulted
16-0045152 | Vegetation | Tree - fell into line | Conductor, Overhead | Broken, wire on ground | 2016 | Tier 3 - Extreme | Distribution Circuit | 6 | 22 | 2016-06-22 | 1494166 | Sus | Y | Vegetation¦Treefellintoline¦ConductorOverhead¦Brokenwireonground
16-0052638 | 3rd Party | Vehicle | Pole-Wood | Broken | 2016 | Tier 2 - Elevated | Distribution Circuit | 7 | 26 | 2016-07-26 | 1516324 | Sus | Y | 3rdParty¦Vehicle¦PoleWood¦Broken
16-0053787 | Vegetation | Tree - branch fell on line | Cutout, fuse holder | Failed/Faulted | 2016 | Tier 3 - Extreme | Distribution Circuit | 7 | 29 | 2016-07-29 | 1518768 | Sus | Y | Vegetation¦Treebranchfellonline¦Cutoutfuseholder¦FailedFaulted
16-0055119 | Unknown Cause | Patrol - found nothing |  |  | 2016 | Tier 2 - Elevated | Distribution Circuit | 8 | 4 | 2016-08-04 | 1521576 | Sus | Y | UnknownCause¦Patrolfoundnothing¦¦
16-0055489 | Animal | Bird found | Conductor, Overhead | Normal | 2016 | Tier 3 - Extreme | Distribution Circuit | 8 | 6 | 2016-08-06 | 1522407 | Sus | Y | Animal¦Birdfound¦ConductorOverhead¦Normal
16-0056161 | Vegetation | Tree - branch fell on line | Conductor, Overhead | Normal | 2016 | Tier 3 - Extreme | Distribution Circuit | 8 | 10 | 2016-08-10 | 1524120 | Sus | Y | Vegetation¦Treebranchfellonline¦ConductorOverhead¦Normal
16-0056920 | Unknown Cause | Patrol - not conducted |  |  | 2016 | Tier 3 - Extreme | Transformer only | 8 | 12 | 2016-08-12 | 1525262 | Sus | Y | UnknownCause¦Patrolnotconducted¦¦
16-0057978 | Vegetation | Tree - fell into line | Conductor, Overhead | Normal | 2016 | Tier 2 - Elevated | Distribution Circuit | 8 | 17 | 2016-08-17 | 1527999 | Sus | Y | Vegetation¦Treefellintoline¦ConductorOverhead¦Normal
16-0059251 | Unknown Cause | Patrol - found nothing |  | Burned Open | 2016 | Tier 2 - Elevated | Distribution Circuit | 8 | 23 | 2016-08-23 | 1530662 | Sus | Y | UnknownCause¦Patrolfoundnothing¦¦BurnedOpen
16-0061821 | Equipment Failure/Involved | Overhead | Insulator | Broken | 2016 | Tier 2 - Elevated | Distribution Circuit | 9 | 1 | 2016-09-01 | 1535655 | Sus | Y | EquipmentFailureInvolved¦Overhead¦Insulator¦Broken
16-0064181 | Equipment Failure/Involved | Overhead | Crossarm, Wood | Broken | 2016 | Tier 2 - Elevated | Distribution Circuit | 9 | 13 | 2016-09-13 | 1540769 | Sus | Y | EquipmentFailureInvolved¦Overhead¦CrossarmWood¦Broken
16-0068224 | Equipment Failure/Involved | Electrical Overload | Transformer | Failed/Faulted | 2016 | Tier 3 - Extreme | Distribution Circuit | 9 | 28 | 2016-09-28 | 1549436 | Sus | Y | EquipmentFailureInvolved¦ElectricalOverload¦Transformer¦FailedFaulted
16-0069017 | Unknown Cause | Patrol - found nothing |  |  | 2016 | Tier 2 - Elevated | Distribution Circuit | 10 | 2 | 2016-10-02 | 1551266 | Sus | Y | UnknownCause¦Patrolfoundnothing¦¦
16-0072282 | Vegetation | Tree - bark fell into line | Conductor, Overhead | Normal | 2016 | Tier 2 - Elevated | Distribution Circuit | 10 | 14 | 2016-10-14 | 1559985 | Sus | Y | Vegetation¦Treebarkfellintoline¦ConductorOverhead¦Normal
16-0073746 | Unknown Cause | Patrol - found nothing |  |  | 2016 | Tier 2 - Elevated | Distribution Circuit | 10 | 18 | 2016-10-18 | 1565510 | Sus | Y | UnknownCause¦Patrolfoundnothing¦¦
16-0074637 | Equipment Failure/Involved | Overhead | Connector or Splice (OH) | Deteriorated | 2016 | Tier 2 - Elevated | Transformer only | 10 | 21 | 2016-10-21 | 1567114 | Sus | Y | EquipmentFailureInvolved¦Overhead¦ConnectororSplice(OH)¦Deteriorated
16-0075500 | Unknown Cause | Patrol - not conducted |  |  | 2016 | Tier 2 - Elevated | Distribution Circuit | 10 | 25 | 2016-10-25 | 1569918 | Sus | Y | UnknownCause¦Patrolnotconducted¦¦
16-0081891 | Unknown Cause | Patrol - found nothing |  |  | 2016 | Tier 2 - Elevated | Distribution Circuit | 11 | 23 | 2016-11-23 | 1587668 | Sus | Y | UnknownCause¦Patrolfoundnothing¦¦
16-0085707 | Vegetation | Tree - fell into line | Conductor, Overhead | Normal | 2016 | Tier 2 - Elevated | Distribution Circuit | 12 | 15 | 2016-12-15 | 1602667 | Sus | N | Vegetation¦Treefellintoline¦ConductorOverhead¦Normal
16-0087120 | Equipment Failure/Involved | Electrical Overload | Transformer (OH) | Failed/Faulted | 2016 | Tier 2 - Elevated | Transformer only | 12 | 26 | 2016-12-26 | 1611293 | Sus | N | EquipmentFailureInvolved¦ElectricalOverload¦Transformer(OH)¦FailedFaulted
16-0087137 | Unknown Cause | Patrol - found nothing |  |  | 2016 | Tier 2 - Elevated | Distribution Circuit | 12 | 27 | 2016-12-27 | 1611423 | Sus | N | UnknownCause¦Patrolfoundnothing¦¦
17-0004944 | 3rd Party | Metallic Balloon | Fuse | Failed/Faulted | 2017 | Tier 2 - Elevated | Distribution Circuit | 1 | 8 | 2017-01-08 | 1622721 | Sus | N | 3rdParty¦MetallicBalloon¦Fuse¦FailedFaulted
17-0005851 | Vegetation | Tree - fell into line | Fuse | Failed/Faulted | 2017 | Tier 2 - Elevated | Distribution Circuit | 1 | 8 | 2017-01-08 | 1623600 | Sus | N | Vegetation¦Treefellintoline¦Fuse¦FailedFaulted
17-0006093 | Equipment Failure/Involved | Overhead | Conductor, Overhead | Broken, wire on ground | 2017 | Tier 3 - Extreme | Distribution Circuit | 1 | 8 | 2017-01-08 | 1631133 | Sus | N | EquipmentFailureInvolved¦Overhead¦ConductorOverhead¦Brokenwireonground
17-0006272 | Vegetation | Tree - fell into line | Conductor, Overhead | Broken, wire on ground | 2017 | Tier 2 - Elevated | Distribution Circuit | 1 | 9 | 2017-01-09 | 1632070 | Sus | N | Vegetation¦Treefellintoline¦ConductorOverhead¦Brokenwireonground
17-0011338 | Vegetation | Tree - fell into line | Conductor, Overhead | Broken, wire on ground | 2017 | Tier 2 - Elevated | Transformer only | 1 | 20 | 2017-01-20 | 1652958 | Sus | N | Vegetation¦Treefellintoline¦ConductorOverhead¦Brokenwireonground
17-0012036 | Vegetation | Tree - fell into line | Fuse | Failed/Faulted | 2017 | Tier 2 - Elevated | Distribution Circuit | 1 | 21 | 2017-01-21 | 1656060 | Sus | N | Vegetation¦Treefellintoline¦Fuse¦FailedFaulted
17-0013242 | Vegetation | Tree - fell into line | Conductor, Overhead | Broken, wire on ground | 2017 | Tier 3 - Extreme | Distribution Circuit | 1 | 20 | 2017-01-20 | 1661417 | Sus | N | Vegetation¦Treefellintoline¦ConductorOverhead¦Brokenwireonground
17-0016256 | Equipment Failure/Involved | Overhead | Lightning Arrestor | Burned/flashed | 2017 | Tier 2 - Elevated | Distribution Circuit | 1 | 31 | 2017-01-31 | 1671119 | Sus | N | EquipmentFailureInvolved¦Overhead¦LightningArrestor¦Burnedflashed
17-0017335 | Equipment Failure/Involved | Overhead | Conductor, Overhead | Broken, wire on ground | 2017 | Tier 2 - Elevated | Distribution Circuit | 2 | 3 | 2017-02-03 | 1674149 | Sus | N | EquipmentFailureInvolved¦Overhead¦ConductorOverhead¦Brokenwireonground
17-0019027 | Vegetation | Tree - fell into line | Conductor, Overhead | Broken, wire on ground | 2017 | Tier 2 - Elevated | Distribution Circuit | 2 | 8 | 2017-02-08 | 1681911 | Sus | N | Vegetation¦Treefellintoline¦ConductorOverhead¦Brokenwireonground
17-0023856 | Unknown Cause | Patrol - found nothing |  |  | 2017 | Tier 2 - Elevated | Distribution Circuit | 2 | 20 | 2017-02-20 | 1703490 | Sus | N | UnknownCause¦Patrolfoundnothing¦¦
17-0025201 | Unknown Cause | Patrol - found nothing |  |  | 2017 | Tier 2 - Elevated | Distribution Circuit | 2 | 21 | 2017-02-21 | 1707708 | Sus | N | UnknownCause¦Patrolfoundnothing¦¦
17-0026991 | Equipment Failure/Involved | Underground | Connector or Splice (UG) | Failed/Faulted | 2017 | Tier 2 - Elevated | Distribution Circuit | 2 | 27 | 2017-02-27 | 1714875 | Sus | N | EquipmentFailureInvolved¦Underground¦ConnectororSplice(UG)¦FailedFaulted
17-0028425 | Unknown Cause | Patrol - found nothing |  |  | 2017 | Tier 3 - Extreme | Distribution Circuit | 3 | 5 | 2017-03-05 | 1719755 | Sus | N | UnknownCause¦Patrolfoundnothing¦¦
17-0036229 | Equipment Failure/Involved | Overhead | Transformer (OH) | Normal | 2017 | Tier 3 - Extreme | Transformer only | 4 | 3 | 2017-04-03 | 1743403 | Sus | N | EquipmentFailureInvolved¦Overhead¦Transformer(OH)¦Normal
17-0038481 | Vegetation | Tree - branch fell on line | Fuse | Normal | 2017 | Tier 2 - Elevated | Distribution Circuit | 4 | 9 | 2017-04-09 | 1753721 | Sus | N | Vegetation¦Treebranchfellonline¦Fuse¦Normal
17-0039672 | Equipment Failure/Involved | Underground | Transformer (UG) | Failed/Faulted | 2017 | Tier 2 - Elevated | Distribution Circuit | 4 | 12 | 2017-04-12 | 1756346 | Sus | N | EquipmentFailureInvolved¦Underground¦Transformer(UG)¦FailedFaulted
17-0041618 | Equipment Failure/Involved | Overhead | Transformer (OH) | Broken | 2017 | Tier 2 - Elevated | Distribution Circuit | 4 | 20 | 2017-04-20 | 1761683 | Sus | N | EquipmentFailureInvolved¦Overhead¦Transformer(OH)¦Broken
17-0046046 | Equipment Failure/Involved | Overhead | Transformer | Failed/Faulted | 2017 | Tier 3 - Extreme | Transformer only | 5 | 7 | 2017-05-07 | 1777166 | Sus | Y | EquipmentFailureInvolved¦Overhead¦Transformer¦FailedFaulted
17-0047745 | Unknown Cause | Patrol - found nothing |  |  | 2017 | Tier 2 - Elevated | Distribution Circuit | 5 | 13 | 2017-05-13 | 1781605 | Sus | Y | UnknownCause¦Patrolfoundnothing¦¦
17-0050146 | Equipment Failure/Involved | Underground | Transformer (UG) | Failed/Faulted | 2017 | Tier 2 - Elevated | Distribution Circuit | 5 | 23 | 2017-05-23 | 1789083 | Sus | Y | EquipmentFailureInvolved¦Underground¦Transformer(UG)¦FailedFaulted
17-0055462 | Equipment Failure/Involved | Overhead | Jumper | Burned Open | 2017 | Tier 2 - Elevated | Distribution Circuit | 6 | 15 | 2017-06-15 | 1805076 | Sus | Y | EquipmentFailureInvolved¦Overhead¦Jumper¦BurnedOpen
17-0056937 | Unknown Cause | Patrol - found nothing |  |  | 2017 | Tier 2 - Elevated | Distribution Circuit | 6 | 20 | 2017-06-20 | 1812120 | Sus | Y | UnknownCause¦Patrolfoundnothing¦¦
17-0057686 | Equipment Failure/Involved | Overhead | Crossarm, Wood | Broken, wire on ground | 2017 | Tier 3 - Extreme | Distribution Circuit | 6 | 22 | 2017-06-22 | 1814850 | Sus | Y | EquipmentFailureInvolved¦Overhead¦CrossarmWood¦Brokenwireonground
17-0057846 | Vegetation | Tree - fell into line | Conductor, Overhead | Normal | 2017 | Tier 3 - Extreme | Distribution Circuit | 6 | 22 | 2017-06-22 | 1815237 | Sus | Y | Vegetation¦Treefellintoline¦ConductorOverhead¦Normal
17-0061501 | Equipment Failure/Involved | Overhead | Transformer | Deteriorated | 2017 | Tier 2 - Elevated | Transformer only | 7 | 8 | 2017-07-08 | 1827086 | Sus | Y | EquipmentFailureInvolved¦Overhead¦Transformer¦Deteriorated
17-0063524 | Vegetation | Tree - fell into line | Conductor, Overhead | Broken, wire on ground | 2017 | Tier 2 - Elevated | Distribution Circuit | 7 | 17 | 2017-07-17 | 1834185 | Sus | Y | Vegetation¦Treefellintoline¦ConductorOverhead¦Brokenwireonground
17-0063544 | Equipment Failure/Involved | Overhead | Secondary | Burned/flashed | 2017 | Tier 2 - Elevated | Transformer only | 7 | 18 | 2017-07-18 | 1834225 | Sus | Y | EquipmentFailureInvolved¦Overhead¦Secondary¦Burnedflashed
17-0065539 | Environmental/External | Fire, Forest/Grass | Pole-Wood | Burned/flashed | 2017 | Tier 2 - Elevated | Distribution Circuit | 7 | 26 | 2017-07-26 | 1840060 | Sus | Y | EnvironmentalExternal¦FireForestGrass¦PoleWood¦Burnedflashed
17-0067270 | Vegetation | Tree - branch fell on line | Conductor, Overhead | Broken, wire on ground | 2017 | Tier 2 - Elevated | Distribution Circuit | 8 | 2 | 2017-08-02 | 1844323 | Sus | Y | Vegetation¦Treebranchfellonline¦ConductorOverhead¦Brokenwireonground
17-0069230 | 3rd Party | Customer Equipment | Secondary | Normal | 2017 | Tier 2 - Elevated | Distribution Circuit | 8 | 9 | 2017-08-09 | 1849565 | Sus | Y | 3rdParty¦CustomerEquipment¦Secondary¦Normal
17-0070390 | Animal | Squirrel | Transformer | Burned/flashed | 2017 | Tier 2 - Elevated | Transformer only | 8 | 15 | 2017-08-15 | 1852915 | Sus | Y | Animal¦Squirrel¦Transformer¦Burnedflashed
17-0072941 | Equipment Failure/Involved | Overhead | Transformer | Failed/Faulted | 2017 | Tier 2 - Elevated | Transformer only | 8 | 25 | 2017-08-25 | 1859364 | Sus | Y | EquipmentFailureInvolved¦Overhead¦Transformer¦FailedFaulted
17-0077096 | 3rd Party | Tree - cutting, 3rd party | Crossarm, Wood | Broken, wire on object | 2017 | Tier 2 - Elevated | Distribution Circuit | 9 | 8 | 2017-09-08 | 1873504 | Sus | Y | 3rdParty¦Treecutting3rdparty¦CrossarmWood¦Brokenwireonobject
17-0078360 | 3rd Party | Vehicle |  | Normal | 2017 | Tier 2 - Elevated | Transformer only | 9 | 12 | 2017-09-12 | 1877648 | Sus | Y | 3rdParty¦Vehicle¦¦Normal
17-0078526 | Unknown Cause | Patrol - found nothing |  |  | 2017 | Tier 3 - Extreme | Distribution Circuit | 9 | 13 | 2017-09-13 | 1877946 | Sus | Y | UnknownCause¦Patrolfoundnothing¦¦
17-0084934 | Animal | Squirrel | Fuse | Normal | 2017 | Tier 3 - Extreme | Distribution Circuit | 10 | 7 | 2017-10-07 | 1892498 | Sus | Y | Animal¦Squirrel¦Fuse¦Normal
17-0085284 | Vegetation | Tree - fell into line | Transformer | Broken, wire on ground | 2017 | Tier 3 - Extreme | Transformer only | 10 | 8 | 2017-10-08 | 1894475 | Sus | Y | Vegetation¦Treefellintoline¦Transformer¦Brokenwireonground
17-0087578 | Environmental/External | Fire, Forest/Grass | Pole-Wood | Burned/flashed | 2017 | Tier 2 - Elevated | Distribution Circuit | 10 | 9 | 2017-10-09 | 1901438 | Sus | Y | EnvironmentalExternal¦FireForestGrass¦PoleWood¦Burnedflashed
17-0088476 | Equipment Failure/Involved | Overhead | Transformer (OH) | Broken | 2017 | Tier 2 - Elevated | Transformer only | 10 | 18 | 2017-10-18 | 1903261 | Sus | Y | EquipmentFailureInvolved¦Overhead¦Transformer(OH)¦Broken
17-0092702 | 3rd Party | Vehicle | Jumper | Broken | 2017 | Tier 2 - Elevated | Distribution Circuit | 11 | 4 | 2017-11-04 | 1916200 | Sus | Y | 3rdParty¦Vehicle¦Jumper¦Broken
17-0094543 | 3rd Party | Tree - cutting, 3rd party | Conductor, Overhead | Broken, wire on ground | 2017 | Tier 2 - Elevated | Distribution Circuit | 11 | 12 | 2017-11-12 | 1920939 | Sus | Y | 3rdParty¦Treecutting3rdparty¦ConductorOverhead¦Brokenwireonground
17-0095388 | Vegetation | Tree - fell into line | Conductor, Overhead | Bent or Twisted | 2017 | Tier 3 - Extreme | Transformer only | 11 | 15 | 2017-11-15 | 1923343 | Sus | Y | Vegetation¦Treefellintoline¦ConductorOverhead¦BentorTwisted
17-0101955 | Unknown Cause | Patrol - found nothing |  |  | 2017 | Tier 2 - Elevated | Distribution Circuit | 12 | 16 | 2017-12-16 | 1944263 | Sus | N | UnknownCause¦Patrolfoundnothing¦¦
18-0013387 | Vegetation | Tree - fell into line | Conductor, Overhead | Broken, wire on ground | 2018 | Tier 2 - Elevated | Distribution Circuit | 2 | 12 | 2018-02-12 | 23046 | Sus | N | Vegetation¦Treefellintoline¦ConductorOverhead¦Brokenwireonground
18-0017232 | Equipment Failure/Involved | Overhead | Crossarm, Wood | Broken | 2018 | Tier 2 - Elevated | Distribution Circuit | 2 | 26 | 2018-02-26 | 31760 | Sus | N | EquipmentFailureInvolved¦Overhead¦CrossarmWood¦Broken
18-0019415 | Vegetation | Tree - fell into line | Conductor, Overhead | Broken, wire on ground | 2018 | Tier 3 - Extreme | Distribution Circuit | 3 | 3 | 2018-03-03 | 36976 | Sus | N | Vegetation¦Treefellintoline¦ConductorOverhead¦Brokenwireonground
18-0020254 | Equipment Failure/Involved | Overhead | Transformer | Failed/Faulted | 2018 | Tier 2 - Elevated | Distribution Circuit | 3 | 6 | 2018-03-06 | 39099 | Sus | N | EquipmentFailureInvolved¦Overhead¦Transformer¦FailedFaulted
18-0023691 | Unknown Cause | Patrol - found nothing |  |  | 2018 | Tier 3 - Extreme | Distribution Circuit | 3 | 16 | 2018-03-16 | 46378 | Sus | N | UnknownCause¦Patrolfoundnothing¦¦
18-0026447 | Equipment Failure/Involved | Overhead | Transformer (OH) | Failed/Faulted | 2018 | Tier 2 - Elevated | Distribution Circuit | 3 | 25 | 2018-03-25 | 53214 | Sus | N | EquipmentFailureInvolved¦Overhead¦Transformer(OH)¦FailedFaulted
18-0026835 | Unknown Cause | Patrol - found nothing |  |  | 2018 | Tier 2 - Elevated | Transformer only | 3 | 26 | 2018-03-26 | 54018 | Sus | N | UnknownCause¦Patrolfoundnothing¦¦
18-0028277 | Unknown Cause | Patrol - found nothing |  |  | 2018 | Tier 2 - Elevated | Distribution Circuit | 4 | 1 | 2018-04-01 | 57475 | Sus | N | UnknownCause¦Patrolfoundnothing¦¦
18-0036419 | Animal | Bird found | Conductor, Overhead | Normal | 2018 | Tier 2 - Elevated | Distribution Circuit | 4 | 27 | 2018-04-27 | 75683 | Sus | N | Animal¦Birdfound¦ConductorOverhead¦Normal
18-0041222 | 3rd Party | Vehicle | Transformer | Failed/Faulted | 2018 | Tier 2 - Elevated | Transformer only | 5 | 15 | 2018-05-15 | 86589 | Sus | Y | 3rdParty¦Vehicle¦Transformer¦FailedFaulted
18-0046561 | Animal | Squirrel | Fuse | Normal | 2018 | Tier 3 - Extreme | Distribution Circuit | 6 | 2 | 2018-06-02 | 99166 | Sus | Y | Animal¦Squirrel¦Fuse¦Normal
18-0053777 | Unknown Cause | Patrol - found nothing |  |  | 2018 | Tier 3 - Extreme | Distribution Circuit | 6 | 23 | 2018-06-23 | 115993 | Sus | Y | UnknownCause¦Patrolfoundnothing¦¦
18-0059947 | Environmental/External | Lightning | Transformer | Failed/Faulted | 2018 | Tier 2 - Elevated | Transformer only | 7 | 15 | 2018-07-15 | 132120 | Sus | Y | EnvironmentalExternal¦Lightning¦Transformer¦FailedFaulted
18-0063872 | Animal | Squirrel | Fuse | Failed/Faulted | 2018 | Tier 3 - Extreme | Distribution Circuit | 7 | 26 | 2018-07-26 | 140677 | Sus | Y | Animal¦Squirrel¦Fuse¦FailedFaulted
18-0064590 | Vegetation | Tree - fell into line | Fuse | Normal | 2018 | Tier 3 - Extreme | Distribution Circuit | 7 | 28 | 2018-07-28 | 142549 | Sus | Y | Vegetation¦Treefellintoline¦Fuse¦Normal
18-0066334 | Vegetation | Tree - branch fell on line | Conductor, Overhead | Normal | 2018 | Tier 2 - Elevated | Distribution Circuit | 8 | 2 | 2018-08-02 | 147912 | Sus | Y | Vegetation¦Treebranchfellonline¦ConductorOverhead¦Normal
18-0066457 | Equipment Failure/Involved | Overhead | Transformer (OH) | Failed/Faulted | 2018 | Tier 3 - Extreme | Distribution Circuit | 8 | 3 | 2018-08-03 | 148055 | Sus | Y | EquipmentFailureInvolved¦Overhead¦Transformer(OH)¦FailedFaulted
18-0066778 | Environmental/External | Fire, Forest/Grass | Pole-Wood | Burned/flashed | 2018 | Tier 3 - Extreme | Distribution Circuit | 7 | 26 | 2018-07-26 | 149000 | Sus | Y | EnvironmentalExternal¦FireForestGrass¦PoleWood¦Burnedflashed
18-0067474 | 3rd Party | Fire, house or bldg. | Service conductor | Burned/flashed | 2018 | Tier 2 - Elevated | Distribution Circuit | 8 | 7 | 2018-08-07 | 150647 | Sus | Y | 3rdParty¦Firehouseorbldg¦Serviceconductor¦Burnedflashed
18-0074766 | Unknown Cause | Patrol - found nothing |  |  | 2018 | Tier 3 - Extreme | Distribution Circuit | 8 | 29 | 2018-08-29 | 164635 | Sus | Y | UnknownCause¦Patrolfoundnothing¦¦
18-0075122 | Animal | Squirrel | Transformer (OH) | Normal | 2018 | Tier 2 - Elevated | Distribution Circuit | 8 | 30 | 2018-08-30 | 165519 | Sus | Y | Animal¦Squirrel¦Transformer(OH)¦Normal
18-0080150 | Animal | Squirrel | Conductor, Overhead | Normal | 2018 | Tier 2 - Elevated | Distribution Circuit | 9 | 16 | 2018-09-16 | 175337 | Sus | Y | Animal¦Squirrel¦ConductorOverhead¦Normal
18-0088491 | Wildfire Mitigation | CWSP - Vegetation Removal |  |  | 2018 | Tier 3 - Extreme | Distribution Circuit | 10 | 9 | 2018-10-09 | 191455 | Sus | Y | WildfireMitigation¦CWSPVegetationRemoval¦¦
18-0089715 | Vegetation | Tree - branch fell on line | Fuse | Failed/Faulted | 2018 | Tier 3 - Extreme | Distribution Circuit | 10 | 12 | 2018-10-12 | 193602 | Sus | Y | Vegetation¦Treebranchfellonline¦Fuse¦FailedFaulted
18-0090693 | Unknown Cause | Patrol - found nothing |  |  | 2018 | Tier 2 - Elevated | Distribution Circuit | 10 | 15 | 2018-10-15 | 195708 | Sus | Y | UnknownCause¦Patrolfoundnothing¦¦
18-0091739 | Equipment Failure/Involved | Overhead | Pole-Wood | Deteriorated | 2018 | Tier 3 - Extreme | Distribution Circuit | 10 | 18 | 2018-10-18 | 198009 | Sus | Y | EquipmentFailureInvolved¦Overhead¦PoleWood¦Deteriorated
18-0098141 | Equipment Failure/Involved | Overhead | Bushing | Failed/Faulted | 2018 | Tier 2 - Elevated | Distribution Circuit | 11 | 8 | 2018-11-08 | 211417 | Sus | Y | EquipmentFailureInvolved¦Overhead¦Bushing¦FailedFaulted
18-0098264 | Equipment Failure/Involved | Overhead | Conductor, Overhead | Broken, wire on ground | 2018 | Tier 3 - Extreme | Distribution Circuit | 11 | 8 | 2018-11-08 | 211569 | Sus | Y | EquipmentFailureInvolved¦Overhead¦ConductorOverhead¦Brokenwireonground
18-0098435 | Equipment Failure/Involved | Overhead | Transformer (OH) | Failed/Faulted | 2018 | Tier 2 - Elevated | Transformer only | 11 | 8 | 2018-11-08 | 211948 | Sus | Y | EquipmentFailureInvolved¦Overhead¦Transformer(OH)¦FailedFaulted
18-0098840 | Equipment Failure/Involved | Overhead | Cutout, fuse holder | Broken | 2018 | Tier 3 - Extreme | Distribution Circuit | 11 | 10 | 2018-11-10 | 212894 | Sus | Y | EquipmentFailureInvolved¦Overhead¦Cutoutfuseholder¦Broken
18-0100193 | Unknown Cause | Patrol - not conducted |  |  | 2018 | Tier 2 - Elevated | Distribution Circuit | 11 | 16 | 2018-11-16 | 216383 | Sus | Y | UnknownCause¦Patrolnotconducted¦¦
18-0103207 | Environmental/External | Fire, Forest/Grass | Pole-Wood | Burned/flashed | 2018 | Tier 3 - Extreme | Distribution Circuit | 11 | 8 | 2018-11-08 | 224353 | Sus | Y | EnvironmentalExternal¦FireForestGrass¦PoleWood¦Burnedflashed
18-0105907 | Unknown Cause | Patrol - found nothing |  |  | 2018 | Tier 3 - Extreme | Transformer only | 12 | 1 | 2018-12-01 | 231121 | Sus | N | UnknownCause¦Patrolfoundnothing¦¦
18-0106171 | Equipment Failure/Involved | Overhead | Transformer | Failed/Faulted | 2018 | Tier 2 - Elevated | Transformer only | 12 | 2 | 2018-12-02 | 231915 | Sus | N | EquipmentFailureInvolved¦Overhead¦Transformer¦FailedFaulted
18-0109555 | Vegetation | Tree - fell into line | Crossarm, Wood | Broken, wire on ground | 2018 | Tier 3 - Extreme | Distribution Circuit | 12 | 16 | 2018-12-16 | 241809 | Sus | N | Vegetation¦Treefellintoline¦CrossarmWood¦Brokenwireonground
18-0110052 | Vegetation | Tree - branch fell on line | Pole-Wood | Broken, wire on ground | 2018 | Tier 2 - Elevated | Distribution Circuit | 12 | 19 | 2018-12-19 | 244073 | Sus | N | Vegetation¦Treebranchfellonline¦PoleWood¦Brokenwireonground
19-0005045 | Vegetation | Tree - fell into line | Conductor, Overhead | Broken, wire on ground | 2019 | Tier 2 - Elevated | Distribution Circuit | 1 | 6 | 2019-01-06 | 255021 | Sus | N | Vegetation¦Treefellintoline¦ConductorOverhead¦Brokenwireonground
19-0005346 | Environmental/External | Ice or snow | Conductor, Overhead | Broken, wire on ground | 2019 | Tier 2 - Elevated | Distribution Circuit | 1 | 6 | 2019-01-06 | 257186 | Sus | N | EnvironmentalExternal¦Iceorsnow¦ConductorOverhead¦Brokenwireonground
19-0005667 | Vegetation | Tree - branch fell on line | Conductor, Overhead | Normal | 2019 | Tier 3 - Extreme | Distribution Circuit | 1 | 7 | 2019-01-07 | 258503 | Sus | N | Vegetation¦Treebranchfellonline¦ConductorOverhead¦Normal
19-0005679 | Unknown Cause | Patrol - found nothing |  |  | 2019 | Tier 2 - Elevated | Distribution Circuit | 1 | 7 | 2019-01-07 | 258682 | Sus | N | UnknownCause¦Patrolfoundnothing¦¦
19-0007960 | 3rd Party | Vehicle | Pole-Wood | Broken | 2019 | Tier 2 - Elevated | Distribution Circuit | 1 | 11 | 2019-01-11 | 263193 | Sus | N | 3rdParty¦Vehicle¦PoleWood¦Broken
19-0010200 | Vegetation | Tree - branch fell on line | Fuse | Normal | 2019 | Tier 3 - Extreme | Distribution Circuit | 1 | 16 | 2019-01-16 | 269508 | Sus | N | Vegetation¦Treebranchfellonline¦Fuse¦Normal
19-0011406 | Unknown Cause | Patrol - found nothing |  |  | 2019 | Tier 3 - Extreme | Distribution Circuit | 1 | 17 | 2019-01-17 | 274811 | Sus | N | UnknownCause¦Patrolfoundnothing¦¦
19-0011649 | Unknown Cause | Patrol - found nothing |  |  | 2019 | Tier 2 - Elevated | Distribution Circuit | 1 | 17 | 2019-01-17 | 274184 | Sus | N | UnknownCause¦Patrolfoundnothing¦¦
19-0013894 | Equipment Failure/Involved | Overhead | Transformer (OH) | Leaking | 2019 | Tier 2 - Elevated | Transformer only | 1 | 24 | 2019-01-24 | 280212 | Sus | N | EquipmentFailureInvolved¦Overhead¦Transformer(OH)¦Leaking
19-0015025 | 3rd Party | Vandalism | Transformer | Failed/Faulted | 2019 | Tier 2 - Elevated | Transformer only | 1 | 28 | 2019-01-28 | 282413 | Sus | N | 3rdParty¦Vandalism¦Transformer¦FailedFaulted
19-0015444 | 3rd Party | Vehicle | Pole-Wood | Broken | 2019 | Tier 2 - Elevated | Distribution Circuit | 1 | 29 | 2019-01-29 | 283099 | Sus | N | 3rdParty¦Vehicle¦PoleWood¦Broken
19-0017264 | Vegetation | Tree - fell into line | Conductor, Overhead | Broken, wire on ground | 2019 | Tier 2 - Elevated | Distribution Circuit | 2 | 2 | 2019-02-02 | 286379 | Sus | N | Vegetation¦Treefellintoline¦ConductorOverhead¦Brokenwireonground
19-0017822 | Unknown Cause | Patrol - not conducted |  |  | 2019 | Tier 2 - Elevated | Distribution Circuit | 2 | 4 | 2019-02-04 | 289844 | Sus | N | UnknownCause¦Patrolnotconducted¦¦
19-0018506 | Vegetation | Tree - fell into line | Pole-Wood | Broken, wire on ground | 2019 | Tier 2 - Elevated | Distribution Circuit | 2 | 5 | 2019-02-05 | 292643 | Sus | N | Vegetation¦Treefellintoline¦PoleWood¦Brokenwireonground
19-0019784 | Vegetation | Tree - fell into line | Crossarm, Wood | Broken | 2019 | Tier 2 - Elevated | Distribution Circuit | 2 | 5 | 2019-02-05 | 295717 | Sus | N | Vegetation¦Treefellintoline¦CrossarmWood¦Broken
19-0020623 | Unknown Cause | Patrol - found nothing |  |  | 2019 | Tier 2 - Elevated | Distribution Circuit | 2 | 10 | 2019-02-10 | 297881 | Sus | N | UnknownCause¦Patrolfoundnothing¦¦
19-0020744 | Vegetation | Tree - branch fell on line | Conductor, Overhead | Normal | 2019 | Tier 3 - Extreme | Distribution Circuit | 2 | 10 | 2019-02-10 | 299038 | Sus | N | Vegetation¦Treebranchfellonline¦ConductorOverhead¦Normal
19-0020778 | Equipment Failure/Involved | Overhead | Pole-Wood | Broken | 2019 | Tier 3 - Extreme | Distribution Circuit | 2 | 10 | 2019-02-10 | 299058 | Sus | N | EquipmentFailureInvolved¦Overhead¦PoleWood¦Broken
19-0022724 | Equipment Failure/Involved | Electrical Overload | Transformer | Failed/Faulted | 2019 | Tier 2 - Elevated | Transformer only | 2 | 13 | 2019-02-13 | 305584 | Sus | N | EquipmentFailureInvolved¦ElectricalOverload¦Transformer¦FailedFaulted
19-0022890 | Vegetation | Tree - branch fell on line | Conductor, Overhead | Broken, wire on ground | 2019 | Tier 3 - Extreme | Distribution Circuit | 2 | 14 | 2019-02-14 | 307462 | Sus | N | Vegetation¦Treebranchfellonline¦ConductorOverhead¦Brokenwireonground
19-0023066 | Unknown Cause | Patrol - found nothing |  |  | 2019 | Tier 2 - Elevated | Distribution Circuit | 2 | 14 | 2019-02-14 | 307067 | Sus | N | UnknownCause¦Patrolfoundnothing¦¦
19-0023478 | Vegetation | Tree - fell into line | Conductor, Overhead | Broken, wire on ground | 2019 | Tier 2 - Elevated | Distribution Circuit | 2 | 13 | 2019-02-13 | 310107 | Sus | N | Vegetation¦Treefellintoline¦ConductorOverhead¦Brokenwireonground
19-0023637 | Equipment Failure/Involved | Overhead | Transformer | Broken | 2019 | Tier 3 - Extreme | Transformer only | 2 | 14 | 2019-02-14 | 307372 | Sus | N | EquipmentFailureInvolved¦Overhead¦Transformer¦Broken
19-0023737 | Vegetation | Tree - fell into line | Conductor, Overhead | Broken, wire on ground | 2019 | Tier 2 - Elevated | Distribution Circuit | 2 | 14 | 2019-02-14 | 310866 | Sus | N | Vegetation¦Treefellintoline¦ConductorOverhead¦Brokenwireonground
19-0024271 | Equipment Failure/Involved | Overhead | Transformer | Broken | 2019 | Tier 3 - Extreme | Transformer only | 2 | 15 | 2019-02-15 | 312787 | Sus | N | EquipmentFailureInvolved¦Overhead¦Transformer¦Broken
19-0025043 | Vegetation | Tree - fell into line | Pole-Wood | Broken, wire on ground | 2019 | Tier 3 - Extreme | Distribution Circuit | 2 | 17 | 2019-02-17 | 315359 | Sus | N | Vegetation¦Treefellintoline¦PoleWood¦Brokenwireonground
19-0025101 | Equipment Failure/Involved | Overhead | Conductor, Overhead | Together | 2019 | Tier 3 - Extreme | Distribution Circuit | 2 | 17 | 2019-02-17 | 315621 | Sus | N | EquipmentFailureInvolved¦Overhead¦ConductorOverhead¦Together
19-0026470 | Vegetation | Tree - branch fell on line | Conductor, Overhead | Normal | 2019 | Tier 3 - Extreme | Distribution Circuit | 2 | 20 | 2019-02-20 | 319729 | Sus | N | Vegetation¦Treebranchfellonline¦ConductorOverhead¦Normal
19-0028827 | Unknown Cause | Patrol - found nothing |  |  | 2019 | Tier 2 - Elevated | Distribution Circuit | 2 | 27 | 2019-02-27 | 326386 | Sus | N | UnknownCause¦Patrolfoundnothing¦¦
19-0030284 | Vegetation | Tree - fell into line | Conductor, Overhead | Broken, wire on ground | 2019 | Tier 2 - Elevated | Distribution Circuit | 3 | 3 | 2019-03-03 | 330179 | Sus | N | Vegetation¦Treefellintoline¦ConductorOverhead¦Brokenwireonground
19-0032836 | Equipment Failure/Involved | Overhead | Transformer | Failed/Faulted | 2019 | Tier 2 - Elevated | Transformer only | 3 | 12 | 2019-03-12 | 336739 | Sus | N | EquipmentFailureInvolved¦Overhead¦Transformer¦FailedFaulted
19-0037664 | Environmental/External | Lightning | Transformer | Failed/Faulted | 2019 | Tier 2 - Elevated | Transformer only | 3 | 27 | 2019-03-27 | 348896 | Sus | N | EnvironmentalExternal¦Lightning¦Transformer¦FailedFaulted
19-0037934 | Equipment Failure/Involved | Overhead | Conductor, Overhead | Broken | 2019 | Tier 2 - Elevated | Distribution Circuit | 3 | 28 | 2019-03-28 | 349514 | Sus | N | EquipmentFailureInvolved¦Overhead¦ConductorOverhead¦Broken
19-0038120 | Vegetation | Tree - fell into line | Conductor, Overhead | Broken, wire on ground | 2019 | Tier 3 - Extreme | Distribution Circuit | 3 | 28 | 2019-03-28 | 349829 | Sus | N | Vegetation¦Treefellintoline¦ConductorOverhead¦Brokenwireonground
19-0038943 | Unknown Cause | Patrol - not conducted |  |  | 2019 | Zone 1 - HHZ | Transmission line | 4 | 2 | 2019-04-02 | 352073 | Sus | N | UnknownCause¦Patrolnotconducted¦¦
19-0040516 | Equipment Failure/Involved | Underground | Transformer | Broken | 2019 | Tier 2 - Elevated | Distribution Circuit | 4 | 8 | 2019-04-08 | 355539 | Sus | N | EquipmentFailureInvolved¦Underground¦Transformer¦Broken
19-0044571 | Unknown Cause | Patrol - found nothing |  |  | 2019 | Tier 2 - Elevated | Distribution Circuit | 4 | 20 | 2019-04-20 | 364351 | Sus | N | UnknownCause¦Patrolfoundnothing¦¦
19-0048822 | 3rd Party | Gun Shot | Conductor, Overhead | Broken | 2019 | Tier 3 - Extreme | Distribution Circuit | 5 | 4 | 2019-05-04 | 373532 | Sus | Y | 3rdParty¦GunShot¦ConductorOverhead¦Broken
19-0050554 | Equipment Failure/Involved | Substation | Circuit Breaker | Failed/Faulted | 2019 | Tier 2 - Elevated | Substation - Transmission | 5 | 9 | 2019-05-09 | 377326 | Sus | Y | EquipmentFailureInvolved¦Substation¦CircuitBreaker¦FailedFaulted
19-0052576 | Unknown Cause | Patrol - found nothing |  |  | 2019 | Tier 3 - Extreme | Distribution Circuit | 5 | 15 | 2019-05-15 | 381339 | Sus | Y | UnknownCause¦Patrolfoundnothing¦¦
19-0056123 | Vegetation | Tree - branch fell on line | Conductor, Overhead | Normal | 2019 | Tier 3 - Extreme | Distribution Circuit | 5 | 23 | 2019-05-23 | 388484 | Sus | Y | Vegetation¦Treebranchfellonline¦ConductorOverhead¦Normal
19-0057792 | Equipment Failure/Involved | Underground | Conductor, Underground | Burned/flashed | 2019 | Tier 2 - Elevated | Distribution Circuit | 5 | 26 | 2019-05-26 | 390788 | Sus | Y | EquipmentFailureInvolved¦Underground¦ConductorUnderground¦Burnedflashed
19-0061559 | Equipment Failure/Involved | Overhead | Transformer (OH) | Failed/Faulted | 2019 | Tier 3 - Extreme | Distribution Circuit | 6 | 2 | 2019-06-02 | 395862 | Sus | Y | EquipmentFailureInvolved¦Overhead¦Transformer(OH)¦FailedFaulted
19-0062316 | Equipment Failure/Involved | Overhead | Transformer (OH) | Broken | 2019 | Tier 2 - Elevated | Distribution Circuit | 6 | 3 | 2019-06-03 | 397001 | Sus | Y | EquipmentFailureInvolved¦Overhead¦Transformer(OH)¦Broken
19-0064666 | Unknown Cause | Patrol - found nothing |  |  | 2019 | Tier 2 - Elevated | Distribution Circuit | 6 | 8 | 2019-06-08 | 401615 | Sus | Y | UnknownCause¦Patrolfoundnothing¦¦
19-0067327 | Vegetation | Tree - branch fell on line | Conductor, Overhead | Normal | 2019 | Tier 3 - Extreme | Distribution Circuit | 6 | 13 | 2019-06-13 | 409190 | Sus | Y | Vegetation¦Treebranchfellonline¦ConductorOverhead¦Normal
19-0069289 | Equipment Failure/Involved | Overhead | Transformer | Failed/Faulted | 2019 | Tier 3 - Extreme | Transformer only | 6 | 18 | 2019-06-18 | 419413 | Sus | Y | EquipmentFailureInvolved¦Overhead¦Transformer¦FailedFaulted
19-0069599 | Equipment Failure/Involved | Overhead | Crossarm, Wood | Deteriorated | 2019 | Tier 3 - Extreme | Transformer only | 6 | 19 | 2019-06-19 | 421124 | Sus | Y | EquipmentFailureInvolved¦Overhead¦CrossarmWood¦Deteriorated
19-0070362 | Unknown Cause | Patrol - found nothing |  |  | 2019 | Tier 2 - Elevated | Distribution Circuit | 6 | 20 | 2019-06-20 | 425115 | Sus | Y | UnknownCause¦Patrolfoundnothing¦¦
19-0073902 | Equipment Failure/Involved | Overhead | Insulator | Failed/Faulted | 2019 | Tier 2 - Elevated | Distribution Circuit | 7 | 2 | 2019-07-02 | 439766 | Sus | Y | EquipmentFailureInvolved¦Overhead¦Insulator¦FailedFaulted
19-0078981 | Vegetation | Tree - fell into line | Pole-Wood | Broken, wire on ground | 2019 | Tier 2 - Elevated | Distribution Circuit | 7 | 18 | 2019-07-18 | 459745 | Sus | Y | Vegetation¦Treefellintoline¦PoleWood¦Brokenwireonground
19-0080003 | Equipment Failure/Involved | Overhead | Transformer | Failed/Faulted | 2019 | Tier 2 - Elevated | Transformer only | 7 | 22 | 2019-07-22 | 468397 | Sus | Y | EquipmentFailureInvolved¦Overhead¦Transformer¦FailedFaulted
19-0082367 | Vegetation | Tree - fell into line | Conductor, Overhead | Arcing | 2019 | Tier 3 - Extreme | Distribution Circuit | 7 | 29 | 2019-07-29 | 475018 | Sus | Y | Vegetation¦Treefellintoline¦ConductorOverhead¦Arcing
19-0083650 | Vegetation | Tree - cutting, PG&E contractor | Conductor, Overhead | Normal | 2019 | Tier 2 - Elevated | Distribution Circuit | 8 | 2 | 2019-08-02 | 477617 | Sus | Y | Vegetation¦TreecuttingPG&Econtractor¦ConductorOverhead¦Normal
19-0088617 | Company Initiated | Operating error |  |  | 2019 | Tier 3 - Extreme | Substation - Transmission | 8 | 15 | 2019-08-15 | 514935 | Sus | Y | CompanyInitiated¦Operatingerror¦¦
19-0088704 | Unknown Cause | Patrol - found nothing |  |  | 2019 | Tier 2 - Elevated | Distribution Circuit | 8 | 16 | 2019-08-16 | 515126 | Sus | Y | UnknownCause¦Patrolfoundnothing¦¦
19-0094026 | Vegetation | Tree - fell into line | Conductor, Overhead | Broken, wire on ground | 2019 | Tier 2 - Elevated | Distribution Circuit | 8 | 30 | 2019-08-30 | 547797 | Sus | Y | Vegetation¦Treefellintoline¦ConductorOverhead¦Brokenwireonground
19-0097759 | Equipment Failure/Involved | Overhead | Cutout, fuse holder | Broken | 2019 | Tier 3 - Extreme | Transformer only | 9 | 11 | 2019-09-11 | 571373 | Sus | Y | EquipmentFailureInvolved¦Overhead¦Cutoutfuseholder¦Broken
19-0101004 | Environmental/External | Lightning | Transformer (OH) | Burned/flashed | 2019 | Tier 2 - Elevated | Transformer only | 9 | 18 | 2019-09-18 | 592263 | Sus | Y | EnvironmentalExternal¦Lightning¦Transformer(OH)¦Burnedflashed
19-0105028 | Unknown Cause | Patrol - found nothing |  |  | 2019 | Tier 2 - Elevated | Distribution Circuit | 9 | 28 | 2019-09-28 | 628116 | Sus | Y | UnknownCause¦Patrolfoundnothing¦¦
19-0107325 | Equipment Failure/Involved | Overhead | Transformer | Failed/Faulted | 2019 | Tier 2 - Elevated | Transformer only | 10 | 4 | 2019-10-04 | 642383 | Sus | Y | EquipmentFailureInvolved¦Overhead¦Transformer¦FailedFaulted
19-0116701 | Environmental/External | Fire, Forest/Grass | Pole-Wood | Burned/flashed | 2019 | Tier 2 - Elevated | Distribution Circuit | 10 | 26 | 2019-10-26 | 682398 | Sus | Y | EnvironmentalExternal¦FireForestGrass¦PoleWood¦Burnedflashed
19-0119425 | Unknown Cause | Patrol - found nothing |  |  | 2019 | Tier 3 - Extreme | Distribution Circuit | 10 | 31 | 2019-10-31 | 696374 | Sus | Y | UnknownCause¦Patrolfoundnothing¦¦
19-0120626 | Equipment Failure/Involved | Overhead | Conductor, Overhead | Normal | 2019 | Tier 2 - Elevated | Distribution Circuit | 11 | 4 | 2019-11-04 | 698938 | Sus | Y | EquipmentFailureInvolved¦Overhead¦ConductorOverhead¦Normal
19-0129813 | Vegetation | Tree - branch fell on line | Conductor, Overhead | Broken, wire on ground | 2019 | Tier 2 - Elevated | Distribution Circuit | 11 | 26 | 2019-11-26 | 718893 | Sus | Y | Vegetation¦Treebranchfellonline¦ConductorOverhead¦Brokenwireonground
19-0130755 | Vegetation | Tree - fell into line | Pole-Wood | Broken, wire on ground | 2019 | Tier 3 - Extreme | Distribution Circuit | 11 | 28 | 2019-11-28 | 722559 | Sus | Y | Vegetation¦Treefellintoline¦PoleWood¦Brokenwireonground
19-0130807 | Vegetation | Tree - fell into line | Conductor, Overhead | Broken, wire on ground | 2019 | Tier 3 - Extreme | Distribution Circuit | 11 | 28 | 2019-11-28 | 722657 | Sus | Y | Vegetation¦Treefellintoline¦ConductorOverhead¦Brokenwireonground
19-0131884 | Vegetation | Tree - fell into line | Transformer (OH) | Broken | 2019 | Tier 2 - Elevated | Transformer only | 11 | 30 | 2019-11-30 | 725171 | Sus | Y | Vegetation¦Treefellintoline¦Transformer(OH)¦Broken
19-0137537 | Unknown Cause | Patrol - found nothing |  |  | 2019 | Tier 3 - Extreme | Distribution Circuit | 12 | 22 | 2019-12-22 | 748292 | Sus | N | UnknownCause¦Patrolfoundnothing¦¦
20-0005159 | Equipment Failure/Involved | Overhead | Recloser | Malfunctioning | 2020 | Tier 2 - Elevated | Distribution Circuit | 1 | 4 | 2020-01-04 | 754800 | Sus | N | EquipmentFailureInvolved¦Overhead¦Recloser¦Malfunctioning
20-0009572 | Unknown Cause | Patrol - found nothing |  |  | 2020 | Tier 2 - Elevated | Distribution Circuit | 1 | 16 | 2020-01-16 | 761938 | Sus | N | UnknownCause¦Patrolfoundnothing¦¦
20-0010110 | Equipment Failure/Involved | Overhead | Conductor, Overhead | Broken | 2020 | Tier 2 - Elevated | Distribution Circuit | 1 | 16 | 2020-01-16 | 763045 | Sus | N | EquipmentFailureInvolved¦Overhead¦ConductorOverhead¦Broken
20-0010307 | Equipment Failure/Involved | Overhead | Connector or Splice (OH) | Broken, wire on ground | 2020 | Tier 2 - Elevated | Distribution Circuit | 1 | 16 | 2020-01-16 | 763576 | Sus | N | EquipmentFailureInvolved¦Overhead¦ConnectororSplice(OH)¦Brokenwireonground
20-0010611 | Vegetation | Tree - fell into line | Conductor, Overhead | Normal | 2020 | Tier 2 - Elevated | Distribution Circuit | 1 | 17 | 2020-01-17 | 764793 | Sus | N | Vegetation¦Treefellintoline¦ConductorOverhead¦Normal
20-0013957 | Vegetation | Tree - grew into line | Circuit Breaker | Normal | 2020 | Tier 2 - Elevated | Distribution Circuit | 1 | 27 | 2020-01-27 | 770862 | Sus | N | Vegetation¦Treegrewintoline¦CircuitBreaker¦Normal
20-0014241 | Unknown Cause | Patrol - found nothing |  |  | 2020 | Tier 2 - Elevated | Distribution Circuit | 1 | 27 | 2020-01-27 | 771240 | Sus | N | UnknownCause¦Patrolfoundnothing¦¦
20-0014751 | Equipment Failure/Involved | Overhead | Connector or Splice (OH) | Broken | 2020 | Tier 2 - Elevated | Distribution Circuit | 1 | 28 | 2020-01-28 | 772149 | Sus | N | EquipmentFailureInvolved¦Overhead¦ConnectororSplice(OH)¦Broken
20-0019668 | Vegetation | Tree - branch fell on line | Conductor, Overhead | Broken, wire on ground | 2020 | Tier 3 - Extreme | Distribution Circuit | 2 | 9 | 2020-02-09 | 786619 | Sus | N | Vegetation¦Treebranchfellonline¦ConductorOverhead¦Brokenwireonground
20-0019804 | Vegetation | Tree - fell into line | Crossarm, Wood | Broken, wire on ground | 2020 | Tier 3 - Extreme | Distribution Circuit | 2 | 9 | 2020-02-09 | 786314 | Sus | N | Vegetation¦Treefellintoline¦CrossarmWood¦Brokenwireonground
20-0020975 | Vegetation | Tree - fell into line | Conductor, Overhead | Broken, wire on ground | 2020 | Tier 3 - Extreme | Distribution Circuit | 2 | 12 | 2020-02-12 | 789388 | Sus | N | Vegetation¦Treefellintoline¦ConductorOverhead¦Brokenwireonground
20-0024909 | Unknown Cause | Patrol - not conducted |  |  | 2020 | Tier 2 - Elevated | Distribution Circuit | 2 | 22 | 2020-02-22 | 800697 | Sus | N | UnknownCause¦Patrolnotconducted¦¦
20-0029764 | Vegetation | Tree - branch fell on line | Fuse | Failed/Faulted | 2020 | Tier 3 - Extreme | Distribution Circuit | 3 | 7 | 2020-03-07 | 838084 | Sus | N | Vegetation¦Treebranchfellonline¦Fuse¦FailedFaulted
20-0032066 | Unknown Cause | Patrol - found nothing |  |  | 2020 | Tier 2 - Elevated | Distribution Circuit | 3 | 14 | 2020-03-14 | 851117 | Sus | N | UnknownCause¦Patrolfoundnothing¦¦
20-0033910 | Unknown Cause | Patrol - found nothing |  |  | 2020 | Tier 2 - Elevated | Distribution Circuit | 3 | 18 | 2020-03-18 | 858416 | Sus | N | UnknownCause¦Patrolfoundnothing¦¦
20-0036486 | Unknown Cause | Patrol - not conducted |  |  | 2020 | Tier 2 - Elevated | Distribution Circuit | 3 | 26 | 2020-03-26 | 867695 | Sus | N | UnknownCause¦Patrolnotconducted¦¦
20-0036491 | Unknown Cause | Patrol - found nothing |  |  | 2020 | Tier 2 - Elevated | Distribution Circuit | 3 | 26 | 2020-03-26 | 867778 | Sus | N | UnknownCause¦Patrolfoundnothing¦¦
20-0038926 | Vegetation | Tree - branch fell on line | Conductor, Overhead | Normal | 2020 | Tier 3 - Extreme | Distribution Circuit | 4 | 6 | 2020-04-06 | 885095 | Sus | N | Vegetation¦Treebranchfellonline¦ConductorOverhead¦Normal
20-0055944 | Vegetation | Tree - branch fell on line | Conductor, Overhead | Broken, wire on ground | 2020 | Tier 2 - Elevated | Transformer only | 5 | 30 | 2020-05-30 | 926404 | Sus | Y | Vegetation¦Treebranchfellonline¦ConductorOverhead¦Brokenwireonground
20-0056412 | Equipment Failure/Involved | Overhead | Transformer | Failed/Faulted | 2020 | Tier 3 - Extreme | Transformer only | 6 | 1 | 2020-06-01 | 927836 | Sus | Y | EquipmentFailureInvolved¦Overhead¦Transformer¦FailedFaulted
20-0060390 | Equipment Failure/Involved | Overhead | Crossarm, Wood | Broken | 2020 | Tier 2 - Elevated | Distribution Circuit | 6 | 11 | 2020-06-11 | 937217 | Sus | Y | EquipmentFailureInvolved¦Overhead¦CrossarmWood¦Broken
20-0062279 | Unknown Cause | Patrol - found nothing |  |  | 2020 | Tier 3 - Extreme | Distribution Circuit | 6 | 17 | 2020-06-17 | 941096 | Sus | Y | UnknownCause¦Patrolfoundnothing¦¦
20-0065558 | Unknown Cause | Patrol - found nothing |  |  | 2020 | Tier 2 - Elevated | Distribution Circuit | 6 | 26 | 2020-06-26 | 948388 | Sus | Y | UnknownCause¦Patrolfoundnothing¦¦
20-0069747 | Animal | Other | Jumper | Burned/flashed | 2020 | Tier 3 - Extreme | Distribution Circuit | 7 | 8 | 2020-07-08 | 960481 | Sus | Y | Animal¦Other¦Jumper¦Burnedflashed
20-0071096 | Unknown Cause | Patrol - found nothing |  |  | 2020 | Tier 3 - Extreme | Distribution Circuit | 7 | 13 | 2020-07-13 | 963192 | Sus | Y | UnknownCause¦Patrolfoundnothing¦¦
20-0075276 | 3rd Party | Vehicle | Pole-Wood | Broken | 2020 | Tier 2 - Elevated | Distribution Circuit | 7 | 23 | 2020-07-23 | 970536 | Sus | Y | 3rdParty¦Vehicle¦PoleWood¦Broken
20-0075934 | 3rd Party | Metallic Balloon | Conductor, Overhead | Normal | 2020 | Tier 2 - Elevated | Distribution Circuit | 7 | 25 | 2020-07-25 | 971709 | Sus | Y | 3rdParty¦MetallicBalloon¦ConductorOverhead¦Normal
20-0084171 | Equipment Failure/Involved | Overhead | Transformer (OH) | Failed/Faulted | 2020 | Tier 3 - Extreme | Transformer only | 8 | 15 | 2020-08-15 | 1003798 | Sus | Y | EquipmentFailureInvolved¦Overhead¦Transformer(OH)¦FailedFaulted
20-0085083 | Vegetation | Tree - branch fell on line | Crossarm, Wood | Broken | 2020 | Tier 3 - Extreme | Distribution Circuit | 8 | 16 | 2020-08-16 | 1012557 | Sus | Y | Vegetation¦Treebranchfellonline¦CrossarmWood¦Broken
20-0085264 | Vegetation | Tree - branch fell on line | Fuse | Failed/Faulted | 2020 | Tier 3 - Extreme | Distribution Circuit | 8 | 16 | 2020-08-16 | 1014076 | Sus | Y | Vegetation¦Treebranchfellonline¦Fuse¦FailedFaulted
20-0085951 | Unknown Cause | Patrol - found nothing |  |  | 2020 | Tier 3 - Extreme | Distribution Circuit | 8 | 16 | 2020-08-16 | 1010504 | Sus | Y | UnknownCause¦Patrolfoundnothing¦¦
20-0085974 | Unknown Cause | Patrol - found nothing |  |  | 2020 | Tier 2 - Elevated | Transmission line | 8 | 17 | 2020-08-17 | 1017365 | Sus | Y | UnknownCause¦Patrolfoundnothing¦¦
20-0086239 | Unknown Cause | Patrol - found nothing |  |  | 2020 | Tier 2 - Elevated | Distribution Circuit | 8 | 17 | 2020-08-17 | 1017439 | Sus | Y | UnknownCause¦Patrolfoundnothing¦¦
20-0090534 | Equipment Failure/Involved | Overhead | Pole-Wood | Broken, wire on ground | 2020 | Tier 2 - Elevated | Distribution Circuit | 8 | 27 | 2020-08-27 | 1033493 | Sus | Y | EquipmentFailureInvolved¦Overhead¦PoleWood¦Brokenwireonground
20-0094617 | Unknown Cause | Patrol - found nothing |  |  | 2020 | Tier 3 - Extreme | Distribution Circuit | 9 | 7 | 2020-09-07 | 1059132 | Sus | Y | UnknownCause¦Patrolfoundnothing¦¦
20-0095332 | Unknown Cause | Patrol - found nothing |  |  | 2020 | Tier 2 - Elevated | Distribution Circuit | 9 | 8 | 2020-09-08 | 1061645 | Sus | Y | UnknownCause¦Patrolfoundnothing¦¦
20-0097148 | Unknown Cause | Patrol - found nothing |  |  | 2020 | Tier 2 - Elevated | Distribution Circuit | 9 | 14 | 2020-09-14 | 1068678 | Sus | Y | UnknownCause¦Patrolfoundnothing¦¦
20-0100588 | Environmental/External | Fire, Forest/Grass | Conductor, Overhead | Burned/flashed | 2020 | Tier 3 - Extreme | Distribution Circuit | 9 | 7 | 2020-09-07 | 1089340 | Sus | Y | EnvironmentalExternal¦FireForestGrass¦ConductorOverhead¦Burnedflashed
20-0106845 | Equipment Failure/Involved | Overhead | Cutout, fuse holder | Broken | 2020 | Tier 2 - Elevated | Transformer only | 10 | 9 | 2020-10-09 | 1114281 | Sus | Y | EquipmentFailureInvolved¦Overhead¦Cutoutfuseholder¦Broken
20-0113260 | Unknown Cause | Patrol - found nothing |  |  | 2020 | Tier 2 - Elevated | Distribution Circuit | 10 | 26 | 2020-10-26 | 1128243 | Sus | Y | UnknownCause¦Patrolfoundnothing¦¦
20-0115954 | Company Initiated | Improper Construction | Crossarm, Wood | Broken | 2020 | Tier 3 - Extreme | Distribution Circuit | 11 | 2 | 2020-11-02 | 1134191 | Sus | Y | CompanyInitiated¦ImproperConstruction¦CrossarmWood¦Broken
20-0117136 | Equipment Failure/Involved | Overhead | Conductor, Overhead | Together | 2020 | Tier 2 - Elevated | Distribution Circuit | 11 | 4 | 2020-11-04 | 1136045 | Sus | Y | EquipmentFailureInvolved¦Overhead¦ConductorOverhead¦Together
20-0117601 | Unknown Cause | Patrol - found nothing |  |  | 2020 | Tier 2 - Elevated | Distribution Circuit | 11 | 6 | 2020-11-06 | 1137012 | Sus | Y | UnknownCause¦Patrolfoundnothing¦¦
20-0119801 | Unknown Cause | Patrol - found nothing |  |  | 2020 | Tier 2 - Elevated | Distribution Circuit | 11 | 11 | 2020-11-11 | 1142128 | Sus | Y | UnknownCause¦Patrolfoundnothing¦¦
20-0121068 | Vegetation | Tree - fell into line | Conductor, Overhead | Normal | 2020 | Tier 3 - Extreme | Distribution Circuit | 11 | 15 | 2020-11-15 | 1145519 | Sus | Y | Vegetation¦Treefellintoline¦ConductorOverhead¦Normal
20-0121783 | Unknown Cause | Patrol - found nothing |  |  | 2020 | Tier 3 - Extreme | Distribution Circuit | 11 | 17 | 2020-11-17 | 1146704 | Sus | Y | UnknownCause¦Patrolfoundnothing¦¦
20-0129175 | Equipment Failure/Involved | Overhead | Transformer (OH) | Leaking | 2020 | Tier 3 - Extreme | Transformer only | 12 | 9 | 2020-12-09 | 1173807 | Sus | N | EquipmentFailureInvolved¦Overhead¦Transformer(OH)¦Leaking
20-0130266 | Unknown Cause | Patrol - found nothing |  |  | 2020 | Tier 2 - Elevated | Distribution Circuit | 12 | 14 | 2020-12-14 | 1183393 | Sus | N | UnknownCause¦Patrolfoundnothing¦¦
21-0011653 | Equipment Failure/Involved | Overhead | Recloser | Malfunctioning | 2021 | Tier 2 - Elevated | Distribution Circuit | 1 | 20 | 2021-01-20 | 1219049 | Sus | N | EquipmentFailureInvolved¦Overhead¦Recloser¦Malfunctioning
21-0012211 | Equipment Failure/Involved | Overhead | Conductor, Overhead | Broken, wire on ground | 2021 | Tier 3 - Extreme | Distribution Circuit | 1 | 18 | 2021-01-18 | 1220078 | Sus | N | EquipmentFailureInvolved¦Overhead¦ConductorOverhead¦Brokenwireonground
21-0012872 | Vegetation | Tree - branch fell on line | Conductor, Overhead | Normal | 2021 | Tier 3 - Extreme | Distribution Circuit | 1 | 22 | 2021-01-22 | 1221403 | Sus | N | Vegetation¦Treebranchfellonline¦ConductorOverhead¦Normal
21-0013022 | Equipment Failure/Involved | Overhead | Transformer (OH) | Failed/Faulted | 2021 | Tier 3 - Extreme | Transformer only | 1 | 22 | 2021-01-22 | 1221462 | Sus | N | EquipmentFailureInvolved¦Overhead¦Transformer(OH)¦FailedFaulted
21-0014814 | Unknown Cause | Patrol - found nothing |  |  | 2021 | Tier 2 - Elevated | Distribution Circuit | 1 | 26 | 2021-01-26 | 1226744 | Sus | N | UnknownCause¦Patrolfoundnothing¦¦
21-0016714 | Vegetation | Tree - fell into line | Conductor, Overhead | Broken, wire on ground | 2021 | Tier 2 - Elevated | Distribution Circuit | 1 | 27 | 2021-01-27 | 1236979 | Sus | N | Vegetation¦Treefellintoline¦ConductorOverhead¦Brokenwireonground
21-0017917 | Equipment Failure/Involved | Overhead | Pole-Wood | Broken | 2021 | Tier 2 - Elevated | Distribution Circuit | 1 | 27 | 2021-01-27 | 1232470 | Sus | N | EquipmentFailureInvolved¦Overhead¦PoleWood¦Broken
21-0019174 | Equipment Failure/Involved | Underground | Connector or Splice (UG) | Failed/Faulted | 2021 | Tier 2 - Elevated | Distribution Circuit | 1 | 30 | 2021-01-30 | 1242729 | Sus | N | EquipmentFailureInvolved¦Underground¦ConnectororSplice(UG)¦FailedFaulted
21-0020545 | Animal | Squirrel | Transformer | Failed/Faulted | 2021 | Tier 2 - Elevated | Transformer only | 2 | 1 | 2021-02-01 | 1245205 | Sus | N | Animal¦Squirrel¦Transformer¦FailedFaulted
21-0021632 | Equipment Failure/Involved | Overhead | Transformer (OH) | Deteriorated | 2021 | Tier 2 - Elevated | Transformer only | 2 | 3 | 2021-02-03 | 1247561 | Sus | N | EquipmentFailureInvolved¦Overhead¦Transformer(OH)¦Deteriorated
21-0027064 | Equipment Failure/Involved | Overhead | Insulator | Broken | 2021 | Tier 2 - Elevated | Distribution Circuit | 2 | 18 | 2021-02-18 | 1257492 | Sus | N | EquipmentFailureInvolved¦Overhead¦Insulator¦Broken
21-0027102 | Vegetation | Tree - fell into line | Conductor, Overhead | Broken, wire on ground | 2021 | Tier 3 - Extreme | Distribution Circuit | 2 | 18 | 2021-02-18 | 1257493 | Sus | N | Vegetation¦Treefellintoline¦ConductorOverhead¦Brokenwireonground
21-0027410 | Animal | Other | Pole-Wood | Broken | 2021 | Tier 2 - Elevated | Transformer only | 2 | 19 | 2021-02-19 | 1257884 | Sus | N | Animal¦Other¦PoleWood¦Broken
21-0029788 | Equipment Failure/Involved | Underground | Secondary | Together | 2021 | Tier 2 - Elevated | Transformer only | 2 | 25 | 2021-02-25 | 1262634 | Sus | N | EquipmentFailureInvolved¦Underground¦Secondary¦Together
21-0032862 | Unknown Cause | Patrol - found nothing |  |  | 2021 | Tier 2 - Elevated | Distribution Circuit | 3 | 5 | 2021-03-05 | 1270520 | Sus | N | UnknownCause¦Patrolfoundnothing¦¦
21-0033035 | Unknown Cause | Patrol - found nothing |  |  | 2021 | Tier 3 - Extreme | Distribution Circuit | 3 | 6 | 2021-03-06 | 1271968 | Sus | N | UnknownCause¦Patrolfoundnothing¦¦
21-0034447 | Unknown Cause | Patrol - found nothing |  |  | 2021 | Tier 3 - Extreme | Distribution Circuit | 3 | 10 | 2021-03-10 | 1276956 | Sus | N | UnknownCause¦Patrolfoundnothing¦¦
21-0036338 | Animal | Other | Recloser | Failed/Faulted | 2021 | Tier 2 - Elevated | Distribution Circuit | 3 | 15 | 2021-03-15 | 1282408 | Sus | N | Animal¦Other¦Recloser¦FailedFaulted
21-0036637 | Environmental/External | Ice or snow | Conductor, Overhead | Broken, wire on ground | 2021 | Tier 2 - Elevated | Distribution Circuit | 3 | 15 | 2021-03-15 | 1282868 | Sus | N | EnvironmentalExternal¦Iceorsnow¦ConductorOverhead¦Brokenwireonground
21-0042968 | Equipment Failure/Involved | Overhead | Secondary | Broken | 2021 | Tier 2 - Elevated | Transformer only | 3 | 30 | 2021-03-30 | 1303710 | Sus | N | EquipmentFailureInvolved¦Overhead¦Secondary¦Broken
21-0045477 | Equipment Failure/Involved | Overhead | Transformer (OH) | Failed/Faulted | 2021 | Tier 2 - Elevated | Transformer only | 4 | 6 | 2021-04-06 | 1308240 | Sus | N | EquipmentFailureInvolved¦Overhead¦Transformer(OH)¦FailedFaulted
21-0048298 | Equipment Failure/Involved | Overhead | Fuse |  | 2021 | Tier 2 - Elevated | Transformer only | 4 | 14 | 2021-04-14 | 1315782 | Sus | N | EquipmentFailureInvolved¦Overhead¦Fuse¦
21-0061941 | Equipment Failure/Involved | Overhead | Connector or Splice (OH) | Broken | 2021 | Tier 2 - Elevated | Transformer only | 5 | 15 | 2021-05-15 | 1350602 | Sus | Y | EquipmentFailureInvolved¦Overhead¦ConnectororSplice(OH)¦Broken
21-0062441 | Unknown Cause | Patrol - found nothing |  |  | 2021 | Tier 3 - Extreme | Distribution Circuit | 5 | 17 | 2021-05-17 | 1351698 | Sus | Y | UnknownCause¦Patrolfoundnothing¦¦
21-0062788 | 3rd Party | Vehicle | Conductor, Overhead | Normal | 2021 | Tier 2 - Elevated | Transformer only | 5 | 18 | 2021-05-18 | 1352294 | Sus | Y | 3rdParty¦Vehicle¦ConductorOverhead¦Normal
21-0064012 | Vegetation | Tree - branch fell on line | Conductor, Overhead | Normal | 2021 | Tier 3 - Extreme | Distribution Circuit | 5 | 20 | 2021-05-20 | 1354592 | Sus | Y | Vegetation¦Treebranchfellonline¦ConductorOverhead¦Normal
21-0068733 | Equipment Failure/Involved | Overhead | Conductor, Overhead | Broken, wire on ground | 2021 | Tier 2 - Elevated | Distribution Circuit | 6 | 2 | 2021-06-02 | 1363831 | Sus | Y | EquipmentFailureInvolved¦Overhead¦ConductorOverhead¦Brokenwireonground
21-0074911 | 3rd Party | Customer Equipment | Customer Equipment | Failed/Faulted | 2021 | Tier 2 - Elevated | Distribution Circuit | 6 | 16 | 2021-06-16 | 1374948 | Sus | Y | 3rdParty¦CustomerEquipment¦CustomerEquipment¦FailedFaulted
21-0075275 | Equipment Failure/Involved | Overhead | Transformer (OH) | Broken | 2021 | Tier 3 - Extreme | Transformer only | 6 | 16 | 2021-06-16 | 1375494 | Sus | Y | EquipmentFailureInvolved¦Overhead¦Transformer(OH)¦Broken
21-0076825 | Equipment Failure/Involved | Overhead | Crossarm, Wood | Broken | 2021 | Tier 2 - Elevated | Distribution Circuit | 6 | 20 | 2021-06-20 | 1380402 | Sus | Y | EquipmentFailureInvolved¦Overhead¦CrossarmWood¦Broken
21-0077219 | 3rd Party | Other | Conductor, Overhead | Normal | 2021 | Tier 2 - Elevated | Distribution Circuit | 6 | 21 | 2021-06-21 | 1381563 | Sus | Y | 3rdParty¦Other¦ConductorOverhead¦Normal
21-0079497 | Unknown Cause | Patrol - found nothing |  |  | 2021 | Tier 2 - Elevated | Transformer only | 6 | 24 | 2021-06-24 | 1384360 | Sus | Y | UnknownCause¦Patrolfoundnothing¦¦
21-0080338 | Equipment Failure/Involved | Overhead | Transformer (OH) | Failed/Faulted | 2021 | Tier 2 - Elevated | Transformer only | 6 | 26 | 2021-06-26 | 1385748 | Sus | Y | EquipmentFailureInvolved¦Overhead¦Transformer(OH)¦FailedFaulted
21-0080447 | Unknown Cause | Patrol - found nothing |  |  | 2021 | Tier 2 - Elevated | Distribution Circuit | 6 | 27 | 2021-06-27 | 1385990 | Sus | Y | UnknownCause¦Patrolfoundnothing¦¦
21-0081925 | Unknown Cause | Patrol - found nothing |  |  | 2021 | Tier 2 - Elevated | Distribution Circuit | 6 | 30 | 2021-06-30 | 1388503 | Sus | Y | UnknownCause¦Patrolfoundnothing¦¦
21-0090919 | Equipment Failure/Involved | Overhead | Regulator | Broken | 2021 | Tier 2 - Elevated | Distribution Circuit | 7 | 16 | 2021-07-16 | 1405997 | Sus | Y | EquipmentFailureInvolved¦Overhead¦Regulator¦Broken
21-0102777 | Unknown Cause | Patrol - not conducted |  |  | 2021 | Tier 3 - Extreme | Transformer only | 8 | 10 | 2021-08-10 | 1439343 | Sus | Y | UnknownCause¦Patrolnotconducted¦¦
21-0103598 | Equipment Failure/Involved | Overhead | Transformer | Broken | 2021 | Tier 2 - Elevated | Transformer only | 8 | 12 | 2021-08-12 | 1440939 | Sus | Y | EquipmentFailureInvolved¦Overhead¦Transformer¦Broken
21-0104012 | Equipment Failure/Involved | Overhead | Pole-Wood | Deteriorated | 2021 | Tier 2 - Elevated | Distribution Circuit | 8 | 13 | 2021-08-13 | 1441650 | Sus | Y | EquipmentFailureInvolved¦Overhead¦PoleWood¦Deteriorated
21-0115362 | Unknown Cause | Patrol - found nothing |  |  | 2021 | Tier 2 - Elevated | Distribution Circuit | 9 | 9 | 2021-09-09 | 1466129 | Sus | Y | UnknownCause¦Patrolfoundnothing¦¦
21-0124615 | 3rd Party | Vehicle | Pole-Wood | Normal | 2021 | Tier 2 - Elevated | Distribution Circuit | 9 | 30 | 2021-09-30 | 1484502 | Sus | Y | 3rdParty¦Vehicle¦PoleWood¦Normal
21-0125090 | Company Initiated | Coordination failure | Recloser | Normal | 2021 | Tier 3 - Extreme | Distribution Circuit | 10 | 1 | 2021-10-01 | 1485214 | Sus | Y | CompanyInitiated¦Coordinationfailure¦Recloser¦Normal
21-0125148 | Animal | Squirrel | Transformer (OH) | Normal | 2021 | Tier 3 - Extreme | Distribution Circuit | 10 | 2 | 2021-10-02 | 1485387 | Sus | Y | Animal¦Squirrel¦Transformer(OH)¦Normal
21-0136991 | Equipment Failure/Involved | Electrical Overload | Transformer | Broken | 2021 | Tier 3 - Extreme | Transformer only | 10 | 25 | 2021-10-25 | 1509022 | Sus | Y | EquipmentFailureInvolved¦ElectricalOverload¦Transformer¦Broken
21-0143512 | Equipment Failure/Involved | Overhead | Transformer (OH) | Broken | 2021 | Tier 2 - Elevated | Distribution Circuit | 11 | 8 | 2021-11-08 | 1537681 | Sus | Y | EquipmentFailureInvolved¦Overhead¦Transformer(OH)¦Broken
21-0144163 | Unknown Cause | Patrol - not conducted |  |  | 2021 | Tier 2 - Elevated | Distribution Circuit | 11 | 9 | 2021-11-09 | 1539168 | Sus | Y | UnknownCause¦Patrolnotconducted¦¦
21-0146126 | Company Initiated | Return Circuit Normal | Conductor, Overhead | Normal | 2021 | Tier 2 - Elevated | Distribution Circuit | 11 | 18 | 2021-11-18 | 1548972 | Sus | Y | CompanyInitiated¦ReturnCircuitNormal¦ConductorOverhead¦Normal
21-0146747 | Equipment Failure/Involved | Overhead | Pole-Wood | Broken | 2021 | Tier 2 - Elevated | Distribution Circuit | 11 | 17 | 2021-11-17 | 1547534 | Sus | Y | EquipmentFailureInvolved¦Overhead¦PoleWood¦Broken
21-0148584 | Equipment Failure/Involved | Overhead | Secondary | Broken | 2021 | Tier 2 - Elevated | Transformer only | 11 | 19 | 2021-11-19 | 1550070 | Sus | Y | EquipmentFailureInvolved¦Overhead¦Secondary¦Broken
21-0149027 | Unknown Cause | Patrol - found nothing |  |  | 2021 | Tier 2 - Elevated | Distribution Circuit | 11 | 20 | 2021-11-20 | 1551070 | Sus | Y | UnknownCause¦Patrolfoundnothing¦¦
21-0156711 | Unknown Cause | Patrol - found nothing |  |  | 2021 | Tier 2 - Elevated | Distribution Circuit | 12 | 11 | 2021-12-11 | 1564445 | Sus | N | UnknownCause¦Patrolfoundnothing¦¦
21-0157437 | Equipment Failure/Involved | Overhead | Conductor, Overhead | Normal | 2021 | Tier 2 - Elevated | Transmission line | 12 | 13 | 2021-12-13 | 1568050 | Sus | N | EquipmentFailureInvolved¦Overhead¦ConductorOverhead¦Normal
21-0157954 | Vegetation | Tree - fell into line | Conductor, Overhead | Broken, wire on ground | 2021 | Tier 2 - Elevated | Distribution Circuit | 12 | 13 | 2021-12-13 | 1570675 | Sus | N | Vegetation¦Treefellintoline¦ConductorOverhead¦Brokenwireonground
21-0158164 | Vegetation | Tree - fell into line | Conductor, Overhead | Together | 2021 | Tier 3 - Extreme | Distribution Circuit | 12 | 14 | 2021-12-14 | 9314745 | Sus | N | Vegetation¦Treefellintoline¦ConductorOverhead¦Together
21-0158215 | Vegetation | Tree - branch fell on line | Conductor, Overhead | Broken, wire on ground | 2021 | Tier 3 - Extreme | Distribution Circuit | 12 | 14 | 2021-12-14 | 1571756 | Sus | N | Vegetation¦Treebranchfellonline¦ConductorOverhead¦Brokenwireonground
21-0160553 | Equipment Failure/Involved | Overhead | Jumper | Burned Open | 2021 | Tier 2 - Elevated | Distribution Circuit | 12 | 25 | 2021-12-25 | 1581244 | Sus | N | EquipmentFailureInvolved¦Overhead¦Jumper¦BurnedOpen
21-0161592 | Vegetation | Tree - fell into line | Conductor, Overhead | Normal | 2021 | Tier 2 - Elevated | Distribution Circuit | 12 | 29 | 2021-12-29 | 1588256 | Sus | N | Vegetation¦Treefellintoline¦ConductorOverhead¦Normal
21-0161978 | Vegetation | Tree - fell into line | Conductor, Overhead | Broken, wire on ground | 2021 | Tier 2 - Elevated | Distribution Circuit | 12 | 27 | 2021-12-27 | 1590678 | Sus | N | Vegetation¦Treefellintoline¦ConductorOverhead¦Brokenwireonground
22-0005444 | Vegetation | Tree - fell into line | Conductor, Overhead | Broken, wire on ground | 2021 | Tier 2 - Elevated | Distribution Circuit | 12 | 27 | 2021-12-27 | 1593513 | Sus | N | Vegetation¦Treefellintoline¦ConductorOverhead¦Brokenwireonground
22-0005735 | Vegetation | Tree - fell into line | Conductor, Overhead | Broken, wire on ground | 2022 | Tier 2 - Elevated | Distribution Circuit | 1 | 3 | 2022-01-03 | 1594244 | Sus | N | Vegetation¦Treefellintoline¦ConductorOverhead¦Brokenwireonground
22-0006605 | Equipment Failure/Involved | Underground | Service conductor | Broken | 2022 | Tier 2 - Elevated | Transformer only | 1 | 5 | 2022-01-05 | 1595750 | Sus | N | EquipmentFailureInvolved¦Underground¦Serviceconductor¦Broken
22-0007355 | Vegetation | Tree - fell into line | Conductor, Overhead | Normal | 2022 | Tier 2 - Elevated | Distribution Circuit | 1 | 7 | 2022-01-07 | 1597313 | Sus | N | Vegetation¦Treefellintoline¦ConductorOverhead¦Normal
22-0019592 | Equipment Failure/Involved | Overhead | Connector or Splice (OH) | Deteriorated | 2022 | Tier 3 - Extreme | Distribution Circuit | 2 | 7 | 2022-02-07 | 1622971 | Sus | N | EquipmentFailureInvolved¦Overhead¦ConnectororSplice(OH)¦Deteriorated
22-0020279 | Company Initiated | Construction Activity/equip, company |  |  | 2022 | Tier 2 - Elevated | Transformer only | 2 | 9 | 2022-02-09 | 1624085 | Sus | N | CompanyInitiated¦ConstructionActivityequipcompany¦¦
22-0022213 | Vegetation | Tree - branch fell on line | Conductor, Overhead | Normal | 2022 | Tier 2 - Elevated | Distribution Circuit | 2 | 14 | 2022-02-14 | 1627312 | Sus | N | Vegetation¦Treebranchfellonline¦ConductorOverhead¦Normal
22-0024367 | Vegetation | Tree - fell into line | Conductor, Overhead | Normal | 2022 | Tier 2 - Elevated | Distribution Circuit | 2 | 18 | 2022-02-18 | 1632165 | Sus | N | Vegetation¦Treefellintoline¦ConductorOverhead¦Normal
22-0027025 | Equipment Failure/Involved | Overhead | Cutout, fuse holder | Broken | 2022 | Tier 3 - Extreme | Distribution Circuit | 2 | 25 | 2022-02-25 | 1637941 | Sus | N | EquipmentFailureInvolved¦Overhead¦Cutoutfuseholder¦Broken
22-0040876 | Animal | Bird found | Conductor, Overhead | Normal | 2022 | Tier 2 - Elevated | Distribution Circuit | 3 | 30 | 2022-03-30 | 1659914 | Sus | N | Animal¦Birdfound¦ConductorOverhead¦Normal
22-0042433 | Equipment Failure/Involved | Underground | Conductor, Underground | Broken | 2022 | Tier 2 - Elevated | Transformer only | 4 | 4 | 2022-04-04 | 1662494 | Sus | N | EquipmentFailureInvolved¦Underground¦ConductorUnderground¦Broken
22-0045535 | 3rd Party | Vehicle | Pole-Wood | Broken | 2022 | Tier 2 - Elevated | Distribution Circuit | 4 | 11 | 2022-04-11 | 1668694 | Sus | N | 3rdParty¦Vehicle¦PoleWood¦Broken
22-0047274 | Vegetation | Tree - fell into line | Conductor, Overhead | Normal | 2022 | Tier 2 - Elevated | Distribution Circuit | 4 | 13 | 2022-04-13 | 1671490 | Sus | N | Vegetation¦Treefellintoline¦ConductorOverhead¦Normal
22-0054215 | Vegetation | Tree - branch fell on line | Conductor, Overhead | Normal | 2022 | Tier 3 - Extreme | Distribution Circuit | 4 | 25 | 2022-04-25 | 1681174 | Sus | N | Vegetation¦Treebranchfellonline¦ConductorOverhead¦Normal
22-0059524 | Unknown Cause | Patrol - found nothing |  |  | 2022 | Tier 2 - Elevated | Distribution Circuit | 5 | 8 | 2022-05-08 | 1691320 | Sus | Y | UnknownCause¦Patrolfoundnothing¦¦
22-0062148 | Equipment Failure/Involved | Overhead | Crossarm, Wood | Broken | 2022 | Tier 2 - Elevated | Distribution Circuit | 5 | 14 | 2022-05-14 | 1696403 | Sus | Y | EquipmentFailureInvolved¦Overhead¦CrossarmWood¦Broken
22-0067688 | Equipment Failure/Involved | Overhead | Transformer (OH) | Broken | 2022 | Tier 2 - Elevated | Transformer only | 5 | 27 | 2022-05-27 | 1712837 | Sus | Y | EquipmentFailureInvolved¦Overhead¦Transformer(OH)¦Broken
22-0069672 | Unknown Cause | Patrol - found nothing |  |  | 2022 | Tier 2 - Elevated | Distribution Circuit | 6 | 3 | 2022-06-03 | 1717086 | Sus | Y | UnknownCause¦Patrolfoundnothing¦¦
22-0079227 | Equipment Failure/Involved | Overhead | Transformer (OH) | Failed/Faulted | 2022 | Tier 3 - Extreme | Distribution Circuit | 6 | 27 | 2022-06-27 | 1743621 | Sus | Y | EquipmentFailureInvolved¦Overhead¦Transformer(OH)¦FailedFaulted
22-0086002 | 3rd Party | Vehicle | Transformer (UG) | Broken | 2022 | Tier 3 - Extreme | Distribution Circuit | 7 | 15 | 2022-07-15 | 1757370 | Sus | Y | 3rdParty¦Vehicle¦Transformer(UG)¦Broken
22-0098468 | Animal | Bird found | Conductor, Overhead | Normal | 2022 | Tier 2 - Elevated | Distribution Circuit | 8 | 17 | 2022-08-17 | 1783135 | Sus | Y | Animal¦Birdfound¦ConductorOverhead¦Normal
22-0111766 | Vegetation | Tree - branch fell on line | Conductor, Overhead | Normal | 2022 | Tier 3 - Extreme | Distribution Circuit | 9 | 18 | 2022-09-18 | 1815218 | Sus | Y | Vegetation¦Treebranchfellonline¦ConductorOverhead¦Normal
22-0119462 | Unknown Cause | Patrol - found nothing |  |  | 2022 | Tier 2 - Elevated | Distribution Circuit | 10 | 9 | 2022-10-09 | 1832138 | Sus | Y | UnknownCause¦Patrolfoundnothing¦¦
22-0125404 | Equipment Failure/Involved | Overhead | Transformer (OH) | Leaking | 2022 | Tier 2 - Elevated | Distribution Circuit | 10 | 27 | 2022-10-27 | 1847051 | Sus | Y | EquipmentFailureInvolved¦Overhead¦Transformer(OH)¦Leaking
22-0129380 | Environmental/External | Lightning | Transformer (OH) | Failed/Faulted | 2022 | Tier 2 - Elevated | Transformer only | 11 | 8 | 2022-11-08 | 1858115 | Sus | Y | EnvironmentalExternal¦Lightning¦Transformer(OH)¦FailedFaulted
22-0129574 | Unknown Cause | Patrol - found nothing |  |  | 2022 | Tier 2 - Elevated | Transformer only | 11 | 9 | 2022-11-09 | 1858982 | Sus | Y | UnknownCause¦Patrolfoundnothing¦¦
22-0130339 | Unknown Cause | Patrol - found nothing |  |  | 2022 | Tier 3 - Extreme | Distribution Circuit | 11 | 11 | 2022-11-11 | 1860577 | Sus | Y | UnknownCause¦Patrolfoundnothing¦¦
22-0133638 | 3rd Party | Vehicle | Pole-Wood | Broken, wire on ground | 2022 | Tier 3 - Extreme | Distribution Circuit | 11 | 22 | 2022-11-22 | 1868052 | Sus | Y | 3rdParty¦Vehicle¦PoleWood¦Brokenwireonground
22-0138072 | Vegetation | Tree - fell into line | Conductor, Overhead | Broken, wire on ground | 2022 | Tier 2 - Elevated | Distribution Circuit | 12 | 10 | 2022-12-10 | 1880333 | Sus | N | Vegetation¦Treefellintoline¦ConductorOverhead¦Brokenwireonground
22-0139039 | Vegetation | Tree - fell into line | Conductor, Overhead | Broken, wire on ground | 2022 | Tier 3 - Extreme | Distribution Circuit | 12 | 11 | 2022-12-11 | 1886226 | Sus | N | Vegetation¦Treefellintoline¦ConductorOverhead¦Brokenwireonground
22-0139995 | Equipment Failure/Involved | Overhead | Cutout, fuse holder | Broken | 2022 | Zone 1 - HHZ | Distribution Circuit | 12 | 14 | 2022-12-14 | 1889646 | Sus | N | EquipmentFailureInvolved¦Overhead¦Cutoutfuseholder¦Broken
22-0140302 | Vegetation | Tree - fell into line | Conductor, Overhead | Normal | 2022 | Tier 3 - Extreme | Distribution Circuit | 12 | 16 | 2022-12-16 | 1890801 | Sus | N | Vegetation¦Treefellintoline¦ConductorOverhead¦Normal
22-0140944 | Vegetation | Tree - branch fell on line | Insulator | Broken | 2022 | Tier 2 - Elevated | Distribution Circuit | 12 | 21 | 2022-12-21 | 1895310 | Sus | N | Vegetation¦Treebranchfellonline¦Insulator¦Broken
22-0142503 | Vegetation | Tree - fell into line | Conductor, Overhead | Broken, wire on ground | 2022 | Tier 3 - Extreme | Distribution Circuit | 12 | 31 | 2022-12-31 | 1903402 | Sus | N | Vegetation¦Treefellintoline¦ConductorOverhead¦Brokenwireonground
22-0142730 | Vegetation | Tree - fell into line | Conductor, Overhead | Broken | 2022 | Tier 3 - Extreme | Distribution Circuit | 12 | 31 | 2022-12-31 | 1904776 | Sus | N | Vegetation¦Treefellintoline¦ConductorOverhead¦Broken
15-0011666 | Equipment Failure/Involved | Lightning | Transformer | Failed/Faulted | 2015 | Tier 2 - Elevated | Distribution Circuit | 2 | 8 | 2015-02-08 | 1182879 | Sus | N | EquipmentFailureInvolved¦Lightning¦Transformer¦FailedFaulted
15-0011784 | Vegetation | Tree - fell into line | Conductor, Overhead | Broken, wire on ground | 2015 | Tier 2 - Elevated | Distribution Circuit | 2 | 8 | 2015-02-08 | 1183953 | Sus | N | Vegetation¦Treefellintoline¦ConductorOverhead¦Brokenwireonground
15-0012845 | Equipment Failure/Involved | Lightning | Transformer | Failed/Faulted | 2015 | Tier 2 - Elevated | Transformer only | 2 | 12 | 2015-02-12 | 1188902 | Sus | N | EquipmentFailureInvolved¦Lightning¦Transformer¦FailedFaulted
15-0024781 | Equipment Failure/Involved | Other | Conductor, Overhead | Burned/flashed | 2015 | Tier 2 - Elevated | Distribution Circuit | 4 | 7 | 2015-04-07 | 1214579 | Sus | N | EquipmentFailureInvolved¦Other¦ConductorOverhead¦Burnedflashed
15-0025160 | Equipment Failure/Involved | Other | Transformer | Failed/Faulted | 2015 | Tier 2 - Elevated | Transformer only | 4 | 7 | 2015-04-07 | 1215542 | Sus | N | EquipmentFailureInvolved¦Other¦Transformer¦FailedFaulted
15-0025185 | Equipment Failure/Involved | Lightning | Transformer | Failed/Faulted | 2015 | Tier 2 - Elevated | Transformer only | 4 | 7 | 2015-04-07 | 1215664 | Sus | N | EquipmentFailureInvolved¦Lightning¦Transformer¦FailedFaulted
15-0037865 | Equipment Failure/Involved | Overhead | Transformer (OH) | Leaking | 2015 | Tier 3 - Extreme | Transformer only | 6 | 2 | 2015-06-02 | 1242632 | Sus | Y | EquipmentFailureInvolved¦Overhead¦Transformer(OH)¦Leaking
15-0039095 | Vegetation | Tree - branch fell on line | Transformer | Failed/Faulted | 2015 | Tier 3 - Extreme | Transformer only | 6 | 7 | 2015-06-07 | 1245019 | Sus | Y | Vegetation¦Treebranchfellonline¦Transformer¦FailedFaulted
15-0040873 | 3rd Party | Vehicle | Pole-Wood | Broken | 2015 | Tier 3 - Extreme | Distribution Circuit | 6 | 13 | 2015-06-13 | 1250511 | Sus | Y | 3rdParty¦Vehicle¦PoleWood¦Broken
15-0042976 | Unknown Cause | Patrol - found nothing |  |  | 2015 | Tier 2 - Elevated | Distribution Circuit | 6 | 24 | 2015-06-24 | 1255590 | Sus | Y | UnknownCause¦Patrolfoundnothing¦¦
15-0045524 | Equipment Failure/Involved | Overhead | Transformer | Deteriorated | 2015 | Tier 2 - Elevated | Transformer only | 7 | 4 | 2015-07-04 | 1262991 | Sus | Y | EquipmentFailureInvolved¦Overhead¦Transformer¦Deteriorated
15-0048705 | Equipment Failure/Involved | Overhead | Fuse | Broken | 2015 | Tier 2 - Elevated | Distribution Circuit | 7 | 19 | 2015-07-19 | 1272190 | Sus | Y | EquipmentFailureInvolved¦Overhead¦Fuse¦Broken
15-0051474 | Equipment Failure/Involved | Overhead | Insulator | Broken | 2015 | Tier 2 - Elevated | Distribution Circuit | 7 | 29 | 2015-07-29 | 1279794 | Sus | Y | EquipmentFailureInvolved¦Overhead¦Insulator¦Broken
15-0052169 | Vegetation | Tree - fell into line | Conductor, Overhead | Normal | 2015 | Tier 2 - Elevated | Distribution Circuit | 8 | 2 | 2015-08-02 | 1281556 | Sus | Y | Vegetation¦Treefellintoline¦ConductorOverhead¦Normal
15-0056214 | Vegetation | Tree - fell into line | Crossarm, Wood | Broken | 2015 | Tier 2 - Elevated | Distribution Circuit | 8 | 19 | 2015-08-19 | 1291806 | Sus | Y | Vegetation¦Treefellintoline¦CrossarmWood¦Broken
15-0059546 | Animal | Bird found | Conductor, Overhead | Normal | 2015 | Tier 3 - Extreme | Distribution Circuit | 9 | 6 | 2015-09-06 | 1300791 | Sus | Y | Animal¦Birdfound¦ConductorOverhead¦Normal
15-0060074 | Equipment Failure/Involved | Overhead | Connector or Splice (OH) | Broken, wire on ground | 2015 | Tier 3 - Extreme | Distribution Circuit | 9 | 9 | 2015-09-09 | 1302213 | Sus | Y | EquipmentFailureInvolved¦Overhead¦ConnectororSplice(OH)¦Brokenwireonground
15-0060272 | Environmental/External | Fire, Forest/Grass | Crossarm, Wood | Burned/flashed | 2015 | Tier 2 - Elevated | Distribution Circuit | 9 | 9 | 2015-09-09 | 1302595 | Sus | Y | EnvironmentalExternal¦FireForestGrass¦CrossarmWood¦Burnedflashed
15-0069211 | Unknown Cause | Patrol - found nothing |  |  | 2015 | Tier 2 - Elevated | Transformer only | 10 | 9 | 2015-10-09 | 1319050 | Sus | Y | UnknownCause¦Patrolfoundnothing¦¦
15-0071980 | Unknown Cause | Patrol - found nothing |  |  | 2015 | Tier 3 - Extreme | Transformer only | 10 | 19 | 2015-10-19 | 1326353 | Sus | Y | UnknownCause¦Patrolfoundnothing¦¦
15-0073076 | Equipment Failure/Involved | Fire, pole | Pole-Wood | Burned/flashed | 2015 | Tier 2 - Elevated | Distribution Circuit | 10 | 23 | 2015-10-23 | 1328449 | Sus | Y | EquipmentFailureInvolved¦Firepole¦PoleWood¦Burnedflashed
15-0073528 | Unknown Cause | Patrol - found nothing |  |  | 2015 | Tier 2 - Elevated | Distribution Circuit | 10 | 27 | 2015-10-27 | 1329630 | Sus | Y | UnknownCause¦Patrolfoundnothing¦¦
15-0073597 | Unknown Cause | Patrol - not conducted |  |  | 2015 | Tier 2 - Elevated | Distribution Circuit | 10 | 27 | 2015-10-27 | 1329807 | Sus | Y | UnknownCause¦Patrolnotconducted¦¦
15-0078653 | Unknown Cause | Patrol - found nothing |  |  | 2015 | Tier 3 - Extreme | Distribution Circuit | 11 | 17 | 2015-11-17 | 1344125 | Sus | Y | UnknownCause¦Patrolfoundnothing¦¦
15-0082937 | Unknown Cause | Patrol - found nothing |  |  | 2015 | Tier 2 - Elevated | Distribution Circuit | 12 | 5 | 2015-12-05 | 1354296 | Sus | N | UnknownCause¦Patrolfoundnothing¦¦
15-0083664 | 3rd Party | Tree - cutting, 3rd party | Service conductor | Broken, wire on ground | 2015 | Tier 2 - Elevated | Transformer only | 12 | 9 | 2015-12-09 | 1356497 | Sus | N | 3rdParty¦Treecutting3rdparty¦Serviceconductor¦Brokenwireonground
15-0083885 | Vegetation | Tree - branch fell on line | Conductor, Overhead | Broken, wire on ground | 2015 | Tier 3 - Extreme | Distribution Circuit | 12 | 10 | 2015-12-10 | 1357033 | Sus | N | Vegetation¦Treebranchfellonline¦ConductorOverhead¦Brokenwireonground
15-0086658 | Vegetation | Tree - fell into line | Conductor, Overhead | On Ground | 2015 | Tier 2 - Elevated | Distribution Circuit | 12 | 22 | 2015-12-22 | 1368590 | Sus | N | Vegetation¦Treefellintoline¦ConductorOverhead¦OnGround
15-0086734 | Vegetation | Tree - branch fell on line | Fuse | Normal | 2015 | Tier 3 - Extreme | Distribution Circuit | 12 | 22 | 2015-12-22 | 1369320 | Sus | N | Vegetation¦Treebranchfellonline¦Fuse¦Normal
15-0086916 | Equipment Failure/Involved | Overhead | Jumper | Burned Open | 2015 | Tier 3 - Extreme | Transformer only | 12 | 22 | 2015-12-22 | 1370066 | Sus | N | EquipmentFailureInvolved¦Overhead¦Jumper¦BurnedOpen
15-0087230 | Vegetation | Tree - fell into line | Pole-Wood | Broken, wire on ground | 2015 | Tier 2 - Elevated | Distribution Circuit | 12 | 24 | 2015-12-24 | 1371460 | Sus | N | Vegetation¦Treefellintoline¦PoleWood¦Brokenwireonground
15-0087614 | Vegetation | Tree - fell into line | Conductor, Overhead | Broken, wire on ground | 2015 | Tier 3 - Extreme | Distribution Circuit | 12 | 28 | 2015-12-28 | 1373168 | Sus | N | Vegetation¦Treefellintoline¦ConductorOverhead¦Brokenwireonground
15-0087932 | Equipment Failure/Involved | Overhead | Crossarm, Wood | Broken | 2015 | Tier 2 - Elevated | Distribution Circuit | 12 | 31 | 2015-12-31 | 1375211 | Sus | N | EquipmentFailureInvolved¦Overhead¦CrossarmWood¦Broken
16-0002899 | Equipment Failure/Involved | Overhead | Transformer | Broken | 2016 | Tier 2 - Elevated | Transformer only | 1 | 4 | 2016-01-04 | 1376893 | Sus | N | EquipmentFailureInvolved¦Overhead¦Transformer¦Broken
16-0005009 | Unknown Cause | Patrol - found nothing | Transformer | Failed/Faulted | 2016 | Tier 2 - Elevated | Distribution Circuit | 1 | 13 | 2016-01-13 | 1382607 | Sus | N | UnknownCause¦Patrolfoundnothing¦Transformer¦FailedFaulted
16-0005601 | Unknown Cause | Patrol - found nothing |  |  | 2016 | Tier 2 - Elevated | Distribution Circuit | 1 | 15 | 2016-01-15 | 1384369 | Sus | N | UnknownCause¦Patrolfoundnothing¦¦
16-0006717 | Vegetation | Tree - fell into line | Fuse | Failed/Faulted | 2016 | Tier 2 - Elevated | Distribution Circuit | 1 | 20 | 2016-01-20 | 1388354 | Sus | N | Vegetation¦Treefellintoline¦Fuse¦FailedFaulted
16-0014032 | Unknown Cause | Patrol - found nothing |  |  | 2016 | Tier 2 - Elevated | Distribution Circuit | 2 | 19 | 2016-02-19 | 1408988 | Sus | N | UnknownCause¦Patrolfoundnothing¦¦
16-0017833 | Vegetation | Tree - fell into line | Conductor, Overhead | Broken, wire on ground | 2016 | Tier 3 - Extreme | Distribution Circuit | 3 | 5 | 2016-03-05 | 1419222 | Sus | N | Vegetation¦Treefellintoline¦ConductorOverhead¦Brokenwireonground
16-0018442 | Vegetation | Tree - branch fell on line | Conductor, Overhead | Broken, wire on ground | 2016 | Tier 3 - Extreme | Distribution Circuit | 3 | 5 | 2016-03-05 | 1420831 | Sus | N | Vegetation¦Treebranchfellonline¦ConductorOverhead¦Brokenwireonground
16-0018541 | Vegetation | Tree - branch fell on line | Conductor, Overhead | Broken, wire on ground | 2016 | Tier 2 - Elevated | Distribution Circuit | 3 | 6 | 2016-03-06 | 1422367 | Sus | N | Vegetation¦Treebranchfellonline¦ConductorOverhead¦Brokenwireonground
16-0018867 | Vegetation | Tree - fell into line | Conductor, Overhead | On Ground | 2016 | Tier 2 - Elevated | Distribution Circuit | 3 | 7 | 2016-03-07 | 1423691 | Sus | N | Vegetation¦Treefellintoline¦ConductorOverhead¦OnGround
16-0018937 | Vegetation | Tree - fell into line | Transformer | Arcing | 2016 | Tier 3 - Extreme | Transformer only | 3 | 7 | 2016-03-07 | 1424121 | Sus | N | Vegetation¦Treefellintoline¦Transformer¦Arcing
16-0022012 | Equipment Failure/Involved | Overhead | Transformer | Failed/Faulted | 2016 | Tier 3 - Extreme | Distribution Circuit | 3 | 16 | 2016-03-16 | 1432806 | Sus | N | EquipmentFailureInvolved¦Overhead¦Transformer¦FailedFaulted
16-0022023 | Unknown Cause | Patrol - found nothing |  |  | 2016 | Tier 3 - Extreme | Distribution Circuit | 3 | 16 | 2016-03-16 | 1432900 | Sus | N | UnknownCause¦Patrolfoundnothing¦¦
16-0023504 | Animal | Bird found | Conductor, Overhead | Normal | 2016 | Tier 3 - Extreme | Distribution Circuit | 3 | 23 | 2016-03-23 | 1436882 | Sus | N | Animal¦Birdfound¦ConductorOverhead¦Normal
16-0030346 | Equipment Failure/Involved | Overhead | Conductor, Overhead | Broken | 2016 | Tier 2 - Elevated | Distribution Circuit | 4 | 21 | 2016-04-21 | 1455108 | Sus | N | EquipmentFailureInvolved¦Overhead¦ConductorOverhead¦Broken
16-0030842 | Unknown Cause | Patrol - found nothing |  |  | 2016 | Zone 1 - HHZ | Distribution Circuit | 4 | 22 | 2016-04-22 | 1456360 | Sus | N | UnknownCause¦Patrolfoundnothing¦¦
16-0036397 | Vegetation | Tree - fell into line | Conductor, Overhead | Broken, wire on ground | 2016 | Tier 2 - Elevated | Distribution Circuit | 5 | 16 | 2016-05-16 | 1470863 | Sus | Y | Vegetation¦Treefellintoline¦ConductorOverhead¦Brokenwireonground
16-0037274 | Vegetation | Tree - fell into line | Conductor, Overhead | Broken, wire on ground | 2016 | Tier 3 - Extreme | Distribution Circuit | 5 | 20 | 2016-05-20 | 1473272 | Sus | Y | Vegetation¦Treefellintoline¦ConductorOverhead¦Brokenwireonground
16-0037538 | Environmental/External | Lightning | Other | Failed/Faulted | 2016 | Tier 2 - Elevated | Transformer only | 5 | 20 | 2016-05-20 | 1474020 | Sus | Y | EnvironmentalExternal¦Lightning¦Other¦FailedFaulted
16-0037684 | Animal | Squirrel | Fuse | Failed/Faulted | 2016 | Tier 2 - Elevated | Distribution Circuit | 5 | 22 | 2016-05-22 | 1474783 | Sus | Y | Animal¦Squirrel¦Fuse¦FailedFaulted
16-0038051 | Company Initiated | Operating error | Circuit Breaker | Normal | 2016 | Tier 3 - Extreme | Generation | 5 | 24 | 2016-05-24 | 1475861 | Sus | Y | CompanyInitiated¦Operatingerror¦CircuitBreaker¦Normal
16-0051331 | Unknown Cause | Patrol - found nothing |  |  | 2016 | Tier 3 - Extreme | Distribution Circuit | 7 | 21 | 2016-07-21 | 1513347 | Sus | Y | UnknownCause¦Patrolfoundnothing¦¦
16-0051616 | Equipment Failure/Involved | Electrical Overload | Transformer (OH) | Normal | 2016 | Tier 2 - Elevated | Transformer only | 7 | 21 | 2016-07-21 | 1513417 | Sus | Y | EquipmentFailureInvolved¦ElectricalOverload¦Transformer(OH)¦Normal
16-0051633 | Equipment Failure/Involved | Underground | Transformer (UG) | Leaking | 2016 | Tier 3 - Extreme | Transformer only | 7 | 21 | 2016-07-21 | 1513726 | Sus | Y | EquipmentFailureInvolved¦Underground¦Transformer(UG)¦Leaking
16-0052109 | Equipment Failure/Involved | Overhead | Transformer | Failed/Faulted | 2016 | Tier 2 - Elevated | Transformer only | 7 | 24 | 2016-07-24 | 1515074 | Sus | Y | EquipmentFailureInvolved¦Overhead¦Transformer¦FailedFaulted
16-0055603 | Vegetation | Tree - branch fell on line | Conductor, Overhead | Normal | 2016 | Tier 2 - Elevated | Distribution Circuit | 8 | 7 | 2016-08-07 | 1522847 | Sus | Y | Vegetation¦Treebranchfellonline¦ConductorOverhead¦Normal
16-0059183 | Company Initiated | Personnel, company | Conductor, Overhead | Normal | 2016 | Tier 3 - Extreme | Distribution Circuit | 8 | 22 | 2016-08-22 | 1530561 | Sus | Y | CompanyInitiated¦Personnelcompany¦ConductorOverhead¦Normal
16-0070397 | Equipment Failure/Involved | Overhead | Pole-Wood | Broken | 2016 | Tier 2 - Elevated | Transformer only | 10 | 7 | 2016-10-07 | 1554642 | Sus | Y | EquipmentFailureInvolved¦Overhead¦PoleWood¦Broken
16-0072883 | Vegetation | Tree - fell into line | Conductor, Overhead | Broken, wire on ground | 2016 | Tier 3 - Extreme | Distribution Circuit | 10 | 16 | 2016-10-16 | 1562545 | Sus | Y | Vegetation¦Treefellintoline¦ConductorOverhead¦Brokenwireonground
16-0073020 | Unknown Cause | Patrol - found nothing |  |  | 2016 | Tier 2 - Elevated | Distribution Circuit | 10 | 16 | 2016-10-16 | 1563595 | Sus | Y | UnknownCause¦Patrolfoundnothing¦¦
16-0073379 | Equipment Failure/Involved | Overhead | Fuse | Failed/Faulted | 2016 | Tier 2 - Elevated | Distribution Circuit | 10 | 17 | 2016-10-17 | 1564636 | Sus | Y | EquipmentFailureInvolved¦Overhead¦Fuse¦FailedFaulted
16-0074886 | Environmental/External | Lightning | Fuse | Failed/Faulted | 2016 | Tier 2 - Elevated | Distribution Circuit | 10 | 24 | 2016-10-24 | 1568298 | Sus | Y | EnvironmentalExternal¦Lightning¦Fuse¦FailedFaulted
16-0076823 | Vegetation | Tree - grew into line | Conductor, Overhead | Broken | 2016 | Tier 2 - Elevated | Transformer only | 10 | 30 | 2016-10-30 | 1573370 | Sus | Y | Vegetation¦Treegrewintoline¦ConductorOverhead¦Broken
16-0078132 | 3rd Party | Customer Equipment | Other | Normal | 2016 | Tier 2 - Elevated | Distribution Circuit | 11 | 4 | 2016-11-04 | 1576807 | Sus | Y | 3rdParty¦CustomerEquipment¦Other¦Normal
16-0079654 | Unknown Cause | Patrol - not conducted |  |  | 2016 | Tier 2 - Elevated | Distribution Circuit | 11 | 14 | 2016-11-14 | 1580660 | Sus | Y | UnknownCause¦Patrolnotconducted¦¦
16-0081247 | Unknown Cause | Patrol - found nothing |  |  | 2016 | Tier 2 - Elevated | Distribution Circuit | 11 | 20 | 2016-11-20 | 1585623 | Sus | Y | UnknownCause¦Patrolfoundnothing¦¦
16-0083204 | Vegetation | Tree - branch fell on line | Service conductor | Together | 2016 | Tier 2 - Elevated | Transformer only | 11 | 30 | 2016-11-30 | 1592118 | Sus | Y | Vegetation¦Treebranchfellonline¦Serviceconductor¦Together
16-0084625 | Animal | Squirrel |  | Broken | 2016 | Tier 2 - Elevated | Transformer only | 12 | 8 | 2016-12-08 | 1596884 | Sus | N | Animal¦Squirrel¦¦Broken
17-0001525 | Company Initiated | Personnel, company |  |  | 2017 | Tier 2 - Elevated | Distribution Circuit | 1 | 6 | 2017-01-06 | 1620167 | Sus | N | CompanyInitiated¦Personnelcompany¦¦
17-0002980 | Vegetation | Tree - branch fell on line | Conductor, Overhead | Broken, wire on ground | 2017 | Tier 2 - Elevated | Distribution Circuit | 1 | 3 | 2017-01-03 | 1615363 | Sus | N | Vegetation¦Treebranchfellonline¦ConductorOverhead¦Brokenwireonground
17-0003401 | Vegetation | Tree - fell into line | Conductor, Overhead | Normal | 2017 | Tier 2 - Elevated | Distribution Circuit | 1 | 4 | 2017-01-04 | 1617521 | Sus | N | Vegetation¦Treefellintoline¦ConductorOverhead¦Normal
17-0004748 | Unknown Cause | Patrol - found nothing |  |  | 2017 | Tier 2 - Elevated | Distribution Circuit | 1 | 7 | 2017-01-07 | 1621932 | Sus | N | UnknownCause¦Patrolfoundnothing¦¦
17-0005166 | Vegetation | Tree - fell into line | Conductor, Overhead | Together | 2017 | Tier 2 - Elevated | Distribution Circuit | 1 | 8 | 2017-01-08 | 1625245 | Sus | N | Vegetation¦Treefellintoline¦ConductorOverhead¦Together
17-0005953 | Vegetation | Tree - branch fell on line | Conductor, Overhead | Broken, wire on ground | 2017 | Tier 2 - Elevated | Distribution Circuit | 1 | 8 | 2017-01-08 | 1630596 | Sus | N | Vegetation¦Treebranchfellonline¦ConductorOverhead¦Brokenwireonground
17-0006389 | Unknown Cause | Patrol - not conducted |  |  | 2017 | Tier 2 - Elevated | Distribution Circuit | 1 | 10 | 2017-01-10 | 1632500 | Sus | N | UnknownCause¦Patrolnotconducted¦¦
17-0006472 | Unknown Cause | Patrol - found nothing |  |  | 2017 | Tier 2 - Elevated | Distribution Circuit | 1 | 10 | 2017-01-10 | 1632502 | Sus | N | UnknownCause¦Patrolfoundnothing¦¦
17-0009343 | Unknown Cause | Patrol - found nothing |  |  | 2017 | Tier 2 - Elevated | Transformer only | 1 | 15 | 2017-01-15 | 1644227 | Sus | N | UnknownCause¦Patrolfoundnothing¦¦
17-0010326 | Vegetation | Tree - fell into line | Pole-Wood | Broken, wire on ground | 2017 | Tier 2 - Elevated | Distribution Circuit | 1 | 18 | 2017-01-18 | 1646832 | Sus | N | Vegetation¦Treefellintoline¦PoleWood¦Brokenwireonground
17-0010554 | Vegetation | Tree - fell into line | Conductor, Overhead | Broken, wire on ground | 2017 | Tier 3 - Extreme | Distribution Circuit | 1 | 18 | 2017-01-18 | 1648889 | Sus | N | Vegetation¦Treefellintoline¦ConductorOverhead¦Brokenwireonground
17-0010809 | Environmental/External | Lightning | Conductor, Overhead | Broken, wire on ground | 2017 | Tier 2 - Elevated | Distribution Circuit | 1 | 19 | 2017-01-19 | 1650603 | Sus | N | EnvironmentalExternal¦Lightning¦ConductorOverhead¦Brokenwireonground
17-0013534 | Unknown Cause | Patrol - found nothing |  |  | 2017 | Tier 3 - Extreme | Distribution Circuit | 1 | 22 | 2017-01-22 | 1661759 | Sus | N | UnknownCause¦Patrolfoundnothing¦¦
17-0014000 | Vegetation | Tree - branch fell on line | Conductor, Overhead | Broken, wire on ground | 2017 | Tier 3 - Extreme | Distribution Circuit | 1 | 23 | 2017-01-23 | 1663933 | Sus | N | Vegetation¦Treebranchfellonline¦ConductorOverhead¦Brokenwireonground
17-0015631 | Equipment Failure/Involved | Overhead | Crossarm, Wood | Broken | 2017 | Tier 3 - Extreme | Distribution Circuit | 1 | 27 | 2017-01-27 | 1668438 | Sus | N | EquipmentFailureInvolved¦Overhead¦CrossarmWood¦Broken
17-0015841 | Unknown Cause | Patrol - found nothing |  |  | 2017 | Tier 3 - Extreme | Distribution Circuit | 1 | 28 | 2017-01-28 | 1669576 | Sus | N | UnknownCause¦Patrolfoundnothing¦¦
17-0016843 | 3rd Party | Customer Equipment | Conductor, Underground | Normal | 2017 | Tier 2 - Elevated | Distribution Circuit | 2 | 22 | 2017-02-22 | 1709991 | Sus | N | 3rdParty¦CustomerEquipment¦ConductorUnderground¦Normal
17-0018103 | Unknown Cause | Patrol - found nothing |  |  | 2017 | Tier 3 - Extreme | Distribution Circuit | 2 | 7 | 2017-02-07 | 1677359 | Sus | N | UnknownCause¦Patrolfoundnothing¦¦
17-0018630 | Vegetation | Tree - branch fell on line | Conductor, Overhead | Broken, wire on ground | 2017 | Tier 3 - Extreme | Distribution Circuit | 2 | 7 | 2017-02-07 | 1678885 | Sus | N | Vegetation¦Treebranchfellonline¦ConductorOverhead¦Brokenwireonground
17-0018704 | Vegetation | Tree - fell into line | Conductor, Overhead | Broken, wire on ground | 2017 | Tier 2 - Elevated | Distribution Circuit | 2 | 7 | 2017-02-07 | 1679122 | Sus | N | Vegetation¦Treefellintoline¦ConductorOverhead¦Brokenwireonground
17-0018835 | Unknown Cause | Patrol - found nothing |  |  | 2017 | Tier 3 - Extreme | Distribution Circuit | 2 | 7 | 2017-02-07 | 1677998 | Sus | N | UnknownCause¦Patrolfoundnothing¦¦
17-0024791 | Unknown Cause | Patrol - found nothing |  |  | 2017 | Tier 2 - Elevated | Distribution Circuit | 2 | 20 | 2017-02-20 | 1706419 | Sus | N | UnknownCause¦Patrolfoundnothing¦¦
17-0024829 | Vegetation | Tree - fell into line | Conductor, Overhead | Broken, wire on ground | 2017 | Tier 2 - Elevated | Distribution Circuit | 2 | 20 | 2017-02-20 | 1706489 | Sus | N | Vegetation¦Treefellintoline¦ConductorOverhead¦Brokenwireonground
17-0024990 | Equipment Failure/Involved | Overhead | Conductor, Overhead | Broken, wire on ground | 2017 | Tier 2 - Elevated | Distribution Circuit | 2 | 21 | 2017-02-21 | 1707321 | Sus | N | EquipmentFailureInvolved¦Overhead¦ConductorOverhead¦Brokenwireonground
17-0024995 | Vegetation | Tree - fell into line | Conductor, Overhead | Broken, wire on ground | 2017 | Tier 3 - Extreme | Distribution Circuit | 2 | 20 | 2017-02-20 | 1705811 | Sus | N | Vegetation¦Treefellintoline¦ConductorOverhead¦Brokenwireonground
17-0028733 | Vegetation | Tree - fell into line | Conductor, Overhead | Broken, wire on ground | 2017 | Tier 2 - Elevated | Distribution Circuit | 3 | 6 | 2017-03-06 | 1720619 | Sus | N | Vegetation¦Treefellintoline¦ConductorOverhead¦Brokenwireonground
17-0030521 | Equipment Failure/Involved | Electrical Overload | Cutout, fuse holder | Broken | 2017 | Tier 2 - Elevated | Transformer only | 3 | 13 | 2017-03-13 | 1726395 | Sus | N | EquipmentFailureInvolved¦ElectricalOverload¦Cutoutfuseholder¦Broken
17-0032417 | Vegetation | Tree - fell into line | Conductor, Overhead | Broken, wire on ground | 2017 | Tier 3 - Extreme | Distribution Circuit | 3 | 21 | 2017-03-21 | 1732055 | Sus | N | Vegetation¦Treefellintoline¦ConductorOverhead¦Brokenwireonground
17-0033834 | Equipment Failure/Involved | Overhead | Transformer | Failed/Faulted | 2017 | Tier 3 - Extreme | Transformer only | 3 | 26 | 2017-03-26 | 1735830 | Sus | N | EquipmentFailureInvolved¦Overhead¦Transformer¦FailedFaulted
17-0035506 | Vegetation | Tree - branch fell on line | Conductor, Overhead | Normal | 2017 | Tier 3 - Extreme | Distribution Circuit | 3 | 31 | 2017-03-31 | 1741061 | Sus | N | Vegetation¦Treebranchfellonline¦ConductorOverhead¦Normal
17-0037436 | Unknown Cause | Patrol - found nothing |  |  | 2017 | Tier 3 - Extreme | Distribution Circuit | 4 | 6 | 2017-04-06 | 1748117 | Sus | N | UnknownCause¦Patrolfoundnothing¦¦
17-0038102 | Vegetation | Tree - branch fell on line | Conductor, Overhead | Normal | 2017 | Tier 2 - Elevated | Transformer only | 4 | 7 | 2017-04-07 | 1750075 | Sus | N | Vegetation¦Treebranchfellonline¦ConductorOverhead¦Normal
17-0038106 | Vegetation | Tree - fell into line | Conductor, Overhead | Broken, wire on ground | 2017 | Tier 2 - Elevated | Distribution Circuit | 4 | 7 | 2017-04-07 | 1751575 | Sus | N | Vegetation¦Treefellintoline¦ConductorOverhead¦Brokenwireonground
17-0039218 | Vegetation | Tree - fell into line | Conductor, Overhead | Normal | 2017 | Tier 2 - Elevated | Distribution Circuit | 4 | 11 | 2017-04-11 | 1755289 | Sus | N | Vegetation¦Treefellintoline¦ConductorOverhead¦Normal
17-0039311 | Vegetation | Tree - branch fell on line | Conductor, Overhead | Normal | 2017 | Tier 2 - Elevated | Distribution Circuit | 4 | 11 | 2017-04-11 | 1755554 | Sus | N | Vegetation¦Treebranchfellonline¦ConductorOverhead¦Normal
17-0039511 | Equipment Failure/Involved | Overhead |  | Failed/Faulted | 2017 | Tier 2 - Elevated | Transformer only | 4 | 12 | 2017-04-12 | 1755991 | Sus | N | EquipmentFailureInvolved¦Overhead¦¦FailedFaulted
17-0044117 | Unknown Cause | Patrol - found nothing |  |  | 2017 | Tier 3 - Extreme | Distribution Circuit | 5 | 1 | 2017-05-01 | 1771240 | Sus | Y | UnknownCause¦Patrolfoundnothing¦¦
17-0044950 | Equipment Failure/Involved | Overhead | Pole-Wood | Broken | 2017 | Tier 3 - Extreme | Distribution Circuit | 5 | 3 | 2017-05-03 | 1773561 | Sus | Y | EquipmentFailureInvolved¦Overhead¦PoleWood¦Broken
17-0044971 | Equipment Failure/Involved | Overhead | Conductor, Overhead | Broken, wire on ground | 2017 | Tier 3 - Extreme | Distribution Circuit | 5 | 3 | 2017-05-03 | 1773632 | Sus | Y | EquipmentFailureInvolved¦Overhead¦ConductorOverhead¦Brokenwireonground
17-0048122 | Unknown Cause | Patrol - found nothing |  |  | 2017 | Tier 2 - Elevated | Distribution Circuit | 5 | 15 | 2017-05-15 | 1782701 | Sus | Y | UnknownCause¦Patrolfoundnothing¦¦
17-0049472 | Vegetation | Tree - branch fell on line | Conductor, Overhead | Broken, wire on ground | 2017 | Tier 3 - Extreme | Distribution Circuit | 5 | 21 | 2017-05-21 | 1786852 | Sus | Y | Vegetation¦Treebranchfellonline¦ConductorOverhead¦Brokenwireonground
17-0051175 | 3rd Party | Vehicle | Pole-Wood | Broken, wire on object | 2017 | Tier 2 - Elevated | Distribution Circuit | 5 | 27 | 2017-05-27 | 1792083 | Sus | Y | 3rdParty¦Vehicle¦PoleWood¦Brokenwireonobject
17-0055580 | Equipment Failure/Involved | Overhead | Jumper | Broken | 2017 | Tier 3 - Extreme | Transformer only | 6 | 15 | 2017-06-15 | 1805269 | Sus | Y | EquipmentFailureInvolved¦Overhead¦Jumper¦Broken
17-0055946 | Unknown Cause | Patrol - found nothing |  |  | 2017 | Tier 2 - Elevated | Distribution Circuit | 6 | 17 | 2017-06-17 | 1806706 | Sus | Y | UnknownCause¦Patrolfoundnothing¦¦
17-0057855 | Vegetation | Tree - fell into line | Conductor, Overhead | Normal | 2017 | Tier 2 - Elevated | Distribution Circuit | 6 | 22 | 2017-06-22 | 1815362 | Sus | Y | Vegetation¦Treefellintoline¦ConductorOverhead¦Normal
17-0058267 | 3rd Party | Vehicle | Pole-Wood | Broken | 2017 | Tier 3 - Extreme | Distribution Circuit | 6 | 24 | 2017-06-24 | 1816935 | Sus | Y | 3rdParty¦Vehicle¦PoleWood¦Broken
17-0058825 | Animal | Bird found | Fuse | Failed/Faulted | 2017 | Tier 3 - Extreme | Distribution Circuit | 6 | 27 | 2017-06-27 | 1818845 | Sus | Y | Animal¦Birdfound¦Fuse¦FailedFaulted
17-0061333 | Vegetation | Tree - fell into line | Conductor, Overhead | Broken, wire on ground | 2017 | Tier 2 - Elevated | Distribution Circuit | 7 | 7 | 2017-07-07 | 1825836 | Sus | Y | Vegetation¦Treefellintoline¦ConductorOverhead¦Brokenwireonground
17-0063236 | Vegetation | Tree - fell into line | Conductor, Overhead | Broken, wire on ground | 2017 | Tier 2 - Elevated | Distribution Circuit | 7 | 16 | 2017-07-16 | 1832740 | Sus | Y | Vegetation¦Treefellintoline¦ConductorOverhead¦Brokenwireonground
17-0067342 | 3rd Party | Vehicle | Pole-Wood | Broken | 2017 | Tier 2 - Elevated | Transformer only | 8 | 2 | 2017-08-02 | 1844506 | Sus | Y | 3rdParty¦Vehicle¦PoleWood¦Broken
17-0071832 | Unknown Cause | Patrol - found nothing |  |  | 2017 | Tier 2 - Elevated | Distribution Circuit | 8 | 21 | 2017-08-21 | 1856582 | Sus | Y | UnknownCause¦Patrolfoundnothing¦¦
17-0075723 | Equipment Failure/Involved | Overhead | Conductor, Overhead | Broken, wire on ground | 2017 | Tier 3 - Extreme | Distribution Circuit | 9 | 4 | 2017-09-04 | 1869480 | Sus | Y | EquipmentFailureInvolved¦Overhead¦ConductorOverhead¦Brokenwireonground
17-0080127 | Animal | Squirrel | Conductor, Overhead | Normal | 2017 | Tier 3 - Extreme | Distribution Circuit | 9 | 19 | 2017-09-19 | 1881933 | Sus | Y | Animal¦Squirrel¦ConductorOverhead¦Normal
17-0081275 | Unknown Cause | Patrol - found nothing |  |  | 2017 | Tier 2 - Elevated | Distribution Circuit | 9 | 24 | 2017-09-24 | 1884855 | Sus | Y | UnknownCause¦Patrolfoundnothing¦¦
17-0084389 | Equipment Failure/Involved | Overhead | Pole - Tower, steel | Broken | 2017 | Tier 3 - Extreme | Distribution Circuit | 10 | 5 | 2017-10-05 | 1891252 | Sus | Y | EquipmentFailureInvolved¦Overhead¦PoleTowersteel¦Broken
17-0086199 | Vegetation | Tree - fell into line | Pole-Wood | Broken, wire on ground | 2017 | Tier 2 - Elevated | Distribution Circuit | 10 | 11 | 2017-10-11 | 1898084 | Sus | Y | Vegetation¦Treefellintoline¦PoleWood¦Brokenwireonground
17-0087129 | Unknown Cause | Patrol - found nothing |  |  | 2017 | Tier 2 - Elevated | Distribution Circuit | 10 | 13 | 2017-10-13 | 1900063 | Sus | Y | UnknownCause¦Patrolfoundnothing¦¦
17-0087376 | 3rd Party | Customer Equipment | Conductor, Overhead | Normal | 2017 | Tier 2 - Elevated | Distribution Circuit | 10 | 14 | 2017-10-14 | 1900717 | Sus | Y | 3rdParty¦CustomerEquipment¦ConductorOverhead¦Normal
17-0087539 | Animal | Squirrel | Fuse | Failed/Faulted | 2017 | Tier 2 - Elevated | Distribution Circuit | 10 | 15 | 2017-10-15 | 1901250 | Sus | Y | Animal¦Squirrel¦Fuse¦FailedFaulted
17-0087553 | Environmental/External | Fire, Forest/Grass | Pole-Wood | Broken, wire on ground | 2017 | Tier 2 - Elevated | Distribution Circuit | 10 | 8 | 2017-10-08 | 1901380 | Sus | Y | EnvironmentalExternal¦FireForestGrass¦PoleWood¦Brokenwireonground
17-0088024 | Equipment Failure/Involved | Fire, pole | Transformer (OH) | Burned/flashed | 2017 | Tier 2 - Elevated | Distribution Circuit | 10 | 9 | 2017-10-09 | 1902677 | Sus | Y | EquipmentFailureInvolved¦Firepole¦Transformer(OH)¦Burnedflashed
17-0093100 | Equipment Failure/Involved | Overhead | Transformer | Failed/Faulted | 2017 | Tier 2 - Elevated | Transformer only | 11 | 6 | 2017-11-06 | 1917171 | Sus | Y | EquipmentFailureInvolved¦Overhead¦Transformer¦FailedFaulted
17-0095051 | Vegetation | Tree - branch fell on line | Conductor, Overhead | Normal | 2017 | Tier 3 - Extreme | Distribution Circuit | 11 | 15 | 2017-11-15 | 1922628 | Sus | Y | Vegetation¦Treebranchfellonline¦ConductorOverhead¦Normal
17-0095503 | Equipment Failure/Involved | Overhead | Conductor, Overhead | Broken, wire on ground | 2017 | Tier 3 - Extreme | Distribution Circuit | 11 | 16 | 2017-11-16 | 1923740 | Sus | Y | EquipmentFailureInvolved¦Overhead¦ConductorOverhead¦Brokenwireonground
17-0095595 | Vegetation | Tree - fell into line | Conductor, Overhead | Normal | 2017 | Tier 3 - Extreme | Distribution Circuit | 11 | 16 | 2017-11-16 | 1924021 | Sus | Y | Vegetation¦Treefellintoline¦ConductorOverhead¦Normal
17-0095718 | Unknown Cause | Patrol - found nothing |  |  | 2017 | Tier 2 - Elevated | Distribution Circuit | 11 | 16 | 2017-11-16 | 1924193 | Sus | Y | UnknownCause¦Patrolfoundnothing¦¦
17-0097371 | Equipment Failure/Involved | Overhead | Transformer | Failed/Faulted | 2017 | Tier 3 - Extreme | Transformer only | 11 | 24 | 2017-11-24 | 1928500 | Sus | Y | EquipmentFailureInvolved¦Overhead¦Transformer¦FailedFaulted
17-0100406 | Vegetation | Tree - fell into line | Pole-Wood | Broken, wire on ground | 2017 | Tier 3 - Extreme | Distribution Circuit | 12 | 7 | 2017-12-07 | 1937852 | Sus | N | Vegetation¦Treefellintoline¦PoleWood¦Brokenwireonground
17-0101383 | Equipment Failure/Involved | Overhead | Transformer (OH) | Broken | 2017 | Tier 2 - Elevated | Distribution Circuit | 12 | 12 | 2017-12-12 | 1941532 | Sus | N | EquipmentFailureInvolved¦Overhead¦Transformer(OH)¦Broken
17-0102940 | 3rd Party | Tree - cutting, 3rd party | Transformer | Broken, wire on object | 2017 | Tier 2 - Elevated | Transformer only | 12 | 21 | 2017-12-21 | 1949515 | Sus | N | 3rdParty¦Treecutting3rdparty¦Transformer¦Brokenwireonobject
17-0103446 | Equipment Failure/Involved | Overhead | Crossarm, Wood | Broken | 2017 | Tier 2 - Elevated | Distribution Circuit | 12 | 27 | 2017-12-27 | 1952196 | Sus | N | EquipmentFailureInvolved¦Overhead¦CrossarmWood¦Broken
18-0003794 | Unknown Cause | Patrol - found nothing |  |  | 2018 | Tier 2 - Elevated | Distribution Circuit | 1 | 5 | 2018-01-05 | 2447 | Sus | N | UnknownCause¦Patrolfoundnothing¦¦
18-0011231 | Unknown Cause | Patrol - not conducted |  |  | 2018 | Tier 2 - Elevated | Distribution Circuit | 2 | 2 | 2018-02-02 | 18525 | Sus | N | UnknownCause¦Patrolnotconducted¦¦
18-0015378 | Vegetation | Tree - fell into line | Fuse | Failed/Faulted | 2018 | Tier 3 - Extreme | Distribution Circuit | 2 | 19 | 2018-02-19 | 27111 | Sus | N | Vegetation¦Treefellintoline¦Fuse¦FailedFaulted
18-0025621 | Vegetation | Tree - fell into line | Conductor, Overhead | Broken, wire on ground | 2018 | Tier 2 - Elevated | Distribution Circuit | 3 | 22 | 2018-03-22 | 50725 | Sus | N | Vegetation¦Treefellintoline¦ConductorOverhead¦Brokenwireonground
18-0025674 | Equipment Failure/Involved | Overhead | Transformer | Failed/Faulted | 2018 | Tier 2 - Elevated | Transformer only | 3 | 22 | 2018-03-22 | 50786 | Sus | N | EquipmentFailureInvolved¦Overhead¦Transformer¦FailedFaulted
18-0026398 | Vegetation | Tree - branch fell on line | Transformer (OH) | Broken | 2018 | Tier 3 - Extreme | Distribution Circuit | 3 | 25 | 2018-03-25 | 52907 | Sus | N | Vegetation¦Treebranchfellonline¦Transformer(OH)¦Broken
18-0031455 | Vegetation | Tree - fell into line | Conductor, Overhead | Broken, wire on ground | 2018 | Tier 2 - Elevated | Distribution Circuit | 4 | 11 | 2018-04-11 | 65062 | Sus | N | Vegetation¦Treefellintoline¦ConductorOverhead¦Brokenwireonground
18-0033673 | Animal | Bird found | Conductor, Overhead | Normal | 2018 | Tier 3 - Extreme | Distribution Circuit | 4 | 18 | 2018-04-18 | 69883 | Sus | N | Animal¦Birdfound¦ConductorOverhead¦Normal
18-0035691 | Unknown Cause | Patrol - found nothing |  |  | 2018 | Tier 3 - Extreme | Distribution Circuit | 4 | 25 | 2018-04-25 | 74074 | Sus | N | UnknownCause¦Patrolfoundnothing¦¦
18-0044312 | Unknown Cause | Patrol - found nothing |  |  | 2018 | Tier 2 - Elevated | Distribution Circuit | 5 | 24 | 2018-05-24 | 93505 | Sus | Y | UnknownCause¦Patrolfoundnothing¦¦
18-0044360 | Equipment Failure/Involved | Overhead | Conductor, Overhead | Broken, wire on ground | 2018 | Tier 3 - Extreme | Transformer only | 5 | 25 | 2018-05-25 | 93622 | Sus | Y | EquipmentFailureInvolved¦Overhead¦ConductorOverhead¦Brokenwireonground
18-0045491 | Unknown Cause | Patrol - found nothing |  |  | 2018 | Tier 3 - Extreme | Distribution Circuit | 5 | 30 | 2018-05-30 | 96575 | Sus | Y | UnknownCause¦Patrolfoundnothing¦¦
18-0046194 | Animal | Squirrel | Fuse | Failed/Faulted | 2018 | Tier 2 - Elevated | Distribution Circuit | 5 | 31 | 2018-05-31 | 98228 | Sus | Y | Animal¦Squirrel¦Fuse¦FailedFaulted
18-0047293 | Vegetation | Tree - branch fell on line | Conductor, Overhead | Normal | 2018 | Tier 3 - Extreme | Distribution Circuit | 6 | 4 | 2018-06-04 | 101309 | Sus | Y | Vegetation¦Treebranchfellonline¦ConductorOverhead¦Normal
18-0054883 | Vegetation | Tree - branch fell on line | Fuse | Failed/Faulted | 2018 | Tier 3 - Extreme | Distribution Circuit | 6 | 26 | 2018-06-26 | 119090 | Sus | Y | Vegetation¦Treebranchfellonline¦Fuse¦FailedFaulted
18-0055844 | Equipment Failure/Involved | Underground | Conductor, Underground | Broken | 2018 | Tier 2 - Elevated | Distribution Circuit | 6 | 29 | 2018-06-29 | 121492 | Sus | Y | EquipmentFailureInvolved¦Underground¦ConductorUnderground¦Broken
18-0060350 | Equipment Failure/Involved | Overhead | Transformer | Failed/Faulted | 2018 | Tier 2 - Elevated | Transformer only | 7 | 16 | 2018-07-16 | 132941 | Sus | Y | EquipmentFailureInvolved¦Overhead¦Transformer¦FailedFaulted
18-0064251 | Vegetation | Tree - branch fell on line | Conductor, Overhead | Broken, wire on ground | 2018 | Tier 3 - Extreme | Distribution Circuit | 7 | 27 | 2018-07-27 | 141441 | Sus | Y | Vegetation¦Treebranchfellonline¦ConductorOverhead¦Brokenwireonground
18-0067508 | 3rd Party | Tree - cutting, 3rd party | Conductor, Overhead | Normal | 2018 | Tier 2 - Elevated | Distribution Circuit | 8 | 7 | 2018-08-07 | 150807 | Sus | Y | 3rdParty¦Treecutting3rdparty¦ConductorOverhead¦Normal
18-0068438 | Vegetation | Tree - fell into line | Conductor, Overhead | Broken, wire on ground | 2018 | Tier 3 - Extreme | Distribution Circuit | 8 | 9 | 2018-08-09 | 152352 | Sus | Y | Vegetation¦Treefellintoline¦ConductorOverhead¦Brokenwireonground
18-0074650 | 3rd Party | Vehicle | Pole-Wood | Broken | 2018 | Tier 2 - Elevated | Distribution Circuit | 8 | 29 | 2018-08-29 | 164467 | Sus | Y | 3rdParty¦Vehicle¦PoleWood¦Broken
18-0074650 | 3rd Party | Vehicle | Pole-Wood | Broken | 2018 | Tier 2 - Elevated | Distribution Circuit | 8 | 29 | 2018-08-29 | 164467 | Sus | Y | 3rdParty¦Vehicle¦PoleWood¦Broken
18-0081607 | Animal | Squirrel | Fuse | Failed/Faulted | 2018 | Tier 2 - Elevated | Distribution Circuit | 9 | 20 | 2018-09-20 | 177826 | Sus | Y | Animal¦Squirrel¦Fuse¦FailedFaulted
18-0090293 | Wildfire Mitigation | Public Safety Power Shut-off |  |  | 2018 | Tier 2 - Elevated | Distribution Circuit | 10 | 14 | 2018-10-14 | 195063 | Sus | Y | WildfireMitigation¦PublicSafetyPowerShutoff¦¦
18-0103375 | Environmental/External | Fire, Forest/Grass | Pole-Wood | Burned/flashed | 2018 | Tier 3 - Extreme | Distribution Circuit | 11 | 8 | 2018-11-08 | 224967 | Sus | Y | EnvironmentalExternal¦FireForestGrass¦PoleWood¦Burnedflashed
18-0106156 | Environmental/External | Fire, Forest/Grass | Pole-Wood | Burned/flashed | 2018 | Tier 3 - Extreme | Distribution Circuit | 11 | 8 | 2018-11-08 | 231955 | Sus | Y | EnvironmentalExternal¦FireForestGrass¦PoleWood¦Burnedflashed
18-0109360 | Vegetation | Tree - branch fell on line | Conductor, Overhead | Normal | 2018 | Tier 3 - Extreme | Distribution Circuit | 12 | 15 | 2018-12-15 | 240974 | Sus | N | Vegetation¦Treebranchfellonline¦ConductorOverhead¦Normal
18-0109821 | Environmental/External | Fire, Forest/Grass | Pole-Wood | Burned/flashed | 2018 | Tier 3 - Extreme | Distribution Circuit | 12 | 17 | 2018-12-17 | 242838 | Sus | N | EnvironmentalExternal¦FireForestGrass¦PoleWood¦Burnedflashed
18-0110600 | Equipment Failure/Involved | Overhead | Pole-Wood | Broken | 2018 | Tier 2 - Elevated | Distribution Circuit | 12 | 25 | 2018-12-25 | 246847 | Sus | N | EquipmentFailureInvolved¦Overhead¦PoleWood¦Broken
19-0006224 | Equipment Failure/Involved | Overhead | Insulator | Broken | 2019 | Tier 2 - Elevated | Transmission line | 1 | 8 | 2019-01-08 | 260394 | Sus | N | EquipmentFailureInvolved¦Overhead¦Insulator¦Broken
19-0009994 | Unknown Cause | Patrol - found nothing |  |  | 2019 | Tier 2 - Elevated | Distribution Circuit | 1 | 16 | 2019-01-16 | 268014 | Sus | N | UnknownCause¦Patrolfoundnothing¦¦
19-0010606 | Vegetation | Tree - branch fell on line | Crossarm, Wood | Broken, wire on ground | 2019 | Tier 3 - Extreme | Distribution Circuit | 1 | 16 | 2019-01-16 | 272725 | Sus | N | Vegetation¦Treebranchfellonline¦CrossarmWood¦Brokenwireonground
19-0011094 | Vegetation | Tree - fell into line | Conductor, Overhead | Broken, wire on ground | 2019 | Tier 2 - Elevated | Distribution Circuit | 1 | 16 | 2019-01-16 | 271781 | Sus | N | Vegetation¦Treefellintoline¦ConductorOverhead¦Brokenwireonground
19-0012620 | Equipment Failure/Involved | Overhead | Crossarm, Wood | Failed/Faulted | 2019 | Tier 2 - Elevated | Distribution Circuit | 1 | 20 | 2019-01-20 | 277435 | Sus | N | EquipmentFailureInvolved¦Overhead¦CrossarmWood¦FailedFaulted
19-0012841 | Unknown Cause | Patrol - found nothing |  |  | 2019 | Tier 2 - Elevated | Distribution Circuit | 1 | 20 | 2019-01-20 | 277495 | Sus | N | UnknownCause¦Patrolfoundnothing¦¦
19-0012846 | Unknown Cause | Patrol - found nothing |  |  | 2019 | Tier 2 - Elevated | Transformer only | 1 | 21 | 2019-01-21 | 278131 | Sus | N | UnknownCause¦Patrolfoundnothing¦¦
19-0018159 | Vegetation | Tree - fell into line | Conductor, Overhead | Broken, wire on ground | 2019 | Tier 2 - Elevated | Distribution Circuit | 2 | 4 | 2019-02-04 | 291101 | Sus | N | Vegetation¦Treefellintoline¦ConductorOverhead¦Brokenwireonground
19-0018775 | Unknown Cause | Patrol - found nothing |  |  | 2019 | Tier 3 - Extreme | Distribution Circuit | 2 | 5 | 2019-02-05 | 293727 | Sus | N | UnknownCause¦Patrolfoundnothing¦¦
19-0020153 | Vegetation | Tree - fell into line | Conductor, Overhead | Normal | 2019 | Tier 3 - Extreme | Distribution Circuit | 2 | 7 | 2019-02-07 | 295729 | Sus | N | Vegetation¦Treefellintoline¦ConductorOverhead¦Normal
19-0020786 | Unknown Cause | Patrol - found nothing |  |  | 2019 | Tier 3 - Extreme | Distribution Circuit | 2 | 10 | 2019-02-10 | 299150 | Sus | N | UnknownCause¦Patrolfoundnothing¦¦
19-0021944 | Unknown Cause | Patrol - found nothing |  |  | 2019 | Tier 2 - Elevated | Distribution Circuit | 2 | 13 | 2019-02-13 | 302924 | Sus | N | UnknownCause¦Patrolfoundnothing¦¦
19-0022287 | Equipment Failure/Involved | Overhead | Pole-Wood | Broken | 2019 | Tier 3 - Extreme | Distribution Circuit | 2 | 12 | 2019-02-12 | 301482 | Sus | N | EquipmentFailureInvolved¦Overhead¦PoleWood¦Broken
19-0023198 | Vegetation | Tree - fell into line | Conductor, Overhead | Broken, wire on ground | 2019 | Tier 3 - Extreme | Distribution Circuit | 2 | 14 | 2019-02-14 | 307160 | Sus | N | Vegetation¦Treefellintoline¦ConductorOverhead¦Brokenwireonground
19-0023555 | Vegetation | Tree - fell into line | Conductor, Overhead | Broken, wire on ground | 2019 | Tier 2 - Elevated | Distribution Circuit | 2 | 13 | 2019-02-13 | 310350 | Sus | N | Vegetation¦Treefellintoline¦ConductorOverhead¦Brokenwireonground
19-0024126 | Unknown Cause | Patrol - found nothing |  |  | 2019 | Tier 2 - Elevated | Transformer only | 2 | 14 | 2019-02-14 | 307500 | Sus | N | UnknownCause¦Patrolfoundnothing¦¦
19-0024679 | Vegetation | Tree - fell into line | Conductor, Overhead | Normal | 2019 | Tier 3 - Extreme | Distribution Circuit | 2 | 16 | 2019-02-16 | 314741 | Sus | N | Vegetation¦Treefellintoline¦ConductorOverhead¦Normal
19-0025037 | Vegetation | Tree - fell into line | Conductor, Overhead | Broken, wire on ground | 2019 | Tier 3 - Extreme | Distribution Circuit | 2 | 17 | 2019-02-17 | 315356 | Sus | N | Vegetation¦Treefellintoline¦ConductorOverhead¦Brokenwireonground
19-0025167 | Environmental/External | Ice or snow | Conductor, Overhead | Broken, wire on ground | 2019 | Tier 2 - Elevated | Distribution Circuit | 2 | 13 | 2019-02-13 | 315979 | Sus | N | EnvironmentalExternal¦Iceorsnow¦ConductorOverhead¦Brokenwireonground
19-0027561 | Vegetation | Tree - fell into line | Service conductor | Bent or Twisted | 2019 | Tier 3 - Extreme | Transformer only | 2 | 24 | 2019-02-24 | 322359 | Sus | N | Vegetation¦Treefellintoline¦Serviceconductor¦BentorTwisted
19-0028624 | Vegetation | Tree - fell into line | Conductor, Overhead | Normal | 2019 | Tier 2 - Elevated | Distribution Circuit | 2 | 26 | 2019-02-26 | 325714 | Sus | N | Vegetation¦Treefellintoline¦ConductorOverhead¦Normal
19-0028674 | Vegetation | Tree - fell into line | Conductor, Overhead | Normal | 2019 | Tier 3 - Extreme | Distribution Circuit | 2 | 26 | 2019-02-26 | 325763 | Sus | N | Vegetation¦Treefellintoline¦ConductorOverhead¦Normal
19-0029971 | Equipment Failure/Involved | Underground | Elbow | Failed/Faulted | 2019 | Tier 2 - Elevated | Distribution Circuit | 3 | 1 | 2019-03-01 | 329311 | Sus | N | EquipmentFailureInvolved¦Underground¦Elbow¦FailedFaulted
19-0030982 | Unknown Cause | Patrol - found nothing |  |  | 2019 | Tier 2 - Elevated | Distribution Circuit | 3 | 5 | 2019-03-05 | 331634 | Sus | N | UnknownCause¦Patrolfoundnothing¦¦
19-0032588 | Vegetation | Tree - fell into line | Conductor, Overhead | Broken, wire on ground | 2019 | Tier 3 - Extreme | Distribution Circuit | 3 | 11 | 2019-03-11 | 335966 | Sus | N | Vegetation¦Treefellintoline¦ConductorOverhead¦Brokenwireonground
19-0036310 | Equipment Failure/Involved | Overhead | Transformer | Failed/Faulted | 2019 | Tier 2 - Elevated | Transformer only | 3 | 23 | 2019-03-23 | 345864 | Sus | N | EquipmentFailureInvolved¦Overhead¦Transformer¦FailedFaulted
19-0038119 | Unknown Cause | Patrol - found nothing |  |  | 2019 | Tier 3 - Extreme | Distribution Circuit | 3 | 28 | 2019-03-28 | 349865 | Sus | N | UnknownCause¦Patrolfoundnothing¦¦
19-0038520 | Equipment Failure/Involved | Overhead | Transformer | Failed/Faulted | 2019 | Tier 3 - Extreme | Distribution Circuit | 3 | 30 | 2019-03-30 | 350815 | Sus | N | EquipmentFailureInvolved¦Overhead¦Transformer¦FailedFaulted
19-0041002 | Vegetation | Tree - fell into line | Conductor, Overhead | Broken, wire on ground | 2019 | Tier 2 - Elevated | Distribution Circuit | 4 | 9 | 2019-04-09 | 356880 | Sus | N | Vegetation¦Treefellintoline¦ConductorOverhead¦Brokenwireonground
19-0050362 | Unknown Cause | Patrol - found nothing |  |  | 2019 | Tier 2 - Elevated | Distribution Circuit | 5 | 9 | 2019-05-09 | 376997 | Sus | Y | UnknownCause¦Patrolfoundnothing¦¦
19-0052331 | Equipment Failure/Involved | Overhead | Pole-Wood | Broken | 2019 | Tier 3 - Extreme | Distribution Circuit | 5 | 16 | 2019-05-16 | 381508 | Sus | Y | EquipmentFailureInvolved¦Overhead¦PoleWood¦Broken
19-0052975 | Vegetation | Tree - fell into line | Conductor, Overhead | Normal | 2019 | Tier 3 - Extreme | Distribution Circuit | 5 | 16 | 2019-05-16 | 382699 | Sus | Y | Vegetation¦Treefellintoline¦ConductorOverhead¦Normal
19-0053875 | Environmental/External | Lightning | Transformer | Failed/Faulted | 2019 | Tier 2 - Elevated | Transformer only | 5 | 19 | 2019-05-19 | 384809 | Sus | Y | EnvironmentalExternal¦Lightning¦Transformer¦FailedFaulted
19-0053919 | Vegetation | Tree - fell into line | Conductor, Overhead | Broken, wire on object | 2019 | Tier 2 - Elevated | Distribution Circuit | 5 | 19 | 2019-05-19 | 384963 | Sus | Y | Vegetation¦Treefellintoline¦ConductorOverhead¦Brokenwireonobject
19-0053979 | Unknown Cause | Patrol - not conducted |  |  | 2019 | Tier 2 - Elevated | Distribution Circuit | 5 | 19 | 2019-05-19 | 385169 | Sus | Y | UnknownCause¦Patrolnotconducted¦¦
19-0055600 | Equipment Failure/Involved | Overhead | Insulator | Broken | 2019 | Tier 3 - Extreme | Distribution Circuit | 5 | 22 | 2019-05-22 | 388353 | Sus | Y | EquipmentFailureInvolved¦Overhead¦Insulator¦Broken
19-0059242 | Unknown Cause | Patrol - not conducted |  |  | 2019 | Tier 2 - Elevated | Distribution Circuit | 5 | 29 | 2019-05-29 | 392999 | Sus | Y | UnknownCause¦Patrolnotconducted¦¦
19-0061173 | 3rd Party | Tree - cutting, 3rd party | Conductor, Overhead | Normal | 2019 | Tier 3 - Extreme | Distribution Circuit | 6 | 1 | 2019-06-01 | 395220 | Sus | Y | 3rdParty¦Treecutting3rdparty¦ConductorOverhead¦Normal
19-0068254 | Equipment Failure/Involved | Overhead | Cutout, fuse holder | Burned/flashed | 2019 | Tier 2 - Elevated | Distribution Circuit | 6 | 16 | 2019-06-16 | 416955 | Sus | Y | EquipmentFailureInvolved¦Overhead¦Cutoutfuseholder¦Burnedflashed
19-0074370 | Animal | Bird found | Conductor, Overhead | Normal | 2019 | Tier 2 - Elevated | Distribution Circuit | 7 | 3 | 2019-07-03 | 440443 | Sus | Y | Animal¦Birdfound¦ConductorOverhead¦Normal
19-0078542 | Vegetation | Tree - branch fell on line | Conductor, Overhead | Together | 2019 | Tier 3 - Extreme | Distribution Circuit | 7 | 17 | 2019-07-17 | 456682 | Sus | Y | Vegetation¦Treebranchfellonline¦ConductorOverhead¦Together
19-0080428 | Vegetation | Tree - fell into line | Conductor, Overhead | Broken, wire on ground | 2019 | Tier 2 - Elevated | Distribution Circuit | 7 | 23 | 2019-07-23 | 469636 | Sus | Y | Vegetation¦Treefellintoline¦ConductorOverhead¦Brokenwireonground
19-0086816 | Animal | Bird found | Transformer | Failed/Faulted | 2019 | Tier 2 - Elevated | Transformer only | 8 | 12 | 2019-08-12 | 502708 | Sus | Y | Animal¦Birdfound¦Transformer¦FailedFaulted
19-0087115 | Vegetation | Tree - grew into line | Conductor, Overhead | Deteriorated | 2019 | Tier 3 - Extreme | Distribution Circuit | 8 | 13 | 2019-08-13 | 504824 | Sus | Y | Vegetation¦Treegrewintoline¦ConductorOverhead¦Deteriorated
19-0092766 | Unknown Cause | Patrol - found nothing |  |  | 2019 | Tier 3 - Extreme | Distribution Circuit | 8 | 27 | 2019-08-27 | 542946 | Sus | Y | UnknownCause¦Patrolfoundnothing¦¦
19-0092771 | Equipment Failure/Involved | Overhead | Pole-Wood | Broken | 2019 | Tier 3 - Extreme | Distribution Circuit | 8 | 27 | 2019-08-27 | 542966 | Sus | Y | EquipmentFailureInvolved¦Overhead¦PoleWood¦Broken
19-0104303 | Vegetation | Tree - branch fell on line | Fuse | Normal | 2019 | Tier 3 - Extreme | Distribution Circuit | 9 | 26 | 2019-09-26 | 619674 | Sus | Y | Vegetation¦Treebranchfellonline¦Fuse¦Normal
19-0106758 | Unknown Cause | Patrol - found nothing |  |  | 2019 | Tier 2 - Elevated | Distribution Circuit | 10 | 2 | 2019-10-02 | 638559 | Sus | Y | UnknownCause¦Patrolfoundnothing¦¦
19-0112112 | Equipment Failure/Involved | Overhead | Crossarm, Wood | Broken | 2019 | Tier 3 - Extreme | Transformer only | 10 | 15 | 2019-10-15 | 659992 | Sus | Y | EquipmentFailureInvolved¦Overhead¦CrossarmWood¦Broken
19-0120576 | Equipment Failure/Involved | Overhead | Transformer | Failed/Faulted | 2019 | Tier 3 - Extreme | Transformer only | 11 | 3 | 2019-11-03 | 698833 | Sus | Y | EquipmentFailureInvolved¦Overhead¦Transformer¦FailedFaulted
19-0128664 | Unknown Cause | Patrol - found nothing |  |  | 2019 | Tier 2 - Elevated | Distribution Circuit | 11 | 25 | 2019-11-25 | 714963 | Sus | Y | UnknownCause¦Patrolfoundnothing¦¦
19-0130203 | Unknown Cause | Patrol - not conducted |  |  | 2019 | Tier 2 - Elevated | Distribution Circuit | 11 | 27 | 2019-11-27 | 720437 | Sus | Y | UnknownCause¦Patrolnotconducted¦¦
19-0130796 | Equipment Failure/Involved | Overhead | Conductor, Overhead | Broken, wire on ground | 2019 | Tier 3 - Extreme | Distribution Circuit | 11 | 26 | 2019-11-26 | 722717 | Sus | Y | EquipmentFailureInvolved¦Overhead¦ConductorOverhead¦Brokenwireonground
19-0130851 | Vegetation | Tree - fell into line | Conductor, Overhead | Broken, wire on ground | 2019 | Tier 2 - Elevated | Distribution Circuit | 11 | 26 | 2019-11-26 | 722872 | Sus | Y | Vegetation¦Treefellintoline¦ConductorOverhead¦Brokenwireonground
19-0131344 | Unknown Cause | Patrol - not conducted |  |  | 2019 | Tier 2 - Elevated | Distribution Circuit | 11 | 29 | 2019-11-29 | 723931 | Sus | Y | UnknownCause¦Patrolnotconducted¦¦
19-0137429 | Vegetation | Tree - fell into line | Conductor, Overhead | Normal | 2019 | Tier 2 - Elevated | Distribution Circuit | 12 | 21 | 2019-12-21 | 747656 | Sus | N | Vegetation¦Treefellintoline¦ConductorOverhead¦Normal
19-0137694 | Vegetation | Tree - fell into line | Conductor, Overhead | Broken, wire on ground | 2019 | Tier 2 - Elevated | Distribution Circuit | 12 | 22 | 2019-12-22 | 749081 | Sus | N | Vegetation¦Treefellintoline¦ConductorOverhead¦Brokenwireonground
20-0009939 | Vegetation | Tree - fell into line | Conductor, Overhead | Broken, wire on ground | 2020 | Tier 2 - Elevated | Distribution Circuit | 1 | 16 | 2020-01-16 | 762073 | Sus | N | Vegetation¦Treefellintoline¦ConductorOverhead¦Brokenwireonground
20-0010584 | Equipment Failure/Involved | Overhead | Transformer (OH) | Broken | 2020 | Tier 2 - Elevated | Distribution Circuit | 1 | 17 | 2020-01-17 | 764763 | Sus | N | EquipmentFailureInvolved¦Overhead¦Transformer(OH)¦Broken
20-0010619 | Unknown Cause | Patrol - found nothing |  |  | 2020 | Tier 2 - Elevated | Distribution Circuit | 1 | 16 | 2020-01-16 | 764798 | Sus | N | UnknownCause¦Patrolfoundnothing¦¦
20-0018770 | Equipment Failure/Involved | Overhead | Transformer | Failed/Faulted | 2020 | Tier 2 - Elevated | Transformer only | 2 | 7 | 2020-02-07 | 780442 | Sus | N | EquipmentFailureInvolved¦Overhead¦Transformer¦FailedFaulted
20-0018940 | Equipment Failure/Involved | Overhead | Transformer | Arcing | 2020 | Tier 3 - Extreme | Transformer only | 2 | 9 | 2020-02-09 | 780998 | Sus | N | EquipmentFailureInvolved¦Overhead¦Transformer¦Arcing
20-0019210 | Vegetation | Tree - branch fell on line | Secondary | Broken, wire on ground | 2020 | Tier 3 - Extreme | Transformer only | 2 | 9 | 2020-02-09 | 783441 | Sus | N | Vegetation¦Treebranchfellonline¦Secondary¦Brokenwireonground
20-0019543 | Unknown Cause | Patrol - found nothing |  |  | 2020 | Tier 2 - Elevated | Distribution Circuit | 2 | 9 | 2020-02-09 | 785969 | Sus | N | UnknownCause¦Patrolfoundnothing¦¦
20-0022550 | Equipment Failure/Involved | Overhead | Connector or Splice (OH) | Broken, wire on ground | 2020 | Tier 2 - Elevated | Distribution Circuit | 2 | 15 | 2020-02-15 | 791597 | Sus | N | EquipmentFailureInvolved¦Overhead¦ConnectororSplice(OH)¦Brokenwireonground
20-0032239 | Unknown Cause | Patrol - found nothing |  |  | 2020 | Tier 3 - Extreme | Distribution Circuit | 3 | 15 | 2020-03-15 | 852021 | Sus | N | UnknownCause¦Patrolfoundnothing¦¦
20-0033034 | Equipment Failure/Involved | Overhead | Conductor, Overhead | Broken, wire on ground | 2020 | Tier 2 - Elevated | Distribution Circuit | 3 | 16 | 2020-03-16 | 855010 | Sus | N | EquipmentFailureInvolved¦Overhead¦ConductorOverhead¦Brokenwireonground
20-0033084 | Equipment Failure/Involved | Overhead | Connector or Splice (OH) | Broken | 2020 | Tier 3 - Extreme | Distribution Circuit | 3 | 16 | 2020-03-16 | 856059 | Sus | N | EquipmentFailureInvolved¦Overhead¦ConnectororSplice(OH)¦Broken
20-0033421 | Unknown Cause | Patrol - found nothing |  |  | 2020 | Tier 3 - Extreme | Distribution Circuit | 3 | 17 | 2020-03-17 | 856576 | Sus | N | UnknownCause¦Patrolfoundnothing¦¦
20-0040717 | Equipment Failure/Involved | Overhead | Transformer | Failed/Faulted | 2020 | Tier 2 - Elevated | Transformer only | 4 | 13 | 2020-04-13 | 894329 | Sus | N | EquipmentFailureInvolved¦Overhead¦Transformer¦FailedFaulted
20-0043801 | Equipment Failure/Involved | Overhead | Transformer (OH) | Failed/Faulted | 2020 | Tier 3 - Extreme | Transformer only | 4 | 22 | 2020-04-22 | 899478 | Sus | N | EquipmentFailureInvolved¦Overhead¦Transformer(OH)¦FailedFaulted
20-0048721 | Equipment Failure/Involved | Overhead | Connector or Splice (OH) | Broken, wire on ground | 2020 | Tier 2 - Elevated | Distribution Circuit | 5 | 9 | 2020-05-09 | 910001 | Sus | Y | EquipmentFailureInvolved¦Overhead¦ConnectororSplice(OH)¦Brokenwireonground
20-0051536 | Unknown Cause | Patrol - found nothing |  |  | 2020 | Tier 2 - Elevated | Distribution Circuit | 5 | 18 | 2020-05-18 | 917073 | Sus | Y | UnknownCause¦Patrolfoundnothing¦¦
20-0051674 | Unknown Cause | Patrol - found nothing |  |  | 2020 | Tier 2 - Elevated | Distribution Circuit | 5 | 19 | 2020-05-19 | 917308 | Sus | Y | UnknownCause¦Patrolfoundnothing¦¦
20-0053570 | Unknown Cause | Patrol - found nothing |  |  | 2020 | Tier 2 - Elevated | Distribution Circuit | 5 | 22 | 2020-05-22 | 920092 | Sus | Y | UnknownCause¦Patrolfoundnothing¦¦
20-0056841 | Unknown Cause | Patrol - found nothing |  |  | 2020 | Tier 2 - Elevated | Distribution Circuit | 6 | 3 | 2020-06-03 | 929016 | Sus | Y | UnknownCause¦Patrolfoundnothing¦¦
20-0058516 | 3rd Party | Vehicle | Pole-Wood | Broken, wire on ground | 2020 | Tier 2 - Elevated | Distribution Circuit | 6 | 6 | 2020-06-06 | 933196 | Sus | Y | 3rdParty¦Vehicle¦PoleWood¦Brokenwireonground
20-0063841 | Vegetation | Tree - branch fell on line | Fuse | Failed/Faulted | 2020 | Tier 3 - Extreme | Distribution Circuit | 6 | 23 | 2020-06-23 | 944868 | Sus | Y | Vegetation¦Treebranchfellonline¦Fuse¦FailedFaulted
20-0065859 | Vegetation | Tree - fell into line | Conductor, Overhead | Broken, wire on ground | 2020 | Tier 2 - Elevated | Distribution Circuit | 6 | 28 | 2020-06-28 | 949432 | Sus | Y | Vegetation¦Treefellintoline¦ConductorOverhead¦Brokenwireonground
20-0073667 | Wildfire Mitigation | CWSP - Vegetation Removal | Conductor, Overhead | Normal | 2020 | Tier 2 - Elevated | Distribution Circuit | 8 | 25 | 2020-08-25 | 1029169 | Sus | Y | WildfireMitigation¦CWSPVegetationRemoval¦ConductorOverhead¦Normal
20-0077122 | Equipment Failure/Involved | Overhead | Cutout, fuse holder | Broken | 2020 | Tier 2 - Elevated | Transformer only | 7 | 28 | 2020-07-28 | 973921 | Sus | Y | EquipmentFailureInvolved¦Overhead¦Cutoutfuseholder¦Broken
20-0079048 | Unknown Cause | Patrol - found nothing |  |  | 2020 | Tier 3 - Extreme | Transformer only | 8 | 3 | 2020-08-03 | 977650 | Sus | Y | UnknownCause¦Patrolfoundnothing¦¦
20-0084217 | Vegetation | Tree - branch fell on line | Conductor, Overhead | Normal | 2020 | Tier 2 - Elevated | Distribution Circuit | 8 | 15 | 2020-08-15 | 1004933 | Sus | Y | Vegetation¦Treebranchfellonline¦ConductorOverhead¦Normal
20-0085007 | Equipment Failure/Involved | Overhead | Crossarm, Wood | Broken, wire on ground | 2020 | Tier 3 - Extreme | Distribution Circuit | 8 | 16 | 2020-08-16 | 1012937 | Sus | Y | EquipmentFailureInvolved¦Overhead¦CrossarmWood¦Brokenwireonground
20-0086125 | Vegetation | Tree - branch fell on line | Conductor, Overhead | Normal | 2020 | Tier 3 - Extreme | Distribution Circuit | 8 | 17 | 2020-08-17 | 1017133 | Sus | Y | Vegetation¦Treebranchfellonline¦ConductorOverhead¦Normal
20-0087064 | Environmental/External | Lightning | Transformer (OH) | Failed/Faulted | 2020 | Tier 3 - Extreme | Distribution Circuit | 8 | 18 | 2020-08-18 | 1021123 | Sus | Y | EnvironmentalExternal¦Lightning¦Transformer(OH)¦FailedFaulted
20-0088084 | Vegetation | Tree - branch fell on line | Conductor, Overhead | Broken, wire on ground | 2020 | Tier 2 - Elevated | Distribution Circuit | 8 | 20 | 2020-08-20 | 1025678 | Sus | Y | Vegetation¦Treebranchfellonline¦ConductorOverhead¦Brokenwireonground
20-0091457 | Environmental/External | Fire, Forest/Grass | Conductor, Overhead | Normal | 2020 | Tier 3 - Extreme | Distribution Circuit | 8 | 19 | 2020-08-19 | 1041133 | Sus | Y | EnvironmentalExternal¦FireForestGrass¦ConductorOverhead¦Normal
20-0093486 | Vegetation | Tree - grew into line | Conductor, Overhead | Normal | 2020 | Tier 2 - Elevated | Distribution Circuit | 9 | 4 | 2020-09-04 | 1054449 | Sus | Y | Vegetation¦Treegrewintoline¦ConductorOverhead¦Normal
20-0101825 | Animal | Squirrel | Pothead(Riser Termination) | Broken | 2020 | Tier 2 - Elevated | Distribution Circuit | 9 | 26 | 2020-09-26 | 1093730 | Sus | Y | Animal¦Squirrel¦Pothead(RiserTermination)¦Broken
20-0107064 | Equipment Failure/Involved | Overhead | Fuse | Broken | 2020 | Tier 2 - Elevated | Transformer only | 10 | 9 | 2020-10-09 | 1114348 | Sus | Y | EquipmentFailureInvolved¦Overhead¦Fuse¦Broken
20-0109983 | 3rd Party | Tree - cutting, 3rd party | Conductor, Overhead | Broken, wire on ground | 2020 | Tier 2 - Elevated | Distribution Circuit | 10 | 17 | 2020-10-17 | 1119941 | Sus | Y | 3rdParty¦Treecutting3rdparty¦ConductorOverhead¦Brokenwireonground
20-0112490 | Equipment Failure/Involved | Overhead | Crossarm, Wood | Deteriorated | 2020 | Tier 2 - Elevated | Distribution Circuit | 10 | 23 | 2020-10-23 | 1124241 | Sus | Y | EquipmentFailureInvolved¦Overhead¦CrossarmWood¦Deteriorated
20-0114646 | Unknown Cause | Patrol - found nothing |  |  | 2020 | Tier 2 - Elevated | Distribution Circuit | 10 | 29 | 2020-10-29 | 1131271 | Sus | Y | UnknownCause¦Patrolfoundnothing¦¦
20-0115648 | Animal | Squirrel | Conductor, Overhead | Normal | 2020 | Tier 3 - Extreme | Distribution Circuit | 10 | 31 | 2020-10-31 | 1132824 | Sus | Y | Animal¦Squirrel¦ConductorOverhead¦Normal
20-0118100 | Vegetation | Tree - bark fell into line | Conductor, Overhead | Normal | 2020 | Tier 3 - Extreme | Distribution Circuit | 11 | 6 | 2020-11-06 | 1138005 | Sus | Y | Vegetation¦Treebarkfellintoline¦ConductorOverhead¦Normal
20-0125650 | Unknown Cause | Patrol - found nothing |  |  | 2020 | Tier 2 - Elevated | Distribution Circuit | 11 | 28 | 2020-11-28 | 1155677 | Sus | Y | UnknownCause¦Patrolfoundnothing¦¦
20-0128488 | Vegetation | Tree - fell into line | Conductor, Overhead | Broken, wire on ground | 2020 | Tier 3 - Extreme | Distribution Circuit | 12 | 7 | 2020-12-07 | 1168429 | Sus | N | Vegetation¦Treefellintoline¦ConductorOverhead¦Brokenwireonground
20-0129785 | Equipment Failure/Involved | Overhead | Secondary | Arcing | 2020 | Tier 2 - Elevated | Transformer only | 12 | 11 | 2020-12-11 | 1179911 | Sus | N | EquipmentFailureInvolved¦Overhead¦Secondary¦Arcing
21-0006911 | Unknown Cause | Patrol - not conducted |  |  | 2021 | Tier 2 - Elevated | Distribution Circuit | 1 | 9 | 2021-01-09 | 1207391 | Sus | N | UnknownCause¦Patrolnotconducted¦¦
21-0011034 | Vegetation | Tree - fell into line | Conductor, Overhead | Broken, wire on ground | 2021 | Tier 3 - Extreme | Distribution Circuit | 1 | 19 | 2021-01-19 | 1217739 | Sus | N | Vegetation¦Treefellintoline¦ConductorOverhead¦Brokenwireonground
21-0011705 | Vegetation | Tree - fell into line | Conductor, Overhead | Broken, wire on ground | 2021 | Tier 3 - Extreme | Distribution Circuit | 1 | 18 | 2021-01-18 | 1219159 | Sus | N | Vegetation¦Treefellintoline¦ConductorOverhead¦Brokenwireonground
21-0012654 | Vegetation | Tree - fell into line | Transformer (OH) | Normal | 2021 | Tier 3 - Extreme | Distribution Circuit | 1 | 22 | 2021-01-22 | 1220843 | Sus | N | Vegetation¦Treefellintoline¦Transformer(OH)¦Normal
21-0013827 | Vegetation | Tree - fell into line | Conductor, Overhead | Normal | 2021 | Tier 3 - Extreme | Distribution Circuit | 1 | 25 | 2021-01-25 | 1223161 | Sus | N | Vegetation¦Treefellintoline¦ConductorOverhead¦Normal
21-0021018 | Vegetation | Tree - branch fell on line | Conductor, Overhead | Normal | 2021 | Tier 2 - Elevated | Distribution Circuit | 2 | 2 | 2021-02-02 | 1246071 | Sus | N | Vegetation¦Treebranchfellonline¦ConductorOverhead¦Normal
21-0024262 | Animal | Bird found | Conductor, Overhead | Normal | 2021 | Tier 2 - Elevated | Distribution Circuit | 2 | 10 | 2021-02-10 | 1252625 | Sus | N | Animal¦Birdfound¦ConductorOverhead¦Normal
21-0034248 | Vegetation | Tree - branch fell on line | Conductor, Overhead | Broken, wire on ground | 2021 | Tier 2 - Elevated | Distribution Circuit | 3 | 9 | 2021-03-09 | 1276516 | Sus | N | Vegetation¦Treebranchfellonline¦ConductorOverhead¦Brokenwireonground
21-0034248 | Vegetation | Tree - branch fell on line | Conductor, Overhead | Broken, wire on ground | 2021 | Tier 2 - Elevated | Distribution Circuit | 3 | 9 | 2021-03-09 | 1276516 | Sus | N | Vegetation¦Treebranchfellonline¦ConductorOverhead¦Brokenwireonground
21-0034873 | Unknown Cause | Patrol - found nothing |  |  | 2021 | Tier 2 - Elevated | Distribution Circuit | 3 | 10 | 2021-03-10 | 1277524 | Sus | N | UnknownCause¦Patrolfoundnothing¦¦
21-0040198 | Vegetation | Tree - branch fell on line | Conductor, Overhead | Normal | 2021 | Tier 3 - Extreme | Distribution Circuit | 3 | 23 | 2021-03-23 | 1294865 | Sus | N | Vegetation¦Treebranchfellonline¦ConductorOverhead¦Normal
21-0043955 | Equipment Failure/Involved | Overhead | Jumper | Burned Open | 2021 | Tier 2 - Elevated | Distribution Circuit | 4 | 1 | 2021-04-01 | 1305345 | Sus | N | EquipmentFailureInvolved¦Overhead¦Jumper¦BurnedOpen
21-0051275 | Animal | Bird found | Transformer (OH) | Normal | 2021 | Tier 3 - Extreme | Distribution Circuit | 4 | 21 | 2021-04-21 | 1326149 | Sus | N | Animal¦Birdfound¦Transformer(OH)¦Normal
21-0052642 | Vegetation | Tree - fell into line | Transformer (OH) | Normal | 2021 | Tier 2 - Elevated | Transformer only | 4 | 23 | 2021-04-23 | 1331075 | Sus | N | Vegetation¦Treefellintoline¦Transformer(OH)¦Normal
21-0055944 | Vegetation | Tree - bark fell into line | Conductor, Overhead | Normal | 2021 | Tier 2 - Elevated | Distribution Circuit | 5 | 2 | 2021-05-02 | 1339389 | Sus | Y | Vegetation¦Treebarkfellintoline¦ConductorOverhead¦Normal
21-0058977 | Unknown Cause | Patrol - found nothing |  |  | 2021 | Tier 2 - Elevated | Distribution Circuit | 5 | 9 | 2021-05-09 | 1344290 | Sus | Y | UnknownCause¦Patrolfoundnothing¦¦
21-0068334 | Equipment Failure/Involved | Overhead | Transformer (OH) | Failed/Faulted | 2021 | Tier 2 - Elevated | Transformer only | 6 | 1 | 2021-06-01 | 1363109 | Sus | Y | EquipmentFailureInvolved¦Overhead¦Transformer(OH)¦FailedFaulted
21-0072834 | Equipment Failure/Involved | Overhead | Transformer (OH) | Failed/Faulted | 2021 | Tier 2 - Elevated | Transformer only | 6 | 10 | 2021-06-10 | 1370270 | Sus | Y | EquipmentFailureInvolved¦Overhead¦Transformer(OH)¦FailedFaulted
21-0073332 | Vegetation | Tree - branch fell on line | Conductor, Overhead | Broken, wire on ground | 2021 | Tier 2 - Elevated | Distribution Circuit | 6 | 11 | 2021-06-11 | 1371077 | Sus | Y | Vegetation¦Treebranchfellonline¦ConductorOverhead¦Brokenwireonground
21-0074632 | Unknown Cause | Patrol - found nothing |  |  | 2021 | Tier 2 - Elevated | Distribution Circuit | 6 | 15 | 2021-06-15 | 1374489 | Sus | Y | UnknownCause¦Patrolfoundnothing¦¦
21-0076831 | Vegetation | Tree - fell into line | Service conductor | Normal | 2021 | Tier 2 - Elevated | Transformer only | 6 | 20 | 2021-06-20 | 1380579 | Sus | Y | Vegetation¦Treefellintoline¦Serviceconductor¦Normal
21-0078266 | Vegetation | Tree - fell into line | Conductor, Overhead | Broken, wire on ground | 2021 | Tier 3 - Extreme | Distribution Circuit | 6 | 23 | 2021-06-23 | 1383148 | Sus | Y | Vegetation¦Treefellintoline¦ConductorOverhead¦Brokenwireonground
21-0080217 | Equipment Failure/Involved | Overhead | Crossarm, Wood | Broken | 2021 | Tier 3 - Extreme | Distribution Circuit | 6 | 26 | 2021-06-26 | 1385186 | Sus | Y | EquipmentFailureInvolved¦Overhead¦CrossarmWood¦Broken
21-0081192 | Equipment Failure/Involved | Overhead | Transformer | Failed/Faulted | 2021 | Tier 3 - Extreme | Transformer only | 6 | 28 | 2021-06-28 | 1387519 | Sus | Y | EquipmentFailureInvolved¦Overhead¦Transformer¦FailedFaulted
21-0085302 | Vegetation | Tree - branch fell on line | Transformer (OH) | Normal | 2021 | Tier 3 - Extreme | Transformer only | 7 | 6 | 2021-07-06 | 1392906 | Sus | Y | Vegetation¦Treebranchfellonline¦Transformer(OH)¦Normal
21-0085614 | Vegetation | Tree - fell into line | Conductor, Overhead | Together | 2021 | Tier 3 - Extreme | Distribution Circuit | 7 | 6 | 2021-07-06 | 1393157 | Sus | Y | Vegetation¦Treefellintoline¦ConductorOverhead¦Together
21-0087753 | Equipment Failure/Involved | Electrical Overload | Conductor, Overhead | Normal | 2021 | Tier 2 - Elevated | Distribution Circuit | 7 | 11 | 2021-07-11 | 1399604 | Sus | Y | EquipmentFailureInvolved¦ElectricalOverload¦ConductorOverhead¦Normal
21-0089128 | Equipment Failure/Involved | Overhead | Cutout, fuse holder | Broken | 2021 | Tier 2 - Elevated | Transformer only | 7 | 13 | 2021-07-13 | 1403605 | Sus | Y | EquipmentFailureInvolved¦Overhead¦Cutoutfuseholder¦Broken
21-0091268 | Unknown Cause | Patrol - not conducted |  |  | 2021 | Tier 2 - Elevated | Distribution Circuit | 7 | 17 | 2021-07-17 | 1406940 | Sus | Y | UnknownCause¦Patrolnotconducted¦¦
21-0093183 | 3rd Party | Vehicle | Conductor, Overhead | Broken, wire on ground | 2021 | Tier 3 - Extreme | Distribution Circuit | 7 | 21 | 2021-07-21 | 1410653 | Sus | Y | 3rdParty¦Vehicle¦ConductorOverhead¦Brokenwireonground
21-0096534 | Unknown Cause | Patrol - found nothing |  |  | 2021 | Tier 3 - Extreme | Distribution Circuit | 7 | 29 | 2021-07-29 | 1418041 | Sus | Y | UnknownCause¦Patrolfoundnothing¦¦
21-0099615 | Equipment Failure/Involved | Overhead | Pole-Wood | Broken | 2021 | Tier 2 - Elevated | Transformer only | 8 | 4 | 2021-08-04 | 1433628 | Sus | Y | EquipmentFailureInvolved¦Overhead¦PoleWood¦Broken
21-0099708 | Company Initiated | Construction Activity/equip, company | Crossarm, Wood | Broken | 2021 | Tier 2 - Elevated | Transformer only | 8 | 4 | 2021-08-04 | 1433728 | Sus | Y | CompanyInitiated¦ConstructionActivityequipcompany¦CrossarmWood¦Broken
21-0105679 | Equipment Failure/Involved | Overhead | Connector or Splice (OH) | Broken | 2021 | Tier 3 - Extreme | Transformer only | 8 | 17 | 2021-08-17 | 1444899 | Sus | Y | EquipmentFailureInvolved¦Overhead¦ConnectororSplice(OH)¦Broken
21-0105853 | Wildfire Mitigation | Public Safety Power Shut-off | Conductor, Overhead | Normal | 2021 | Tier 2 - Elevated | Distribution Circuit | 8 | 17 | 2021-08-17 | 1445914 | Sus | Y | WildfireMitigation¦PublicSafetyPowerShutoff¦ConductorOverhead¦Normal
21-0106949 | Unknown Cause | Patrol - found nothing |  |  | 2021 | Tier 2 - Elevated | Distribution Circuit | 8 | 19 | 2021-08-19 | 1447339 | Sus | Y | UnknownCause¦Patrolfoundnothing¦¦
21-0121326 | Unknown Cause | Patrol - found nothing |  |  | 2021 | Tier 3 - Extreme | Distribution Circuit | 9 | 23 | 2021-09-23 | 1478415 | Sus | Y | UnknownCause¦Patrolfoundnothing¦¦
21-0122771 | Equipment Failure/Involved | Overhead | Transformer (OH) | Broken | 2021 | Tier 2 - Elevated | Transformer only | 9 | 27 | 2021-09-27 | 1481603 | Sus | Y | EquipmentFailureInvolved¦Overhead¦Transformer(OH)¦Broken
21-0128137 | Wildfire Mitigation | Public Safety Power Shut-off | Conductor, Overhead | Normal | 2021 | Tier 3 - Extreme | Distribution Circuit | 10 | 11 | 2021-10-11 | 1494978 | Sus | Y | WildfireMitigation¦PublicSafetyPowerShutoff¦ConductorOverhead¦Normal
21-0135353 | Unknown Cause | Patrol - found nothing |  |  | 2021 | Tier 2 - Elevated | Distribution Circuit | 10 | 22 | 2021-10-22 | 1506396 | Sus | Y | UnknownCause¦Patrolfoundnothing¦¦
21-0135646 | Vegetation | Tree - fell into line | Conductor, Overhead | Broken, wire on ground | 2021 | Tier 2 - Elevated | Distribution Circuit | 10 | 24 | 2021-10-24 | 1507973 | Sus | Y | Vegetation¦Treefellintoline¦ConductorOverhead¦Brokenwireonground
21-0136075 | Vegetation | Tree - fell into line | Conductor, Overhead | Broken, wire on ground | 2021 | Tier 3 - Extreme | Distribution Circuit | 10 | 24 | 2021-10-24 | 1511103 | Sus | Y | Vegetation¦Treefellintoline¦ConductorOverhead¦Brokenwireonground
21-0136169 | Vegetation | Tree - fell into line | Pole-Wood | Broken, wire on ground | 2021 | Tier 2 - Elevated | Distribution Circuit | 10 | 24 | 2021-10-24 | 1510094 | Sus | Y | Vegetation¦Treefellintoline¦PoleWood¦Brokenwireonground
21-0136220 | Vegetation | Tree - fell into line | Conductor, Overhead | Normal | 2021 | Tier 2 - Elevated | Distribution Circuit | 10 | 24 | 2021-10-24 | 1511839 | Sus | Y | Vegetation¦Treefellintoline¦ConductorOverhead¦Normal
21-0136627 | Vegetation | Tree - branch fell on line | Conductor, Overhead | Together | 2021 | Tier 3 - Extreme | Distribution Circuit | 10 | 24 | 2021-10-24 | 1515402 | Sus | Y | Vegetation¦Treebranchfellonline¦ConductorOverhead¦Together
21-0153808 | Equipment Failure/Involved | Electrical Overload | Lightning Arrestor | Broken | 2021 | Tier 3 - Extreme | Distribution Circuit | 12 | 1 | 2021-12-01 | 1557357 | Sus | N | EquipmentFailureInvolved¦ElectricalOverload¦LightningArrestor¦Broken
21-0154423 | Unknown Cause | Patrol - found nothing |  |  | 2021 | Tier 2 - Elevated | Distribution Circuit | 12 | 3 | 2021-12-03 | 1558336 | Sus | N | UnknownCause¦Patrolfoundnothing¦¦
21-0160615 | Equipment Failure/Involved | Overhead | Conductor, Overhead | Broken, wire on ground | 2021 | Tier 3 - Extreme | Distribution Circuit | 12 | 25 | 2021-12-25 | 1581615 | Sus | N | EquipmentFailureInvolved¦Overhead¦ConductorOverhead¦Brokenwireonground
21-0161754 | Vegetation | Tree - fell into line | Conductor, Overhead | Together | 2021 | Tier 2 - Elevated | Distribution Circuit | 12 | 27 | 2021-12-27 | 1584330 | Sus | N | Vegetation¦Treefellintoline¦ConductorOverhead¦Together
22-0007117 | Equipment Failure/Involved | Underground | Secondary | Broken | 2022 | Tier 2 - Elevated | Transformer only | 1 | 6 | 2022-01-06 | 1596819 | Sus | N | EquipmentFailureInvolved¦Underground¦Secondary¦Broken
22-0007566 | Equipment Failure/Involved | Overhead | Cutout, fuse holder | Broken | 2022 | Tier 2 - Elevated | Distribution Circuit | 1 | 8 | 2022-01-08 | 1598080 | Sus | N | EquipmentFailureInvolved¦Overhead¦Cutoutfuseholder¦Broken
22-0012908 | Unknown Cause | Patrol - not conducted |  |  | 2022 | Tier 2 - Elevated | Distribution Circuit | 1 | 21 | 2022-01-21 | 1608034 | Sus | N | UnknownCause¦Patrolnotconducted¦¦
22-0013084 | Equipment Failure/Involved | Overhead | Jumper | Burned Open | 2022 | Tier 3 - Extreme | Distribution Circuit | 1 | 22 | 2022-01-22 | 1609399 | Sus | N | EquipmentFailureInvolved¦Overhead¦Jumper¦BurnedOpen
22-0027772 | Vegetation | Tree - grew into line | Transformer (OH) | Normal | 2022 | Tier 3 - Extreme | Transformer only | 2 | 28 | 2022-02-28 | 1639467 | Sus | N | Vegetation¦Treegrewintoline¦Transformer(OH)¦Normal
22-0034475 | Company Initiated | Construction Activity/equip, company | Transformer | Normal | 2022 | Tier 2 - Elevated | Transformer only | 3 | 16 | 2022-03-16 | 1649605 | Sus | N | CompanyInitiated¦ConstructionActivityequipcompany¦Transformer¦Normal
22-0042117 | Equipment Failure/Involved | Overhead | Woodpin | Broken | 2022 | Tier 2 - Elevated | Distribution Circuit | 4 | 3 | 2022-04-03 | 1661930 | Sus | N | EquipmentFailureInvolved¦Overhead¦Woodpin¦Broken
22-0043132 | Vegetation | Tree - branch fell on line | Secondary | Broken | 2022 | Tier 3 - Extreme | Transformer only | 4 | 5 | 2022-04-05 | 1663598 | Sus | N | Vegetation¦Treebranchfellonline¦Secondary¦Broken
22-0045874 | Unknown Cause | Patrol - found nothing |  |  | 2022 | Tier 2 - Elevated | Transformer only | 4 | 11 | 2022-04-11 | 1668945 | Sus | N | UnknownCause¦Patrolfoundnothing¦¦
22-0053636 | Equipment Failure/Involved | Overhead | Fuse | Arcing | 2022 | Tier 2 - Elevated | Distribution Circuit | 4 | 23 | 2022-04-23 | 1679904 | Sus | N | EquipmentFailureInvolved¦Overhead¦Fuse¦Arcing
22-0061292 | Equipment Failure/Involved | Overhead | Transformer (OH) | Failed/Faulted | 2022 | Tier 3 - Extreme | Transformer only | 5 | 12 | 2022-05-12 | 1694546 | Sus | Y | EquipmentFailureInvolved¦Overhead¦Transformer(OH)¦FailedFaulted
22-0070130 | Animal | Bird found | Transformer (OH) | Burned/flashed | 2022 | Tier 2 - Elevated | Distribution Circuit | 6 | 4 | 2022-06-04 | 1718926 | Sus | Y | Animal¦Birdfound¦Transformer(OH)¦Burnedflashed
22-0072318 | Unknown Cause | Patrol - not conducted |  |  | 2022 | Tier 3 - Extreme | Transformer only | 6 | 9 | 2022-06-09 | 1726569 | Sus | Y | UnknownCause¦Patrolnotconducted¦¦
22-0072474 | Equipment Failure/Involved | Overhead | Pole-Wood | Deteriorated | 2022 | Tier 2 - Elevated | Distribution Circuit | 6 | 9 | 2022-06-09 | 1726865 | Sus | Y | EquipmentFailureInvolved¦Overhead¦PoleWood¦Deteriorated
22-0072892 | Animal | Bird found | Recloser | Normal | 2022 | Tier 2 - Elevated | Distribution Circuit | 6 | 10 | 2022-06-10 | 1727409 | Sus | Y | Animal¦Birdfound¦Recloser¦Normal
22-0074057 | Company Initiated | Contact with High Voltage, company | Conductor, Overhead | Normal | 2022 | Tier 3 - Extreme | Distribution Circuit | 6 | 14 | 2022-06-14 | 1731112 | Sus | Y | CompanyInitiated¦ContactwithHighVoltagecompany¦ConductorOverhead¦Normal
22-0080516 | Animal | Bird found | Conductor, Overhead | Normal | 2022 | Tier 3 - Extreme | Distribution Circuit | 6 | 30 | 2022-06-30 | 1746345 | Sus | Y | Animal¦Birdfound¦ConductorOverhead¦Normal
22-0088954 | Unknown Cause | Patrol - found nothing |  |  | 2022 | Tier 2 - Elevated | Distribution Circuit | 7 | 23 | 2022-07-23 | 1763842 | Sus | Y | UnknownCause¦Patrolfoundnothing¦¦
22-0090154 | Equipment Failure/Involved | Overhead | Transformer (OH) | Failed/Faulted | 2022 | Tier 2 - Elevated | Transformer only | 7 | 27 | 2022-07-27 | 1766349 | Sus | Y | EquipmentFailureInvolved¦Overhead¦Transformer(OH)¦FailedFaulted
22-0090441 | 3rd Party | Fire, house or bldg. | Conductor, Overhead | Normal | 2022 | Tier 2 - Elevated | Distribution Circuit | 7 | 27 | 2022-07-27 | 1766753 | Sus | Y | 3rdParty¦Firehouseorbldg¦ConductorOverhead¦Normal
22-0092776 | Equipment Failure/Involved | Overhead | Secondary | Broken | 2022 | Tier 3 - Extreme | Transformer only | 8 | 2 | 2022-08-02 | 1771219 | Sus | Y | EquipmentFailureInvolved¦Overhead¦Secondary¦Broken
22-0097555 | Animal | Squirrel | Transformer | Normal | 2022 | Tier 2 - Elevated | Transformer only | 8 | 15 | 2022-08-15 | 1781222 | Sus | Y | Animal¦Squirrel¦Transformer¦Normal
22-0097774 | Unknown Cause | Patrol - found nothing |  |  | 2022 | Tier 3 - Extreme | Distribution Circuit | 8 | 15 | 2022-08-15 | 1781592 | Sus | Y | UnknownCause¦Patrolfoundnothing¦¦
22-0097904 | Unknown Cause | Patrol - found nothing |  |  | 2022 | Tier 2 - Elevated | Distribution Circuit | 8 | 16 | 2022-08-16 | 1781975 | Sus | Y | UnknownCause¦Patrolfoundnothing¦¦
22-0105006 | 3rd Party | Other | Insulator | Normal | 2022 | Tier 2 - Elevated | Distribution Circuit | 9 | 2 | 2022-09-02 | 1797405 | Sus | Y | 3rdParty¦Other¦Insulator¦Normal
22-0118620 | Unknown Cause | Patrol - found nothing |  |  | 2022 | Tier 2 - Elevated | Transformer only | 10 | 6 | 2022-10-06 | 1830215 | Sus | Y | UnknownCause¦Patrolfoundnothing¦¦
22-0126401 | Vegetation | Tree - branch fell on line | Conductor, Overhead | Broken, wire on ground | 2022 | Tier 2 - Elevated | Distribution Circuit | 11 | 1 | 2022-11-01 | 1849621 | Sus | Y | Vegetation¦Treebranchfellonline¦ConductorOverhead¦Brokenwireonground
22-0129755 | Vegetation | Tree - fell into line | Conductor, Overhead | Normal | 2022 | Tier 3 - Extreme | Distribution Circuit | 11 | 9 | 2022-11-09 | 1859386 | Sus | Y | Vegetation¦Treefellintoline¦ConductorOverhead¦Normal
22-0130324 | Equipment Failure/Involved | Overhead | Insulator | Broken | 2022 | Tier 3 - Extreme | Distribution Circuit | 11 | 9 | 2022-11-09 | 1858325 | Sus | Y | EquipmentFailureInvolved¦Overhead¦Insulator¦Broken
22-0133786 | Animal | Squirrel | Conductor, Overhead | Normal | 2022 | Tier 2 - Elevated | Distribution Circuit | 11 | 23 | 2022-11-23 | 1868266 | Sus | Y | Animal¦Squirrel¦ConductorOverhead¦Normal
22-0137062 | Equipment Failure/Involved | Overhead | Jumper | Broken | 2022 | Tier 3 - Extreme | Distribution Circuit | 12 | 6 | 2022-12-06 | 1877333 | Sus | N | EquipmentFailureInvolved¦Overhead¦Jumper¦Broken
22-0141187 | Unknown Cause | Patrol - found nothing |  |  | 2022 | Tier 3 - Extreme | Distribution Circuit | 12 | 24 | 2022-12-24 | 1896886 | Sus | N | UnknownCause¦Patrolfoundnothing¦¦
22-0141511 | Unknown Cause | Patrol - found nothing |  |  | 2022 | Tier 2 - Elevated | Distribution Circuit | 12 | 27 | 2022-12-27 | 1898438 | Sus | N | UnknownCause¦Patrolfoundnothing¦¦
22-0141536 | Vegetation | Tree - fell into line | Conductor, Overhead | Broken, wire on ground | 2022 | Tier 2 - Elevated | Distribution Circuit | 12 | 27 | 2022-12-27 | 1898194 | Sus | N | Vegetation¦Treefellintoline¦ConductorOverhead¦Brokenwireonground
22-0141585 | Vegetation | Tree - fell into line | Conductor, Overhead | Broken, wire on ground | 2022 | Tier 2 - Elevated | Distribution Circuit | 12 | 27 | 2022-12-27 | 1898682 | Sus | N | Vegetation¦Treefellintoline¦ConductorOverhead¦Brokenwireonground
22-0142661 | Vegetation | Tree - fell into line | Conductor, Overhead | Broken, wire on ground | 2022 | Tier 3 - Extreme | Distribution Circuit | 12 | 31 | 2022-12-31 | 1904492 | Sus | N | Vegetation¦Treefellintoline¦ConductorOverhead¦Brokenwireonground
15-0010433 | Vegetation | Tree - fell into line | Conductor, Overhead | Normal | 2015 | Tier 2 - Elevated | Distribution Circuit | 2 | 6 | 2015-02-06 | 1174355 | Sus | N | Vegetation¦Treefellintoline¦ConductorOverhead¦Normal
15-0011291 | Vegetation | Tree - branch fell on line | Conductor, Overhead | Normal | 2015 | Tier 3 - Extreme | Distribution Circuit | 2 | 7 | 2015-02-07 | 1181469 | Sus | N | Vegetation¦Treebranchfellonline¦ConductorOverhead¦Normal
15-0011651 | Equipment Failure/Involved | Other | Conductor, Overhead | Broken, wire on ground | 2015 | Tier 3 - Extreme | Distribution Circuit | 2 | 8 | 2015-02-08 | 1183040 | Sus | N | EquipmentFailureInvolved¦Other¦ConductorOverhead¦Brokenwireonground
15-0011856 | Vegetation | Tree - branch fell on line | Conductor, Overhead | Broken, wire on ground | 2015 | Tier 2 - Elevated | Distribution Circuit | 2 | 8 | 2015-02-08 | 1185240 | Sus | N | Vegetation¦Treebranchfellonline¦ConductorOverhead¦Brokenwireonground
15-0011878 | Vegetation | Tree - branch fell on line | Conductor, Overhead | Broken, wire on ground | 2015 | Tier 2 - Elevated | Distribution Circuit | 2 | 8 | 2015-02-08 | 1185303 | Sus | N | Vegetation¦Treebranchfellonline¦ConductorOverhead¦Brokenwireonground
15-0016313 | Equipment Failure/Involved | Lightning | Transformer | Malfunctioning | 2015 | Tier 3 - Extreme | Transformer only | 2 | 27 | 2015-02-27 | 1196964 | Sus | N | EquipmentFailureInvolved¦Lightning¦Transformer¦Malfunctioning
15-0032200 | Equipment Failure/Involved | Overhead | Transformer (OH) | Deteriorated | 2015 | Tier 3 - Extreme | Transformer only | 5 | 6 | 2015-05-06 | 1229943 | Sus | Y | EquipmentFailureInvolved¦Overhead¦Transformer(OH)¦Deteriorated
15-0032566 | Unknown Cause | Patrol - found nothing |  | Failed/Faulted | 2015 | Tier 2 - Elevated | Distribution Circuit | 5 | 7 | 2015-05-07 | 1230622 | Sus | Y | UnknownCause¦Patrolfoundnothing¦¦FailedFaulted
15-0032636 | Environmental/External | Lightning | Circuit Breaker | Malfunctioning | 2015 | Tier 2 - Elevated | Substation - Transmission | 5 | 7 | 2015-05-07 | 1230942 | Sus | Y | EnvironmentalExternal¦Lightning¦CircuitBreaker¦Malfunctioning
15-0033037 | Unknown Cause | Patrol - found nothing |  |  | 2015 | Tier 2 - Elevated | Distribution Circuit | 5 | 8 | 2015-05-08 | 1231813 | Sus | Y | UnknownCause¦Patrolfoundnothing¦¦
15-0033204 | Unknown Cause | Patrol - found nothing |  |  | 2015 | Tier 3 - Extreme | Distribution Circuit | 5 | 11 | 2015-05-11 | 1232461 | Sus | Y | UnknownCause¦Patrolfoundnothing¦¦
15-0034610 | Unknown Cause | Patrol - found nothing |  |  | 2015 | Tier 2 - Elevated | Distribution Circuit | 5 | 16 | 2015-05-16 | 1235504 | Sus | Y | UnknownCause¦Patrolfoundnothing¦¦
15-0037418 | Vegetation | Tree - fell into line | Conductor, Overhead | Broken, wire on ground | 2015 | Tier 3 - Extreme | Distribution Circuit | 5 | 30 | 2015-05-30 | 1241409 | Sus | Y | Vegetation¦Treefellintoline¦ConductorOverhead¦Brokenwireonground
15-0038985 | Environmental/External | Lightning |  | Failed/Faulted | 2015 | Tier 3 - Extreme | Transformer only | 6 | 5 | 2015-06-05 | 1244469 | Sus | Y | EnvironmentalExternal¦Lightning¦¦FailedFaulted
15-0040359 | Vegetation | Tree - branch fell on line | Conductor, Overhead | Normal | 2015 | Tier 3 - Extreme | Distribution Circuit | 6 | 11 | 2015-06-11 | 1249193 | Sus | Y | Vegetation¦Treebranchfellonline¦ConductorOverhead¦Normal
15-0040479 | 3rd Party | Vehicle | Fuse | Failed/Faulted | 2015 | Tier 2 - Elevated | Distribution Circuit | 6 | 11 | 2015-06-11 | 1249392 | Sus | Y | 3rdParty¦Vehicle¦Fuse¦FailedFaulted
15-0042365 | Vegetation | Tree - branch fell on line | Conductor, Overhead | Normal | 2015 | Tier 2 - Elevated | Distribution Circuit | 6 | 21 | 2015-06-21 | 1254244 | Sus | Y | Vegetation¦Treebranchfellonline¦ConductorOverhead¦Normal
15-0043769 | Vegetation | Tree - branch fell on line | Conductor, Overhead | Broken, wire on ground | 2015 | Tier 3 - Extreme | Distribution Circuit | 6 | 27 | 2015-06-27 | 1257842 | Sus | Y | Vegetation¦Treebranchfellonline¦ConductorOverhead¦Brokenwireonground
15-0045482 | Unknown Cause | Patrol - found nothing |  |  | 2015 | Tier 2 - Elevated | Distribution Circuit | 7 | 4 | 2015-07-04 | 1262839 | Sus | Y | UnknownCause¦Patrolfoundnothing¦¦
15-0048650 | Equipment Failure/Involved | Overhead | Transformer (OH) | Leaking | 2015 | Tier 2 - Elevated | Distribution Circuit | 7 | 19 | 2015-07-19 | 1272257 | Sus | Y | EquipmentFailureInvolved¦Overhead¦Transformer(OH)¦Leaking
15-0048755 | Vegetation | Tree - fell into line | Conductor, Overhead | Normal | 2015 | Tier 2 - Elevated | Distribution Circuit | 7 | 19 | 2015-07-19 | 1272655 | Sus | Y | Vegetation¦Treefellintoline¦ConductorOverhead¦Normal
15-0050171 | Vegetation | Tree - fell into line | Conductor, Overhead | On Ground | 2015 | Tier 3 - Extreme | Distribution Circuit | 7 | 23 | 2015-07-23 | 1276312 | Sus | Y | Vegetation¦Treefellintoline¦ConductorOverhead¦OnGround
15-0058379 | Unknown Cause | Patrol - found nothing |  |  | 2015 | Tier 3 - Extreme | Transformer only | 8 | 31 | 2015-08-31 | 1297703 | Sus | Y | UnknownCause¦Patrolfoundnothing¦¦
15-0062218 | Animal | Bird found | Fuse | Failed/Faulted | 2015 | Tier 2 - Elevated | Distribution Circuit | 9 | 18 | 2015-09-18 | 1308368 | Sus | Y | Animal¦Birdfound¦Fuse¦FailedFaulted
15-0063447 | Unknown Cause | Patrol - not conducted |  |  | 2015 | Tier 2 - Elevated | Distribution Circuit | 9 | 24 | 2015-09-24 | 1311584 | Sus | Y | UnknownCause¦Patrolnotconducted¦¦
15-0066433 | Equipment Failure/Involved | Overhead | Transformer (OH) | Broken | 2015 | Tier 2 - Elevated | Distribution Circuit | 9 | 29 | 2015-09-29 | 1313902 | Sus | Y | EquipmentFailureInvolved¦Overhead¦Transformer(OH)¦Broken
15-0067918 | Unknown Cause | Patrol - found nothing |  |  | 2015 | Tier 2 - Elevated | Distribution Circuit | 10 | 5 | 2015-10-05 | 1316963 | Sus | Y | UnknownCause¦Patrolfoundnothing¦¦
15-0070372 | Unknown Cause | Patrol - found nothing |  |  | 2015 | Tier 2 - Elevated | Distribution Circuit | 10 | 14 | 2015-10-14 | 1322017 | Sus | Y | UnknownCause¦Patrolfoundnothing¦¦
15-0076841 | Unknown Cause | Patrol - found nothing |  |  | 2015 | Tier 3 - Extreme | Distribution Circuit | 11 | 9 | 2015-11-09 | 1338351 | Sus | Y | UnknownCause¦Patrolfoundnothing¦¦
15-0081798 | Equipment Failure/Involved | Overhead | Secondary | Broken | 2015 | Tier 2 - Elevated | Transformer only | 11 | 30 | 2015-11-30 | 1350804 | Sus | Y | EquipmentFailureInvolved¦Overhead¦Secondary¦Broken
15-0082431 | Vegetation | Tree - branch fell on line | Conductor, Overhead | Normal | 2015 | Tier 2 - Elevated | Distribution Circuit | 12 | 3 | 2015-12-03 | 1352632 | Sus | N | Vegetation¦Treebranchfellonline¦ConductorOverhead¦Normal
15-0082573 | Vegetation | Tree - fell into line | Conductor, Overhead | Broken, wire on ground | 2015 | Tier 2 - Elevated | Distribution Circuit | 12 | 3 | 2015-12-03 | 1353028 | Sus | N | Vegetation¦Treefellintoline¦ConductorOverhead¦Brokenwireonground
15-0082777 | Unknown Cause | Patrol - found nothing |  |  | 2015 | Tier 2 - Elevated | Distribution Circuit | 12 | 4 | 2015-12-04 | 1353643 | Sus | N | UnknownCause¦Patrolfoundnothing¦¦
15-0082963 | Unknown Cause | Patrol - found nothing |  |  | 2015 | Tier 2 - Elevated | Distribution Circuit | 12 | 5 | 2015-12-05 | 1354422 | Sus | N | UnknownCause¦Patrolfoundnothing¦¦
15-0083832 | Equipment Failure/Involved | Overhead | Conductor, Overhead | Broken, wire on ground | 2015 | Tier 2 - Elevated | Transformer only | 12 | 10 | 2015-12-10 | 1357124 | Sus | N | EquipmentFailureInvolved¦Overhead¦ConductorOverhead¦Brokenwireonground
15-0085974 | Vegetation | Tree - fell into line | Secondary | Together | 2015 | Tier 2 - Elevated | Transformer only | 12 | 17 | 2015-12-17 | 1365768 | Sus | N | Vegetation¦Treefellintoline¦Secondary¦Together
15-0086230 | Unknown Cause | Patrol - found nothing |  |  | 2015 | Tier 3 - Extreme | Distribution Circuit | 12 | 19 | 2015-12-19 | 1366811 | Sus | N | UnknownCause¦Patrolfoundnothing¦¦
15-0086704 | Vegetation | Tree - branch fell on line | Conductor, Overhead | Normal | 2015 | Tier 3 - Extreme | Distribution Circuit | 12 | 22 | 2015-12-22 | 1369082 | Sus | N | Vegetation¦Treebranchfellonline¦ConductorOverhead¦Normal
15-0087146 | Vegetation | Tree - fell into line | Conductor, Overhead | Normal | 2015 | Tier 2 - Elevated | Distribution Circuit | 12 | 24 | 2015-12-24 | 1371225 | Sus | N | Vegetation¦Treefellintoline¦ConductorOverhead¦Normal
16-0006513 | Equipment Failure/Involved | Electrical Overload | Transformer | Broken | 2016 | Tier 3 - Extreme | Transformer only | 1 | 19 | 2016-01-19 | 1387786 | Sus | N | EquipmentFailureInvolved¦ElectricalOverload¦Transformer¦Broken
16-0006933 | Equipment Failure/Involved | Underground | Conductor, Underground | Burned/flashed | 2016 | Tier 2 - Elevated | Distribution Circuit | 1 | 20 | 2016-01-20 | 1388747 | Sus | N | EquipmentFailureInvolved¦Underground¦ConductorUnderground¦Burnedflashed
16-0009136 | Vegetation | Tree - fell into line | Conductor, Overhead | Normal | 2016 | Tier 2 - Elevated | Distribution Circuit | 1 | 29 | 2016-01-29 | 1393965 | Sus | N | Vegetation¦Treefellintoline¦ConductorOverhead¦Normal
16-0009340 | Vegetation | Tree - fell into line | Conductor, Overhead | Broken, wire on ground | 2016 | Tier 2 - Elevated | Distribution Circuit | 1 | 30 | 2016-01-30 | 1394643 | Sus | N | Vegetation¦Treefellintoline¦ConductorOverhead¦Brokenwireonground
16-0010388 | Equipment Failure/Involved | Overhead | Transformer | Failed/Faulted | 2016 | Tier 2 - Elevated | Transformer only | 2 | 3 | 2016-02-03 | 1397919 | Sus | N | EquipmentFailureInvolved¦Overhead¦Transformer¦FailedFaulted
16-0010596 | Vegetation | Tree - fell into line | Circuit Breaker | Normal | 2016 | Tier 2 - Elevated | Distribution Circuit | 2 | 4 | 2016-02-04 | 1398181 | Sus | N | Vegetation¦Treefellintoline¦CircuitBreaker¦Normal
16-0013484 | Equipment Failure/Involved | Overhead | Conductor, Overhead | Broken, wire on ground | 2016 | Tier 2 - Elevated | Distribution Circuit | 2 | 17 | 2016-02-17 | 1407584 | Sus | N | EquipmentFailureInvolved¦Overhead¦ConductorOverhead¦Brokenwireonground
16-0016095 | Equipment Failure/Involved | Overhead | Conductor, Overhead | Broken | 2016 | Tier 3 - Extreme | Distribution Circuit | 2 | 28 | 2016-02-28 | 1413281 | Sus | N | EquipmentFailureInvolved¦Overhead¦ConductorOverhead¦Broken
16-0017673 | Equipment Failure/Involved | Overhead | Pole-Wood | Broken | 2016 | Tier 3 - Extreme | Distribution Circuit | 3 | 5 | 2016-03-05 | 1416889 | Sus | N | EquipmentFailureInvolved¦Overhead¦PoleWood¦Broken
16-0017766 | Vegetation | Tree - branch fell on line | Conductor, Overhead | Normal | 2016 | Tier 2 - Elevated | Distribution Circuit | 3 | 5 | 2016-03-05 | 1417905 | Sus | N | Vegetation¦Treebranchfellonline¦ConductorOverhead¦Normal
16-0018097 | Vegetation | Tree - fell into line | Bushing | Broken | 2016 | Tier 3 - Extreme | Distribution Circuit | 3 | 5 | 2016-03-05 | 1419779 | Sus | N | Vegetation¦Treefellintoline¦Bushing¦Broken
16-0018182 | Equipment Failure/Involved | Overhead | Jumper | Broken | 2016 | Tier 3 - Extreme | Distribution Circuit | 3 | 6 | 2016-03-06 | 1418762 | Sus | N | EquipmentFailureInvolved¦Overhead¦Jumper¦Broken
16-0018382 | Unknown Cause | Patrol - found nothing |  |  | 2016 | Tier 3 - Extreme | Distribution Circuit | 3 | 6 | 2016-03-06 | 1421199 | Sus | N | UnknownCause¦Patrolfoundnothing¦¦
16-0018394 | Equipment Failure/Involved | Fire, pole | Pole-Wood | Broken, wire on ground | 2016 | Tier 2 - Elevated | Distribution Circuit | 3 | 6 | 2016-03-06 | 1421706 | Sus | N | EquipmentFailureInvolved¦Firepole¦PoleWood¦Brokenwireonground
16-0021115 | Vegetation | Tree - branch fell on line | Cutout, fuse holder | Broken | 2016 | Tier 3 - Extreme | Transformer only | 3 | 13 | 2016-03-13 | 1430701 | Sus | N | Vegetation¦Treebranchfellonline¦Cutoutfuseholder¦Broken
16-0021126 | Vegetation | Tree - fell into line | Pole-Wood | Broken | 2016 | Tier 2 - Elevated | Distribution Circuit | 3 | 14 | 2016-03-14 | 1430752 | Sus | N | Vegetation¦Treefellintoline¦PoleWood¦Broken
16-0024597 | Unknown Cause | Patrol - found nothing |  |  | 2016 | Tier 2 - Elevated | Distribution Circuit | 3 | 28 | 2016-03-28 | 1440370 | Sus | N | UnknownCause¦Patrolfoundnothing¦¦
16-0030810 | Vegetation | Tree - fell into line | Pole-Wood | Broken | 2016 | Tier 3 - Extreme | Distribution Circuit | 4 | 22 | 2016-04-22 | 1456246 | Sus | N | Vegetation¦Treefellintoline¦PoleWood¦Broken
16-0031326 | Environmental/External | Lightning | Regulator | Broken, wire on ground | 2016 | Tier 2 - Elevated | Distribution Circuit | 4 | 25 | 2016-04-25 | 1458561 | Sus | N | EnvironmentalExternal¦Lightning¦Regulator¦Brokenwireonground
16-0032088 | Environmental/External | Lightning | Transformer | Failed/Faulted | 2016 | Tier 2 - Elevated | Distribution Circuit | 4 | 27 | 2016-04-27 | 1460378 | Sus | N | EnvironmentalExternal¦Lightning¦Transformer¦FailedFaulted
16-0032210 | Environmental/External | Lightning | Transformer | Failed/Faulted | 2016 | Tier 2 - Elevated | Transformer only | 4 | 27 | 2016-04-27 | 1460583 | Sus | N | EnvironmentalExternal¦Lightning¦Transformer¦FailedFaulted
16-0032392 | Vegetation | Tree - fell into line | Pole-Wood | Broken | 2016 | Tier 3 - Extreme | Distribution Circuit | 4 | 28 | 2016-04-28 | 1460922 | Sus | N | Vegetation¦Treefellintoline¦PoleWood¦Broken
16-0032798 | Vegetation | Tree - branch fell on line | Conductor, Overhead | Together | 2016 | Tier 3 - Extreme | Distribution Circuit | 4 | 29 | 2016-04-29 | 1461876 | Sus | N | Vegetation¦Treebranchfellonline¦ConductorOverhead¦Together
16-0040815 | Unknown Cause | Patrol - found nothing |  |  | 2016 | Tier 3 - Extreme | Distribution Circuit | 6 | 3 | 2016-06-03 | 1481977 | Sus | Y | UnknownCause¦Patrolfoundnothing¦¦
16-0041156 | Unknown Cause | Patrol - found nothing |  |  | 2016 | Tier 3 - Extreme | Distribution Circuit | 6 | 5 | 2016-06-05 | 1483275 | Sus | Y | UnknownCause¦Patrolfoundnothing¦¦
16-0043123 | Vegetation | Tree - fell into line | Conductor, Overhead | Broken, wire on ground | 2016 | Tier 3 - Extreme | Distribution Circuit | 6 | 14 | 2016-06-14 | 1488487 | Sus | Y | Vegetation¦Treefellintoline¦ConductorOverhead¦Brokenwireonground
16-0044030 | Equipment Failure/Involved | Overhead | Cutout, fuse holder | Broken | 2016 | Tier 3 - Extreme | Transformer only | 6 | 17 | 2016-06-17 | 1491311 | Sus | Y | EquipmentFailureInvolved¦Overhead¦Cutoutfuseholder¦Broken
16-0046260 | Unknown Cause | Patrol - not conducted |  |  | 2016 | Tier 2 - Elevated | Transformer only | 6 | 28 | 2016-06-28 | 1497314 | Sus | Y | UnknownCause¦Patrolnotconducted¦¦
16-0046761 | Vegetation | Tree - fell into line | Pole-Wood | Broken, wire on ground | 2016 | Tier 3 - Extreme | Distribution Circuit | 6 | 29 | 2016-06-29 | 1498659 | Sus | Y | Vegetation¦Treefellintoline¦PoleWood¦Brokenwireonground
16-0049556 | 3rd Party | Vehicle | Pole-Wood | Broken | 2016 | Tier 2 - Elevated | Distribution Circuit | 7 | 13 | 2016-07-13 | 1509336 | Sus | Y | 3rdParty¦Vehicle¦PoleWood¦Broken
16-0055518 | Vegetation | Tree - fell into line | Conductor, Overhead | Together | 2016 | Tier 2 - Elevated | Distribution Circuit | 8 | 6 | 2016-08-06 | 1522524 | Sus | Y | Vegetation¦Treefellintoline¦ConductorOverhead¦Together
16-0055989 | Equipment Failure/Involved | Overhead | Transformer (OH) | Broken | 2016 | Tier 3 - Extreme | Transformer only | 8 | 9 | 2016-08-09 | 1523708 | Sus | Y | EquipmentFailureInvolved¦Overhead¦Transformer(OH)¦Broken
16-0058785 | Animal | Squirrel | Fuse | Failed/Faulted | 2016 | Tier 2 - Elevated | Distribution Circuit | 8 | 20 | 2016-08-20 | 1529546 | Sus | Y | Animal¦Squirrel¦Fuse¦FailedFaulted
16-0069886 | Unknown Cause | Patrol - found nothing |  |  | 2016 | Tier 2 - Elevated | Distribution Circuit | 10 | 5 | 2016-10-05 | 1553358 | Sus | Y | UnknownCause¦Patrolfoundnothing¦¦
16-0070710 | Equipment Failure/Involved | Underground | Transformer | Failed/Faulted | 2016 | Tier 2 - Elevated | Distribution Circuit | 10 | 10 | 2016-10-10 | 1555595 | Sus | Y | EquipmentFailureInvolved¦Underground¦Transformer¦FailedFaulted
16-0075657 | Unknown Cause | Patrol - found nothing |  |  | 2016 | Tier 2 - Elevated | Distribution Circuit | 10 | 26 | 2016-10-26 | 1570189 | Sus | Y | UnknownCause¦Patrolfoundnothing¦¦
16-0076872 | Equipment Failure/Involved | Overhead | Transformer (OH) | Failed/Faulted | 2016 | Tier 2 - Elevated | Transformer only | 10 | 30 | 2016-10-30 | 1573434 | Sus | Y | EquipmentFailureInvolved¦Overhead¦Transformer(OH)¦FailedFaulted
16-0077068 | Animal | Squirrel | Conductor, Overhead | Normal | 2016 | Tier 2 - Elevated | Distribution Circuit | 10 | 31 | 2016-10-31 | 1573996 | Sus | Y | Animal¦Squirrel¦ConductorOverhead¦Normal
16-0077990 | Equipment Failure/Involved | Underground | Conductor, Underground | Burned/flashed | 2016 | Tier 2 - Elevated | Distribution Circuit | 11 | 4 | 2016-11-04 | 1576437 | Sus | Y | EquipmentFailureInvolved¦Underground¦ConductorUnderground¦Burnedflashed
16-0079367 | Animal | Bird found | Pothead(Riser Termination) | Burned/flashed | 2016 | Tier 3 - Extreme | Distribution Circuit | 11 | 11 | 2016-11-11 | 1579744 | Sus | Y | Animal¦Birdfound¦Pothead(RiserTermination)¦Burnedflashed
16-0087253 | Equipment Failure/Involved | Overhead | Crossarm, Wood | Broken | 2016 | Tier 2 - Elevated | Distribution Circuit | 12 | 28 | 2016-12-28 | 1612412 | Sus | N | EquipmentFailureInvolved¦Overhead¦CrossarmWood¦Broken
17-0003615 | Equipment Failure/Involved | Overhead | Jumper | Burned Open | 2017 | Tier 3 - Extreme | Distribution Circuit | 1 | 4 | 2017-01-04 | 1618371 | Sus | N | EquipmentFailureInvolved¦Overhead¦Jumper¦BurnedOpen
17-0005564 | Vegetation | Tree - branch fell on line | Conductor, Overhead | Together | 2017 | Tier 3 - Extreme | Distribution Circuit | 1 | 8 | 2017-01-08 | 1627446 | Sus | N | Vegetation¦Treebranchfellonline¦ConductorOverhead¦Together
17-0006021 | Vegetation | Tree - fell into line | Transformer | Failed/Faulted | 2017 | Tier 2 - Elevated | Transformer only | 1 | 8 | 2017-01-08 | 1629203 | Sus | N | Vegetation¦Treefellintoline¦Transformer¦FailedFaulted
17-0006575 | Vegetation | Tree - fell into line | Conductor, Overhead | Broken, wire on ground | 2017 | Tier 3 - Extreme | Distribution Circuit | 1 | 10 | 2017-01-10 | 1633020 | Sus | N | Vegetation¦Treefellintoline¦ConductorOverhead¦Brokenwireonground
17-0007302 | Vegetation | Tree - fell into line | Conductor, Overhead | Broken, wire on ground | 2017 | Tier 3 - Extreme | Distribution Circuit | 1 | 10 | 2017-01-10 | 1636215 | Sus | N | Vegetation¦Treefellintoline¦ConductorOverhead¦Brokenwireonground
17-0007834 | Vegetation | Tree - fell into line | Transformer | Broken | 2017 | Tier 2 - Elevated | Transformer only | 1 | 10 | 2017-01-10 | 1635203 | Sus | N | Vegetation¦Treefellintoline¦Transformer¦Broken
17-0010467 | Unknown Cause | Patrol - found nothing |  |  | 2017 | Tier 2 - Elevated | Distribution Circuit | 1 | 18 | 2017-01-18 | 1647571 | Sus | N | UnknownCause¦Patrolfoundnothing¦¦
17-0011615 | Vegetation | Tree - fell into line | Conductor, Overhead | Broken, wire on ground | 2017 | Tier 3 - Extreme | Distribution Circuit | 1 | 20 | 2017-01-20 | 1653008 | Sus | N | Vegetation¦Treefellintoline¦ConductorOverhead¦Brokenwireonground
17-0012560 | Vegetation | Tree - fell into line | Conductor, Overhead | Together | 2017 | Tier 2 - Elevated | Distribution Circuit | 1 | 22 | 2017-01-22 | 1657898 | Sus | N | Vegetation¦Treefellintoline¦ConductorOverhead¦Together
17-0012872 | Vegetation | Tree - fell into line | Conductor, Overhead | Broken, wire on ground | 2017 | Tier 2 - Elevated | Distribution Circuit | 1 | 22 | 2017-01-22 | 1659200 | Sus | N | Vegetation¦Treefellintoline¦ConductorOverhead¦Brokenwireonground
17-0013096 | Unknown Cause | Patrol - found nothing |  |  | 2017 | Tier 2 - Elevated | Distribution Circuit | 1 | 22 | 2017-01-22 | 1658493 | Sus | N | UnknownCause¦Patrolfoundnothing¦¦
17-0015235 | Equipment Failure/Involved | Overhead | Transformer | Failed/Faulted | 2017 | Tier 3 - Extreme | Transformer only | 1 | 25 | 2017-01-25 | 1667372 | Sus | N | EquipmentFailureInvolved¦Overhead¦Transformer¦FailedFaulted
17-0016851 | Unknown Cause | Patrol - found nothing |  |  | 2017 | Tier 2 - Elevated | Distribution Circuit | 2 | 2 | 2017-02-02 | 1672707 | Sus | N | UnknownCause¦Patrolfoundnothing¦¦
17-0017632 | Vegetation | Tree - fell into line | Conductor, Overhead | Broken, wire on ground | 2017 | Tier 3 - Extreme | Distribution Circuit | 2 | 5 | 2017-02-05 | 1675718 | Sus | N | Vegetation¦Treefellintoline¦ConductorOverhead¦Brokenwireonground
17-0017943 | Unknown Cause | Patrol - found nothing |  |  | 2017 | Tier 3 - Extreme | Distribution Circuit | 2 | 6 | 2017-02-06 | 1676914 | Sus | N | UnknownCause¦Patrolfoundnothing¦¦
17-0018290 | Vegetation | Tree - fell into line | Conductor, Overhead | Broken, wire on ground | 2017 | Tier 3 - Extreme | Distribution Circuit | 2 | 7 | 2017-02-07 | 1678224 | Sus | N | Vegetation¦Treefellintoline¦ConductorOverhead¦Brokenwireonground
17-0018515 | Equipment Failure/Involved | Overhead | Transformer | Failed/Faulted | 2017 | Tier 3 - Extreme | Transformer only | 2 | 7 | 2017-02-07 | 1678715 | Sus | N | EquipmentFailureInvolved¦Overhead¦Transformer¦FailedFaulted
17-0018544 | Vegetation | Tree - fell into line | Transformer | Broken | 2017 | Tier 3 - Extreme | Transformer only | 2 | 7 | 2017-02-07 | 1679707 | Sus | N | Vegetation¦Treefellintoline¦Transformer¦Broken
17-0018679 | Equipment Failure/Involved | Overhead | Jumper | Burned Open | 2017 | Tier 2 - Elevated | Distribution Circuit | 2 | 7 | 2017-02-07 | 1680484 | Sus | N | EquipmentFailureInvolved¦Overhead¦Jumper¦BurnedOpen
17-0022058 | Vegetation | Tree - branch fell on line | Conductor, Overhead | Broken | 2017 | Tier 3 - Extreme | Distribution Circuit | 2 | 17 | 2017-02-17 | 1694405 | Sus | N | Vegetation¦Treebranchfellonline¦ConductorOverhead¦Broken
17-0022113 | Vegetation | Tree - fell into line | Conductor, Overhead | Broken, wire on ground | 2017 | Tier 2 - Elevated | Distribution Circuit | 2 | 17 | 2017-02-17 | 1693429 | Sus | N | Vegetation¦Treefellintoline¦ConductorOverhead¦Brokenwireonground
17-0023310 | Equipment Failure/Involved | Overhead | Pole-Wood | Broken | 2017 | Tier 2 - Elevated | Distribution Circuit | 2 | 18 | 2017-02-18 | 1700700 | Sus | N | EquipmentFailureInvolved¦Overhead¦PoleWood¦Broken
17-0023346 | Vegetation | Tree - fell into line | Conductor, Overhead | Broken, wire on ground | 2017 | Tier 3 - Extreme | Distribution Circuit | 2 | 19 | 2017-02-19 | 1701041 | Sus | N | Vegetation¦Treefellintoline¦ConductorOverhead¦Brokenwireonground
17-0025258 | Vegetation | Tree - branch fell on line | Fuse | Failed/Faulted | 2017 | Tier 3 - Extreme | Distribution Circuit | 2 | 20 | 2017-02-20 | 1705950 | Sus | N | Vegetation¦Treebranchfellonline¦Fuse¦FailedFaulted
17-0030903 | Vegetation | Tree - fell into line | Conductor, Overhead | Broken, wire on ground | 2017 | Tier 2 - Elevated | Distribution Circuit | 3 | 15 | 2017-03-15 | 1727562 | Sus | N | Vegetation¦Treefellintoline¦ConductorOverhead¦Brokenwireonground
17-0032232 | Vegetation | Tree - fell into line | Conductor, Overhead | Broken, wire on ground | 2017 | Tier 3 - Extreme | Distribution Circuit | 3 | 21 | 2017-03-21 | 1731543 | Sus | N | Vegetation¦Treefellintoline¦ConductorOverhead¦Brokenwireonground
17-0032494 | Vegetation | Tree - fell into line | Conductor, Overhead | Normal | 2017 | Tier 2 - Elevated | Distribution Circuit | 3 | 21 | 2017-03-21 | 1732307 | Sus | N | Vegetation¦Treefellintoline¦ConductorOverhead¦Normal
17-0034507 | Vegetation | Tree - branch fell on line | Conductor, Overhead | Together | 2017 | Tier 3 - Extreme | Distribution Circuit | 3 | 28 | 2017-03-28 | 1737659 | Sus | N | Vegetation¦Treebranchfellonline¦ConductorOverhead¦Together
17-0037320 | Vegetation | Tree - fell into line | Conductor, Overhead | Broken, wire on ground | 2017 | Tier 2 - Elevated | Distribution Circuit | 4 | 6 | 2017-04-06 | 1746093 | Sus | N | Vegetation¦Treefellintoline¦ConductorOverhead¦Brokenwireonground
17-0038046 | Vegetation | Tree - branch fell on line | Conductor, Overhead | Broken, wire on ground | 2017 | Tier 2 - Elevated | Distribution Circuit | 4 | 7 | 2017-04-07 | 1751350 | Sus | N | Vegetation¦Treebranchfellonline¦ConductorOverhead¦Brokenwireonground
17-0040462 | Unknown Cause | Patrol - found nothing |  |  | 2017 | Tier 3 - Extreme | Distribution Circuit | 4 | 15 | 2017-04-15 | 1758313 | Sus | N | UnknownCause¦Patrolfoundnothing¦¦
17-0043758 | Equipment Failure/Involved | Overhead | Transformer | Failed/Faulted | 2017 | Tier 2 - Elevated | Transformer only | 4 | 28 | 2017-04-28 | 1769605 | Sus | N | EquipmentFailureInvolved¦Overhead¦Transformer¦FailedFaulted
17-0045778 | Vegetation | Tree - fell into line | Conductor, Overhead | On Ground | 2017 | Tier 3 - Extreme | Distribution Circuit | 5 | 6 | 2017-05-06 | 1775982 | Sus | Y | Vegetation¦Treefellintoline¦ConductorOverhead¦OnGround
17-0053022 | Equipment Failure/Involved | Overhead | Conductor, Overhead | Broken | 2017 | Tier 3 - Extreme | Distribution Circuit | 6 | 6 | 2017-06-06 | 1798041 | Sus | Y | EquipmentFailureInvolved¦Overhead¦ConductorOverhead¦Broken
17-0061461 | Unknown Cause | Patrol - found nothing |  |  | 2017 | Tier 3 - Extreme | Distribution Circuit | 7 | 8 | 2017-07-08 | 1826849 | Sus | Y | UnknownCause¦Patrolfoundnothing¦¦
17-0069528 | Equipment Failure/Involved | Overhead | Fuse | Failed/Faulted | 2017 | Tier 2 - Elevated | Transformer only | 8 | 11 | 2017-08-11 | 1850254 | Sus | Y | EquipmentFailureInvolved¦Overhead¦Fuse¦FailedFaulted
17-0071663 | Animal | Squirrel |  | Failed/Faulted | 2017 | Tier 2 - Elevated | Transformer only | 8 | 21 | 2017-08-21 | 1856002 | Sus | Y | Animal¦Squirrel¦¦FailedFaulted
17-0075006 | Equipment Failure/Involved | Underground | Transformer | Failed/Faulted | 2017 | Tier 3 - Extreme | Distribution Circuit | 9 | 1 | 2017-09-01 | 1865788 | Sus | Y | EquipmentFailureInvolved¦Underground¦Transformer¦FailedFaulted
17-0081105 | Unknown Cause | Patrol - found nothing |  |  | 2017 | Tier 2 - Elevated | Distribution Circuit | 9 | 22 | 2017-09-22 | 1884151 | Sus | Y | UnknownCause¦Patrolfoundnothing¦¦
17-0083065 | Unknown Cause | Patrol - found nothing |  |  | 2017 | Tier 2 - Elevated | Distribution Circuit | 9 | 30 | 2017-09-30 | 1888625 | Sus | Y | UnknownCause¦Patrolfoundnothing¦¦
17-0083921 | Unknown Cause | Patrol - found nothing |  |  | 2017 | Tier 3 - Extreme | Distribution Circuit | 10 | 3 | 2017-10-03 | 1890271 | Sus | Y | UnknownCause¦Patrolfoundnothing¦¦
17-0084328 | Unknown Cause | Patrol - found nothing |  |  | 2017 | Tier 2 - Elevated | Distribution Circuit | 10 | 4 | 2017-10-04 | 1891126 | Sus | Y | UnknownCause¦Patrolfoundnothing¦¦
17-0085958 | Environmental/External | Fire, Forest/Grass | Conductor, Overhead | Contaminated | 2017 | Tier 2 - Elevated | Distribution Circuit | 10 | 8 | 2017-10-08 | 1897454 | Sus | Y | EnvironmentalExternal¦FireForestGrass¦ConductorOverhead¦Contaminated
17-0086135 | Vegetation | Tree - fell into line | Pole-Wood | Broken, wire on ground | 2017 | Tier 2 - Elevated | Distribution Circuit | 10 | 8 | 2017-10-08 | 1893968 | Sus | Y | Vegetation¦Treefellintoline¦PoleWood¦Brokenwireonground
17-0087395 | Environmental/External | Fire, Forest/Grass | Customer Equipment | Burned/flashed | 2017 | Tier 3 - Extreme | Distribution Circuit | 10 | 9 | 2017-10-09 | 1900890 | Sus | Y | EnvironmentalExternal¦FireForestGrass¦CustomerEquipment¦Burnedflashed
17-0088413 | Environmental/External | Fire, Forest/Grass | Other | Burned/flashed | 2017 | Tier 3 - Extreme | Distribution Circuit | 10 | 8 | 2017-10-08 | 1903612 | Sus | Y | EnvironmentalExternal¦FireForestGrass¦Other¦Burnedflashed
17-0088507 | Unknown Cause | Patrol - found nothing |  |  | 2017 | Tier 2 - Elevated | Distribution Circuit | 10 | 19 | 2017-10-19 | 1903832 | Sus | Y | UnknownCause¦Patrolfoundnothing¦¦
17-0092780 | Vegetation | Tree - fell into line | Transformer (OH) | Broken | 2017 | Tier 2 - Elevated | Transformer only | 11 | 5 | 2017-11-05 | 1916431 | Sus | Y | Vegetation¦Treefellintoline¦Transformer(OH)¦Broken
17-0097211 | 3rd Party | Other | Conductor, Overhead | Normal | 2017 | Tier 2 - Elevated | Distribution Circuit | 12 | 7 | 2017-12-07 | 1938199 | Sus | N | 3rdParty¦Other¦ConductorOverhead¦Normal
17-0097743 | Unknown Cause | Patrol - found nothing |  |  | 2017 | Tier 2 - Elevated | Distribution Circuit | 11 | 27 | 2017-11-27 | 1929902 | Sus | Y | UnknownCause¦Patrolfoundnothing¦¦
18-0004050 | Unknown Cause | Patrol - not conducted |  |  | 2018 | Tier 2 - Elevated | Distribution Circuit | 1 | 6 | 2018-01-06 | 3257 | Sus | N | UnknownCause¦Patrolnotconducted¦¦
18-0004254 | Equipment Failure/Involved | Overhead | Pole-Wood | Burned/flashed | 2018 | Tier 2 - Elevated | Distribution Circuit | 1 | 8 | 2018-01-08 | 3691 | Sus | N | EquipmentFailureInvolved¦Overhead¦PoleWood¦Burnedflashed
18-0005801 | Unknown Cause | Patrol - found nothing |  |  | 2018 | Tier 2 - Elevated | Distribution Circuit | 1 | 12 | 2018-01-12 | 7500 | Sus | N | UnknownCause¦Patrolfoundnothing¦¦
18-0011484 | 3rd Party | Customer Equipment | Customer Equipment | Malfunctioning | 2018 | Tier 3 - Extreme | Distribution Circuit | 2 | 5 | 2018-02-05 | 19416 | Sus | N | 3rdParty¦CustomerEquipment¦CustomerEquipment¦Malfunctioning
18-0017907 | Equipment Failure/Involved | Overhead | Pothead(Riser Termination) | Broken | 2018 | Tier 2 - Elevated | Distribution Circuit | 2 | 27 | 2018-02-27 | 33081 | Sus | N | EquipmentFailureInvolved¦Overhead¦Pothead(RiserTermination)¦Broken
18-0019388 | Equipment Failure/Involved | Overhead | Conductor, Overhead | Together | 2018 | Tier 3 - Extreme | Distribution Circuit | 3 | 3 | 2018-03-03 | 37400 | Sus | N | EquipmentFailureInvolved¦Overhead¦ConductorOverhead¦Together
18-0019451 | Vegetation | Tree - branch fell on line | Conductor, Overhead | Normal | 2018 | Tier 3 - Extreme | Distribution Circuit | 3 | 3 | 2018-03-03 | 37459 | Sus | N | Vegetation¦Treebranchfellonline¦ConductorOverhead¦Normal
18-0028280 | 3rd Party | Vehicle | Transformer | Leaking | 2018 | Tier 2 - Elevated | Distribution Circuit | 4 | 1 | 2018-04-01 | 57510 | Sus | N | 3rdParty¦Vehicle¦Transformer¦Leaking
18-0030187 | Vegetation | Tree - fell into line | Conductor, Overhead | Bent or Twisted | 2018 | Tier 3 - Extreme | Distribution Circuit | 4 | 7 | 2018-04-07 | 61614 | Sus | N | Vegetation¦Treefellintoline¦ConductorOverhead¦BentorTwisted
18-0030427 | Unknown Cause | Patrol - found nothing |  |  | 2018 | Tier 2 - Elevated | Distribution Circuit | 4 | 8 | 2018-04-08 | 62695 | Sus | N | UnknownCause¦Patrolfoundnothing¦¦
18-0032376 | Equipment Failure/Involved | Overhead | Crossarm, Wood | Deteriorated | 2018 | Tier 2 - Elevated | Distribution Circuit | 4 | 15 | 2018-04-15 | 67093 | Sus | N | EquipmentFailureInvolved¦Overhead¦CrossarmWood¦Deteriorated
18-0034366 | Vegetation | Tree - fell into line | Conductor, Overhead | Broken, wire on ground | 2018 | Tier 3 - Extreme | Distribution Circuit | 4 | 21 | 2018-04-21 | 71438 | Sus | N | Vegetation¦Treefellintoline¦ConductorOverhead¦Brokenwireonground
18-0039401 | Vegetation | Tree - fell into line | Conductor, Overhead | Broken, wire on ground | 2018 | Tier 2 - Elevated | Distribution Circuit | 5 | 8 | 2018-05-08 | 81956 | Sus | Y | Vegetation¦Treefellintoline¦ConductorOverhead¦Brokenwireonground
18-0057237 | Unknown Cause | Patrol - found nothing |  |  | 2018 | Tier 2 - Elevated | Distribution Circuit | 7 | 5 | 2018-07-05 | 124891 | Sus | Y | UnknownCause¦Patrolfoundnothing¦¦
18-0060450 | Equipment Failure/Involved | Overhead | Transformer (OH) | Normal | 2018 | Tier 2 - Elevated | Transformer only | 7 | 17 | 2018-07-17 | 133498 | Sus | Y | EquipmentFailureInvolved¦Overhead¦Transformer(OH)¦Normal
18-0078357 | 3rd Party | Vehicle | Pole-Wood | Broken | 2018 | Tier 2 - Elevated | Distribution Circuit | 9 | 10 | 2018-09-10 | 171922 | Sus | Y | 3rdParty¦Vehicle¦PoleWood¦Broken
18-0087807 | Vegetation | Tree - fell into line | Conductor, Overhead | Broken, wire on ground | 2018 | Tier 3 - Extreme | Distribution Circuit | 10 | 7 | 2018-10-07 | 189965 | Sus | Y | Vegetation¦Treefellintoline¦ConductorOverhead¦Brokenwireonground
18-0095639 | Unknown Cause | Patrol - found nothing |  |  | 2018 | Tier 2 - Elevated | Distribution Circuit | 10 | 30 | 2018-10-30 | 205627 | Sus | Y | UnknownCause¦Patrolfoundnothing¦¦
18-0096538 | Unknown Cause | Patrol - not conducted |  |  | 2018 | Tier 3 - Extreme | Transformer only | 11 | 2 | 2018-11-02 | 207298 | Sus | Y | UnknownCause¦Patrolnotconducted¦¦
18-0098934 | Vegetation | Tree - fell into line | Conductor, Overhead | Normal | 2018 | Tier 3 - Extreme | Distribution Circuit | 11 | 11 | 2018-11-11 | 213413 | Sus | Y | Vegetation¦Treefellintoline¦ConductorOverhead¦Normal
18-0106693 | Animal | Bird found | Fuse | Failed/Faulted | 2018 | Tier 2 - Elevated | Distribution Circuit | 12 | 4 | 2018-12-04 | 233209 | Sus | N | Animal¦Birdfound¦Fuse¦FailedFaulted
18-0107493 | Equipment Failure/Involved | Overhead | Other | Together | 2018 | Tier 2 - Elevated | Distribution Circuit | 12 | 6 | 2018-12-06 | 234679 | Sus | N | EquipmentFailureInvolved¦Overhead¦Other¦Together
18-0108871 | Equipment Failure/Involved | Overhead | Pole-Wood | Broken, wire on ground | 2018 | Tier 2 - Elevated | Distribution Circuit | 12 | 12 | 2018-12-12 | 238893 | Sus | N | EquipmentFailureInvolved¦Overhead¦PoleWood¦Brokenwireonground
18-0110632 | Unknown Cause | Patrol - found nothing |  |  | 2018 | Tier 2 - Elevated | Distribution Circuit | 12 | 25 | 2018-12-25 | 247024 | Sus | N | UnknownCause¦Patrolfoundnothing¦¦
19-0004652 | Animal | Squirrel | Fuse | Failed/Faulted | 2019 | Tier 3 - Extreme | Distribution Circuit | 1 | 5 | 2019-01-05 | 253581 | Sus | N | Animal¦Squirrel¦Fuse¦FailedFaulted
19-0005401 | Vegetation | Tree - fell into line | Pole-Wood | Broken, wire on ground | 2019 | Tier 2 - Elevated | Distribution Circuit | 1 | 6 | 2019-01-06 | 255730 | Sus | N | Vegetation¦Treefellintoline¦PoleWood¦Brokenwireonground
19-0005871 | Equipment Failure/Involved | Overhead | Fuse | Broken | 2019 | Tier 3 - Extreme | Distribution Circuit | 1 | 7 | 2019-01-07 | 259128 | Sus | N | EquipmentFailureInvolved¦Overhead¦Fuse¦Broken
19-0006211 | Vegetation | Tree - fell into line | Conductor, Overhead | Normal | 2019 | Tier 2 - Elevated | Distribution Circuit | 1 | 8 | 2019-01-08 | 260246 | Sus | N | Vegetation¦Treefellintoline¦ConductorOverhead¦Normal
19-0006781 | Equipment Failure/Involved | Overhead | Crossarm, Wood | Broken | 2019 | Tier 2 - Elevated | Distribution Circuit | 1 | 9 | 2019-01-09 | 261474 | Sus | N | EquipmentFailureInvolved¦Overhead¦CrossarmWood¦Broken
19-0006911 | Equipment Failure/Involved | Overhead | Conductor, Overhead | Broken, wire on ground | 2019 | Tier 2 - Elevated | Distribution Circuit | 1 | 9 | 2019-01-09 | 261751 | Sus | N | EquipmentFailureInvolved¦Overhead¦ConductorOverhead¦Brokenwireonground
19-0008338 | Unknown Cause | Patrol - found nothing |  |  | 2019 | Tier 2 - Elevated | Distribution Circuit | 1 | 13 | 2019-01-13 | 264134 | Sus | N | UnknownCause¦Patrolfoundnothing¦¦
19-0010671 | Vegetation | Tree - branch fell on line | Conductor, Overhead | Normal | 2019 | Tier 3 - Extreme | Distribution Circuit | 1 | 16 | 2019-01-16 | 272961 | Sus | N | Vegetation¦Treebranchfellonline¦ConductorOverhead¦Normal
19-0012770 | Vegetation | Tree - fell into line | Conductor, Overhead | Broken, wire on ground | 2019 | Tier 2 - Elevated | Distribution Circuit | 1 | 20 | 2019-01-20 | 277648 | Sus | N | Vegetation¦Treefellintoline¦ConductorOverhead¦Brokenwireonground
19-0016970 | Vegetation | Tree - fell into line | Conductor, Overhead | Broken, wire on ground | 2019 | Tier 2 - Elevated | Distribution Circuit | 2 | 2 | 2019-02-02 | 285962 | Sus | N | Vegetation¦Treefellintoline¦ConductorOverhead¦Brokenwireonground
19-0017058 | Vegetation | Tree - fell into line | Conductor, Overhead | Broken, wire on ground | 2019 | Tier 3 - Extreme | Distribution Circuit | 2 | 2 | 2019-02-02 | 286838 | Sus | N | Vegetation¦Treefellintoline¦ConductorOverhead¦Brokenwireonground
19-0017510 | Equipment Failure/Involved | Overhead | Transformer (OH) | Failed/Faulted | 2019 | Tier 2 - Elevated | Transformer only | 2 | 2 | 2019-02-02 | 288741 | Sus | N | EquipmentFailureInvolved¦Overhead¦Transformer(OH)¦FailedFaulted
19-0017614 | Unknown Cause | Patrol - not conducted |  |  | 2019 | Tier 2 - Elevated | Distribution Circuit | 2 | 3 | 2019-02-03 | 288989 | Sus | N | UnknownCause¦Patrolnotconducted¦¦
19-0017825 | Equipment Failure/Involved | Overhead | Crossarm, Wood | Broken | 2019 | Tier 2 - Elevated | Distribution Circuit | 2 | 4 | 2019-02-04 | 290116 | Sus | N | EquipmentFailureInvolved¦Overhead¦CrossarmWood¦Broken
19-0018715 | Vegetation | Tree - fell into line | Conductor, Overhead | Broken, wire on ground | 2019 | Tier 2 - Elevated | Distribution Circuit | 2 | 5 | 2019-02-05 | 292931 | Sus | N | Vegetation¦Treefellintoline¦ConductorOverhead¦Brokenwireonground
19-0019897 | Animal | Bird found | Conductor, Overhead | Normal | 2019 | Tier 2 - Elevated | Distribution Circuit | 2 | 7 | 2019-02-07 | 295860 | Sus | N | Animal¦Birdfound¦ConductorOverhead¦Normal
19-0020524 | Unknown Cause | Patrol - found nothing |  |  | 2019 | Tier 2 - Elevated | Distribution Circuit | 2 | 10 | 2019-02-10 | 297814 | Sus | N | UnknownCause¦Patrolfoundnothing¦¦
19-0020702 | Equipment Failure/Involved | Overhead | Conductor, Overhead | Broken, wire on ground | 2019 | Tier 3 - Extreme | Distribution Circuit | 2 | 10 | 2019-02-10 | 298642 | Sus | N | EquipmentFailureInvolved¦Overhead¦ConductorOverhead¦Brokenwireonground
19-0021644 | Vegetation | Tree - fell into line | Conductor, Overhead | Broken, wire on ground | 2019 | Tier 2 - Elevated | Distribution Circuit | 2 | 12 | 2019-02-12 | 301150 | Sus | N | Vegetation¦Treefellintoline¦ConductorOverhead¦Brokenwireonground
19-0022468 | Vegetation | Tree - fell into line | Crossarm, Wood | Broken | 2019 | Tier 3 - Extreme | Distribution Circuit | 2 | 10 | 2019-02-10 | 305269 | Sus | N | Vegetation¦Treefellintoline¦CrossarmWood¦Broken
19-0022753 | Vegetation | Tree - fell into line | Conductor, Overhead | Broken, wire on ground | 2019 | Tier 2 - Elevated | Distribution Circuit | 2 | 14 | 2019-02-14 | 306425 | Sus | N | Vegetation¦Treefellintoline¦ConductorOverhead¦Brokenwireonground
19-0022795 | Vegetation | Tree - fell into line | Conductor, Overhead | Broken, wire on ground | 2019 | Tier 3 - Extreme | Distribution Circuit | 2 | 14 | 2019-02-14 | 306378 | Sus | N | Vegetation¦Treefellintoline¦ConductorOverhead¦Brokenwireonground
19-0023755 | Unknown Cause | Patrol - found nothing |  |  | 2019 | Tier 3 - Extreme | Distribution Circuit | 2 | 14 | 2019-02-14 | 311056 | Sus | N | UnknownCause¦Patrolfoundnothing¦¦
19-0024587 | Vegetation | Tree - fell into line | Crossarm, Wood | Broken | 2019 | Tier 2 - Elevated | Distribution Circuit | 2 | 12 | 2019-02-12 | 314534 | Sus | N | Vegetation¦Treefellintoline¦CrossarmWood¦Broken
19-0024645 | Unknown Cause | Patrol - found nothing |  |  | 2019 | Tier 3 - Extreme | Distribution Circuit | 2 | 14 | 2019-02-14 | 309822 | Sus | N | UnknownCause¦Patrolfoundnothing¦¦
19-0026021 | Vegetation | Tree - fell into line | Conductor, Overhead | Normal | 2019 | Tier 3 - Extreme | Distribution Circuit | 2 | 19 | 2019-02-19 | 318707 | Sus | N | Vegetation¦Treefellintoline¦ConductorOverhead¦Normal
19-0026510 | Vegetation | Tree - fell into line | Conductor, Overhead | Together | 2019 | Tier 2 - Elevated | Distribution Circuit | 2 | 20 | 2019-02-20 | 319721 | Sus | N | Vegetation¦Treefellintoline¦ConductorOverhead¦Together
19-0028795 | Vegetation | Tree - fell into line | Conductor, Overhead | On Ground | 2019 | Tier 2 - Elevated | Distribution Circuit | 2 | 26 | 2019-02-26 | 325329 | Sus | N | Vegetation¦Treefellintoline¦ConductorOverhead¦OnGround
19-0031429 | Unknown Cause | Patrol - found nothing |  |  | 2019 | Tier 3 - Extreme | Distribution Circuit | 3 | 6 | 2019-03-06 | 332814 | Sus | N | UnknownCause¦Patrolfoundnothing¦¦
19-0032033 | Animal | Squirrel | Transformer (UG) | Normal | 2019 | Tier 3 - Extreme | Distribution Circuit | 3 | 8 | 2019-03-08 | 334406 | Sus | N | Animal¦Squirrel¦Transformer(UG)¦Normal
19-0044191 | Animal | Bird found | Conductor, Overhead | Normal | 2019 | Tier 2 - Elevated | Distribution Circuit | 4 | 18 | 2019-04-18 | 363277 | Sus | N | Animal¦Birdfound¦ConductorOverhead¦Normal
19-0044519 | Equipment Failure/Involved | Overhead | Transformer (OH) | Failed/Faulted | 2019 | Tier 3 - Extreme | Transformer only | 4 | 20 | 2019-04-20 | 364135 | Sus | N | EquipmentFailureInvolved¦Overhead¦Transformer(OH)¦FailedFaulted
19-0047461 | Vegetation | Tree - fell into line | Crossarm, Wood | Broken, wire on ground | 2019 | Tier 2 - Elevated | Distribution Circuit | 4 | 30 | 2019-04-30 | 370775 | Sus | N | Vegetation¦Treefellintoline¦CrossarmWood¦Brokenwireonground
19-0053025 | Unknown Cause | Patrol - found nothing |  |  | 2019 | Tier 2 - Elevated | Distribution Circuit | 5 | 16 | 2019-05-16 | 381988 | Sus | Y | UnknownCause¦Patrolfoundnothing¦¦
19-0053852 | 3rd Party | Vehicle | Pole-Wood | Broken | 2019 | Tier 3 - Extreme | Distribution Circuit | 5 | 19 | 2019-05-19 | 384803 | Sus | Y | 3rdParty¦Vehicle¦PoleWood¦Broken
19-0061489 | Equipment Failure/Involved | Overhead | Pole-Wood | Deteriorated | 2019 | Tier 2 - Elevated | Distribution Circuit | 6 | 2 | 2019-06-02 | 395716 | Sus | Y | EquipmentFailureInvolved¦Overhead¦PoleWood¦Deteriorated
19-0061561 | Environmental/External | Lightning | Transformer (OH) | Failed/Faulted | 2019 | Tier 3 - Extreme | Transformer only | 6 | 2 | 2019-06-02 | 395963 | Sus | Y | EnvironmentalExternal¦Lightning¦Transformer(OH)¦FailedFaulted
19-0064206 | Equipment Failure/Involved | Overhead | Pole-Wood | Deteriorated | 2019 | Tier 3 - Extreme | Distribution Circuit | 6 | 7 | 2019-06-07 | 400615 | Sus | Y | EquipmentFailureInvolved¦Overhead¦PoleWood¦Deteriorated
19-0085970 | Unknown Cause | Patrol - found nothing |  |  | 2019 | Tier 2 - Elevated | Distribution Circuit | 8 | 8 | 2019-08-08 | 494493 | Sus | Y | UnknownCause¦Patrolfoundnothing¦¦
19-0099273 | Vegetation | Tree - branch fell on line | Conductor, Overhead | Broken, wire on ground | 2019 | Tier 3 - Extreme | Distribution Circuit | 9 | 15 | 2019-09-15 | 583416 | Sus | Y | Vegetation¦Treebranchfellonline¦ConductorOverhead¦Brokenwireonground
19-0100956 | Environmental/External | Lightning | Bushing | Failed/Faulted | 2019 | Tier 3 - Extreme | Distribution Circuit | 9 | 18 | 2019-09-18 | 592372 | Sus | Y | EnvironmentalExternal¦Lightning¦Bushing¦FailedFaulted
19-0105015 | Vegetation | Tree - fell into line | Conductor, Overhead | Broken, wire on ground | 2019 | Tier 2 - Elevated | Distribution Circuit | 9 | 28 | 2019-09-28 | 627952 | Sus | Y | Vegetation¦Treefellintoline¦ConductorOverhead¦Brokenwireonground
19-0115133 | Unknown Cause | Patrol - found nothing |  |  | 2019 | Tier 3 - Extreme | Distribution Circuit | 10 | 23 | 2019-10-23 | 677593 | Sus | Y | UnknownCause¦Patrolfoundnothing¦¦
19-0116634 | Wildfire Mitigation | Public Safety Power Shut-off | Conductor, Overhead | Normal | 2019 | Tier 3 - Extreme | Distribution Circuit | 10 | 26 | 2019-10-26 | 684147 | Sus | Y | WildfireMitigation¦PublicSafetyPowerShutoff¦ConductorOverhead¦Normal
19-0119510 | Wildfire Mitigation | Public Safety Power Shut-off | Transformer (UG) | Burned/flashed | 2019 | Tier 2 - Elevated | Distribution Circuit | 10 | 26 | 2019-10-26 | 696580 | Sus | Y | WildfireMitigation¦PublicSafetyPowerShutoff¦Transformer(UG)¦Burnedflashed
19-0123520 | 3rd Party | Vehicle | Pole-Wood | Broken, wire on ground | 2019 | Tier 2 - Elevated | Distribution Circuit | 11 | 11 | 2019-11-11 | 704321 | Sus | Y | 3rdParty¦Vehicle¦PoleWood¦Brokenwireonground
19-0125048 | Equipment Failure/Involved | Overhead | Conductor, Overhead | Normal | 2019 | Tier 3 - Extreme | Distribution Circuit | 11 | 15 | 2019-11-15 | 707324 | Sus | Y | EquipmentFailureInvolved¦Overhead¦ConductorOverhead¦Normal
19-0129697 | Vegetation | Tree - fell into line | Insulator | Broken | 2019 | Tier 3 - Extreme | Distribution Circuit | 11 | 26 | 2019-11-26 | 719111 | Sus | Y | Vegetation¦Treefellintoline¦Insulator¦Broken
19-0130338 | Vegetation | Tree - fell into line | Conductor, Overhead | Normal | 2019 | Tier 3 - Extreme | Distribution Circuit | 11 | 27 | 2019-11-27 | 721263 | Sus | Y | Vegetation¦Treefellintoline¦ConductorOverhead¦Normal
19-0130352 | Vegetation | Tree - fell into line | Conductor, Overhead | Broken | 2019 | Tier 3 - Extreme | Distribution Circuit | 11 | 27 | 2019-11-27 | 721661 | Sus | Y | Vegetation¦Treefellintoline¦ConductorOverhead¦Broken
19-0130686 | Vegetation | Tree - bark fell into line | Conductor, Overhead | Normal | 2019 | Tier 3 - Extreme | Distribution Circuit | 11 | 27 | 2019-11-27 | 718428 | Sus | Y | Vegetation¦Treebarkfellintoline¦ConductorOverhead¦Normal
19-0131516 | Vegetation | Tree - fell into line | Conductor, Overhead | Arcing | 2019 | Tier 2 - Elevated | Distribution Circuit | 11 | 30 | 2019-11-30 | 724865 | Sus | Y | Vegetation¦Treefellintoline¦ConductorOverhead¦Arcing
19-0134178 | Vegetation | Tree - fell into line | Pole-Wood | Broken, wire on ground | 2019 | Tier 2 - Elevated | Distribution Circuit | 12 | 6 | 2019-12-06 | 731012 | Sus | N | Vegetation¦Treefellintoline¦PoleWood¦Brokenwireonground
19-0136664 | Vegetation | Tree - fell into line | Conductor, Overhead | Broken, wire on ground | 2019 | Tier 2 - Elevated | Distribution Circuit | 12 | 15 | 2019-12-15 | 740363 | Sus | N | Vegetation¦Treefellintoline¦ConductorOverhead¦Brokenwireonground
20-0013124 | Unknown Cause | Patrol - found nothing |  |  | 2020 | Tier 2 - Elevated | Distribution Circuit | 1 | 24 | 2020-01-24 | 769097 | Sus | N | UnknownCause¦Patrolfoundnothing¦¦
20-0016333 | Equipment Failure/Involved | Overhead | Conductor, Overhead | Together | 2020 | Tier 2 - Elevated | Distribution Circuit | 2 | 2 | 2020-02-02 | 775710 | Sus | N | EquipmentFailureInvolved¦Overhead¦ConductorOverhead¦Together
20-0019221 | Vegetation | Tree - fell into line | Conductor, Overhead | Normal | 2020 | Tier 3 - Extreme | Distribution Circuit | 2 | 9 | 2020-02-09 | 781819 | Sus | N | Vegetation¦Treefellintoline¦ConductorOverhead¦Normal
20-0025407 | Equipment Failure/Involved | Overhead | Transformer | Failed/Faulted | 2020 | Tier 2 - Elevated | Transformer only | 2 | 24 | 2020-02-24 | 805253 | Sus | N | EquipmentFailureInvolved¦Overhead¦Transformer¦FailedFaulted
20-0032182 | Vegetation | Tree - fell into line | Conductor, Overhead | Normal | 2020 | Tier 2 - Elevated | Distribution Circuit | 3 | 15 | 2020-03-15 | 851762 | Sus | N | Vegetation¦Treefellintoline¦ConductorOverhead¦Normal
20-0032998 | Vegetation | Tree - fell into line | Conductor, Overhead | Broken, wire on ground | 2020 | Tier 2 - Elevated | Distribution Circuit | 3 | 15 | 2020-03-15 | 855591 | Sus | N | Vegetation¦Treefellintoline¦ConductorOverhead¦Brokenwireonground
20-0033376 | Unknown Cause | Patrol - found nothing |  |  | 2020 | Tier 2 - Elevated | Distribution Circuit | 3 | 16 | 2020-03-16 | 854508 | Sus | N | UnknownCause¦Patrolfoundnothing¦¦
20-0033898 | Vegetation | Tree - branch fell on line | Transformer | Leaking | 2020 | Tier 3 - Extreme | Transformer only | 3 | 18 | 2020-03-18 | 858347 | Sus | N | Vegetation¦Treebranchfellonline¦Transformer¦Leaking
20-0034987 | Equipment Failure/Involved | Overhead | Transformer (OH) | Failed/Faulted | 2020 | Tier 3 - Extreme | Transformer only | 3 | 21 | 2020-03-21 | 861139 | Sus | N | EquipmentFailureInvolved¦Overhead¦Transformer(OH)¦FailedFaulted
20-0040235 | Unknown Cause | Patrol - found nothing |  |  | 2020 | Tier 3 - Extreme | Distribution Circuit | 4 | 9 | 2020-04-09 | 893262 | Sus | N | UnknownCause¦Patrolfoundnothing¦¦
20-0040370 | Equipment Failure/Involved | Overhead | Secondary | Broken | 2020 | Tier 3 - Extreme | Transformer only | 4 | 10 | 2020-04-10 | 893483 | Sus | N | EquipmentFailureInvolved¦Overhead¦Secondary¦Broken
20-0042644 | Vegetation | Tree - cutting, PG&E contractor | Conductor, Overhead | Broken, wire on ground | 2020 | Tier 2 - Elevated | Distribution Circuit | 4 | 19 | 2020-04-19 | 897710 | Sus | N | Vegetation¦TreecuttingPG&Econtractor¦ConductorOverhead¦Brokenwireonground
20-0055082 | Animal | Other | Transformer | Burned/flashed | 2020 | Tier 2 - Elevated | Transformer only | 5 | 28 | 2020-05-28 | 924055 | Sus | Y | Animal¦Other¦Transformer¦Burnedflashed
20-0056400 | Unknown Cause | Patrol - found nothing |  |  | 2020 | Tier 2 - Elevated | Distribution Circuit | 6 | 1 | 2020-06-01 | 927775 | Sus | Y | UnknownCause¦Patrolfoundnothing¦¦
20-0063387 | Animal | Bird found | Conductor, Overhead | Normal | 2020 | Tier 3 - Extreme | Distribution Circuit | 6 | 21 | 2020-06-21 | 943607 | Sus | Y | Animal¦Birdfound¦ConductorOverhead¦Normal
20-0063751 | Unknown Cause | Patrol - found nothing |  |  | 2020 | Tier 2 - Elevated | Distribution Circuit | 6 | 22 | 2020-06-22 | 944695 | Sus | Y | UnknownCause¦Patrolfoundnothing¦¦
20-0066962 | Unknown Cause | Patrol - found nothing |  |  | 2020 | Tier 3 - Extreme | Distribution Circuit | 7 | 1 | 2020-07-01 | 955478 | Sus | Y | UnknownCause¦Patrolfoundnothing¦¦
20-0068532 | Unknown Cause | Patrol - found nothing |  |  | 2020 | Tier 3 - Extreme | Distribution Circuit | 7 | 6 | 2020-07-06 | 958456 | Sus | Y | UnknownCause¦Patrolfoundnothing¦¦
20-0085032 | Vegetation | Tree - fell into line | Conductor, Overhead | Normal | 2020 | Tier 3 - Extreme | Distribution Circuit | 8 | 16 | 2020-08-16 | 1012877 | Sus | Y | Vegetation¦Treefellintoline¦ConductorOverhead¦Normal
20-0085929 | Environmental/External | Lightning | Transformer | Failed/Faulted | 2020 | Tier 2 - Elevated | Transformer only | 8 | 17 | 2020-08-17 | 1016462 | Sus | Y | EnvironmentalExternal¦Lightning¦Transformer¦FailedFaulted
20-0085941 | Environmental/External | Lightning | Transformer (OH) | Broken | 2020 | Tier 2 - Elevated | Distribution Circuit | 8 | 17 | 2020-08-17 | 1015675 | Sus | Y | EnvironmentalExternal¦Lightning¦Transformer(OH)¦Broken
20-0086840 | Equipment Failure/Involved | Overhead | Insulator | Broken | 2020 | Tier 2 - Elevated | Distribution Circuit | 8 | 18 | 2020-08-18 | 1019959 | Sus | Y | EquipmentFailureInvolved¦Overhead¦Insulator¦Broken
20-0088235 | Equipment Failure/Involved | Underground | Conductor, Underground | Broken | 2020 | Tier 3 - Extreme | Distribution Circuit | 8 | 20 | 2020-08-20 | 1025865 | Sus | Y | EquipmentFailureInvolved¦Underground¦ConductorUnderground¦Broken
20-0089066 | Vegetation | Tree - branch fell on line | Secondary | Broken | 2020 | Tier 3 - Extreme | Transformer only | 8 | 23 | 2020-08-23 | 1027717 | Sus | Y | Vegetation¦Treebranchfellonline¦Secondary¦Broken
20-0090228 | Environmental/External | Fire, Forest/Grass | Conductor, Overhead | Normal | 2020 | Tier 3 - Extreme | Distribution Circuit | 8 | 19 | 2020-08-19 | 1032488 | Sus | Y | EnvironmentalExternal¦FireForestGrass¦ConductorOverhead¦Normal
20-0090449 | Environmental/External | Fire, Forest/Grass | Conductor, Overhead | Deteriorated | 2020 | Tier 3 - Extreme | Distribution Circuit | 8 | 19 | 2020-08-19 | 1033338 | Sus | Y | EnvironmentalExternal¦FireForestGrass¦ConductorOverhead¦Deteriorated
20-0091557 | 3rd Party | Vehicle | Pole-Wood | Normal | 2020 | Tier 2 - Elevated | Distribution Circuit | 8 | 31 | 2020-08-31 | 1041773 | Sus | Y | 3rdParty¦Vehicle¦PoleWood¦Normal
20-0093319 | Animal | Squirrel | Conductor, Overhead | Normal | 2020 | Tier 2 - Elevated | Distribution Circuit | 9 | 4 | 2020-09-04 | 1053414 | Sus | Y | Animal¦Squirrel¦ConductorOverhead¦Normal
20-0101308 | Unknown Cause | Patrol - found nothing |  |  | 2020 | Tier 2 - Elevated | Transformer only | 9 | 24 | 2020-09-24 | 1091923 | Sus | Y | UnknownCause¦Patrolfoundnothing¦¦
20-0104669 | Unknown Cause | Patrol - found nothing |  |  | 2020 | Tier 3 - Extreme | Transformer only | 10 | 2 | 2020-10-02 | 1108101 | Sus | Y | UnknownCause¦Patrolfoundnothing¦¦
20-0105013 | Unknown Cause | Patrol - found nothing |  |  | 2020 | Tier 2 - Elevated | Distribution Circuit | 10 | 5 | 2020-10-05 | 1111066 | Sus | Y | UnknownCause¦Patrolfoundnothing¦¦
20-0117573 | Equipment Failure/Involved | Overhead | Connector or Splice (OH) | Broken, wire on ground | 2020 | Tier 2 - Elevated | Distribution Circuit | 11 | 5 | 2020-11-05 | 1136926 | Sus | Y | EquipmentFailureInvolved¦Overhead¦ConnectororSplice(OH)¦Brokenwireonground
20-0128302 | Equipment Failure/Involved | Overhead | Transformer | Normal | 2020 | Tier 3 - Extreme | Transformer only | 12 | 6 | 2020-12-06 | 1166627 | Sus | N | EquipmentFailureInvolved¦Overhead¦Transformer¦Normal
20-0128530 | Vegetation | Tree - branch fell on line | Conductor, Overhead | Broken, wire on ground | 2020 | Tier 3 - Extreme | Distribution Circuit | 12 | 7 | 2020-12-07 | 1168409 | Sus | N | Vegetation¦Treebranchfellonline¦ConductorOverhead¦Brokenwireonground
20-0131330 | Equipment Failure/Involved | Electrical Overload | Transformer (OH) | Failed/Faulted | 2020 | Tier 2 - Elevated | Transformer only | 12 | 21 | 2020-12-21 | 1196157 | Sus | N | EquipmentFailureInvolved¦ElectricalOverload¦Transformer(OH)¦FailedFaulted
20-0131402 | Animal | Squirrel | Fuse | Burned Open | 2020 | Tier 2 - Elevated | Distribution Circuit | 12 | 21 | 2020-12-21 | 1196485 | Sus | N | Animal¦Squirrel¦Fuse¦BurnedOpen
21-0008115 | Unknown Cause | Patrol - found nothing |  |  | 2021 | Tier 3 - Extreme | Distribution Circuit | 1 | 13 | 2021-01-13 | 1209523 | Sus | N | UnknownCause¦Patrolfoundnothing¦¦
21-0008775 | Equipment Failure/Involved | Overhead | Transformer (OH) | Failed/Faulted | 2021 | Tier 2 - Elevated | Transformer only | 1 | 14 | 2021-01-14 | 1210479 | Sus | N | EquipmentFailureInvolved¦Overhead¦Transformer(OH)¦FailedFaulted
21-0010211 | Vegetation | Tree - branch fell on line | Conductor, Overhead | Normal | 2021 | Tier 3 - Extreme | Distribution Circuit | 1 | 19 | 2021-01-19 | 1214903 | Sus | N | Vegetation¦Treebranchfellonline¦ConductorOverhead¦Normal
21-0013169 | Equipment Failure/Involved | Electrical Overload | Transformer (OH) | Broken | 2021 | Tier 3 - Extreme | Transformer only | 1 | 22 | 2021-01-22 | 1221520 | Sus | N | EquipmentFailureInvolved¦ElectricalOverload¦Transformer(OH)¦Broken
21-0015295 | Unknown Cause | Patrol - found nothing |  |  | 2021 | Tier 2 - Elevated | Distribution Circuit | 1 | 26 | 2021-01-26 | 1230173 | Sus | N | UnknownCause¦Patrolfoundnothing¦¦
21-0016769 | Equipment Failure/Involved | Overhead | Pole-Wood | Broken | 2021 | Tier 2 - Elevated | Distribution Circuit | 1 | 27 | 2021-01-27 | 1233604 | Sus | N | EquipmentFailureInvolved¦Overhead¦PoleWood¦Broken
21-0017321 | Equipment Failure/Involved | Overhead | Conductor, Overhead | Broken, wire on ground | 2021 | Tier 2 - Elevated | Distribution Circuit | 1 | 26 | 2021-01-26 | 1239247 | Sus | N | EquipmentFailureInvolved¦Overhead¦ConductorOverhead¦Brokenwireonground
21-0017944 | Vegetation | Tree - fell into line | Transformer | Broken | 2021 | Tier 3 - Extreme | Transformer only | 1 | 28 | 2021-01-28 | 1240286 | Sus | N | Vegetation¦Treefellintoline¦Transformer¦Broken
21-0019198 | Vegetation | Tree - fell into line | Conductor, Overhead | On Ground | 2021 | Tier 2 - Elevated | Distribution Circuit | 1 | 26 | 2021-01-26 | 1226525 | Sus | N | Vegetation¦Treefellintoline¦ConductorOverhead¦OnGround
21-0020721 | Unknown Cause | Patrol - found nothing |  |  | 2021 | Tier 2 - Elevated | Transformer only | 2 | 2 | 2021-02-02 | 1245652 | Sus | N | UnknownCause¦Patrolfoundnothing¦¦
21-0021520 | Animal | Squirrel | Fuse | Failed/Faulted | 2021 | Tier 2 - Elevated | Distribution Circuit | 2 | 3 | 2021-02-03 | 1247191 | Sus | N | Animal¦Squirrel¦Fuse¦FailedFaulted
21-0022149 | Unknown Cause | Patrol - found nothing |  |  | 2021 | Tier 2 - Elevated | Distribution Circuit | 2 | 4 | 2021-02-04 | 1248339 | Sus | N | UnknownCause¦Patrolfoundnothing¦¦
21-0022168 | Unknown Cause | Patrol - found nothing |  |  | 2021 | Tier 2 - Elevated | Distribution Circuit | 2 | 5 | 2021-02-05 | 1248411 | Sus | N | UnknownCause¦Patrolfoundnothing¦¦
21-0024767 | Unknown Cause | Patrol - found nothing |  |  | 2021 | Tier 3 - Extreme | Transformer only | 2 | 11 | 2021-02-11 | 1252851 | Sus | N | UnknownCause¦Patrolfoundnothing¦¦
21-0030279 | Animal | Squirrel | Conductor, Overhead | Broken, wire on ground | 2021 | Tier 2 - Elevated | Distribution Circuit | 2 | 27 | 2021-02-27 | 1263586 | Sus | N | Animal¦Squirrel¦ConductorOverhead¦Brokenwireonground
21-0031545 | Vegetation | Tree - fell into line | Pole-Wood | Broken | 2021 | Tier 2 - Elevated | Distribution Circuit | 3 | 3 | 2021-03-03 | 1265821 | Sus | N | Vegetation¦Treefellintoline¦PoleWood¦Broken
21-0034941 | Unknown Cause | Patrol - found nothing |  |  | 2021 | Tier 3 - Extreme | Distribution Circuit | 3 | 10 | 2021-03-10 | 1278052 | Sus | N | UnknownCause¦Patrolfoundnothing¦¦
21-0044595 | 3rd Party | Vehicle | Pole-Wood | Broken | 2021 | Tier 3 - Extreme | Distribution Circuit | 4 | 4 | 2021-04-04 | 1306791 | Sus | N | 3rdParty¦Vehicle¦PoleWood¦Broken
21-0046368 | Unknown Cause | Patrol - not conducted |  |  | 2021 | Tier 3 - Extreme | Distribution Circuit | 4 | 8 | 2021-04-08 | 1310582 | Sus | N | UnknownCause¦Patrolnotconducted¦¦
21-0050108 | Equipment Failure/Involved | Overhead | Transformer (OH) | Failed/Faulted | 2021 | Tier 2 - Elevated | Transformer only | 4 | 18 | 2021-04-18 | 1322353 | Sus | N | EquipmentFailureInvolved¦Overhead¦Transformer(OH)¦FailedFaulted
21-0051119 | Vegetation | Tree - fell into line | Pole-Wood | Broken, wire on ground | 2021 | Tier 3 - Extreme | Distribution Circuit | 4 | 20 | 2021-04-20 | 1326056 | Sus | N | Vegetation¦Treefellintoline¦PoleWood¦Brokenwireonground
21-0055128 | Unknown Cause | Patrol - not conducted |  |  | 2021 | Tier 3 - Extreme | Distribution Circuit | 4 | 29 | 2021-04-29 | 1337247 | Sus | N | UnknownCause¦Patrolnotconducted¦¦
21-0055419 | Equipment Failure/Involved | Overhead | Fuse | Broken | 2021 | Tier 2 - Elevated | Distribution Circuit | 4 | 30 | 2021-04-30 | 1337842 | Sus | N | EquipmentFailureInvolved¦Overhead¦Fuse¦Broken
21-0062008 | Environmental/External | Lightning | Transformer (OH) | Failed/Faulted | 2021 | Tier 3 - Extreme | Distribution Circuit | 5 | 16 | 2021-05-16 | 1350803 | Sus | Y | EnvironmentalExternal¦Lightning¦Transformer(OH)¦FailedFaulted
21-0064809 | Unknown Cause | Patrol - found nothing |  |  | 2021 | Tier 2 - Elevated | Distribution Circuit | 5 | 23 | 2021-05-23 | 1356669 | Sus | Y | UnknownCause¦Patrolfoundnothing¦¦
21-0072356 | Equipment Failure/Involved | Overhead | Jumper | Burned Open | 2021 | Tier 2 - Elevated | Distribution Circuit | 6 | 9 | 2021-06-09 | 1369763 | Sus | Y | EquipmentFailureInvolved¦Overhead¦Jumper¦BurnedOpen
21-0087884 | Equipment Failure/Involved | Overhead | Pole-Wood | Broken | 2021 | Tier 2 - Elevated | Distribution Circuit | 7 | 12 | 2021-07-12 | 1399956 | Sus | Y | EquipmentFailureInvolved¦Overhead¦PoleWood¦Broken
21-0089346 | Animal | Squirrel | Fuse | Burned Open | 2021 | Tier 2 - Elevated | Transformer only | 7 | 14 | 2021-07-14 | 1403897 | Sus | Y | Animal¦Squirrel¦Fuse¦BurnedOpen
21-0092859 | Equipment Failure/Involved | Overhead | Insulator | Broken | 2021 | Tier 3 - Extreme | Distribution Circuit | 7 | 21 | 2021-07-21 | 1409892 | Sus | Y | EquipmentFailureInvolved¦Overhead¦Insulator¦Broken
21-0101447 | Equipment Failure/Involved | Underground | Transformer (UG) | Deteriorated | 2021 | Tier 2 - Elevated | Distribution Circuit | 8 | 7 | 2021-08-07 | 1436262 | Sus | Y | EquipmentFailureInvolved¦Underground¦Transformer(UG)¦Deteriorated
21-0115123 | Equipment Failure/Involved | Overhead | Transformer (OH) | Broken | 2021 | Tier 2 - Elevated | Transformer only | 9 | 9 | 2021-09-09 | 1465208 | Sus | Y | EquipmentFailureInvolved¦Overhead¦Transformer(OH)¦Broken
21-0116781 | Unknown Cause | Patrol - found nothing |  |  | 2021 | Tier 3 - Extreme | Distribution Circuit | 9 | 13 | 2021-09-13 | 1470613 | Sus | Y | UnknownCause¦Patrolfoundnothing¦¦
21-0118666 | Equipment Failure/Involved | Overhead | Cutout, fuse holder | Broken | 2021 | Tier 2 - Elevated | Distribution Circuit | 9 | 16 | 2021-09-16 | 1473398 | Sus | Y | EquipmentFailureInvolved¦Overhead¦Cutoutfuseholder¦Broken
21-0130208 | Wildfire Mitigation | Public Safety Power Shut-off | Transformer (OH) | Normal | 2021 | Tier 2 - Elevated | Transformer only | 10 | 15 | 2021-10-15 | 1497979 | Sus | Y | WildfireMitigation¦PublicSafetyPowerShutoff¦Transformer(OH)¦Normal
21-0134157 | Vegetation | Tree - fell into line | Conductor, Overhead | Broken, wire on ground | 2021 | Tier 3 - Extreme | Distribution Circuit | 10 | 21 | 2021-10-21 | 1503892 | Sus | Y | Vegetation¦Treefellintoline¦ConductorOverhead¦Brokenwireonground
21-0136226 | Vegetation | Tree - fell into line | Conductor, Overhead | Broken, wire on ground | 2021 | Tier 3 - Extreme | Distribution Circuit | 10 | 24 | 2021-10-24 | 1509987 | Sus | Y | Vegetation¦Treefellintoline¦ConductorOverhead¦Brokenwireonground
21-0136551 | Vegetation | Tree - bark fell into line | Conductor, Overhead | Normal | 2021 | Tier 2 - Elevated | Distribution Circuit | 10 | 24 | 2021-10-24 | 1514760 | Sus | Y | Vegetation¦Treebarkfellintoline¦ConductorOverhead¦Normal
21-0136598 | Equipment Failure/Involved | Overhead | Pole-Wood | Broken | 2021 | Tier 3 - Extreme | Distribution Circuit | 10 | 24 | 2021-10-24 | 1515145 | Sus | Y | EquipmentFailureInvolved¦Overhead¦PoleWood¦Broken
21-0136984 | Vegetation | Tree - branch fell on line | Conductor, Overhead | Normal | 2021 | Tier 2 - Elevated | Distribution Circuit | 10 | 25 | 2021-10-25 | 1516142 | Sus | Y | Vegetation¦Treebranchfellonline¦ConductorOverhead¦Normal
21-0137895 | Unknown Cause | Patrol - not conducted |  |  | 2021 | Tier 3 - Extreme | Distribution Circuit | 10 | 25 | 2021-10-25 | 1516856 | Sus | Y | UnknownCause¦Patrolnotconducted¦¦
21-0138084 | Unknown Cause | Patrol - found nothing |  |  | 2021 | Tier 2 - Elevated | Transformer only | 10 | 25 | 2021-10-25 | 1520252 | Sus | Y | UnknownCause¦Patrolfoundnothing¦¦
21-0141025 | Vegetation | Tree - fell into line | Conductor, Overhead | Broken, wire on ground | 2021 | Tier 2 - Elevated | Distribution Circuit | 11 | 2 | 2021-11-02 | 1528995 | Sus | Y | Vegetation¦Treefellintoline¦ConductorOverhead¦Brokenwireonground
21-0148736 | Unknown Cause | Patrol - found nothing |  |  | 2021 | Tier 3 - Extreme | Distribution Circuit | 11 | 19 | 2021-11-19 | 1550148 | Sus | Y | UnknownCause¦Patrolfoundnothing¦¦
21-0157418 | Unknown Cause | Patrol - found nothing |  |  | 2021 | Tier 2 - Elevated | Distribution Circuit | 12 | 13 | 2021-12-13 | 1567520 | Sus | N | UnknownCause¦Patrolfoundnothing¦¦
21-0159898 | Vegetation | Tree - branch fell on line | Conductor, Overhead | Deteriorated | 2021 | Tier 2 - Elevated | Distribution Circuit | 12 | 20 | 2021-12-20 | 1578311 | Sus | N | Vegetation¦Treebranchfellonline¦ConductorOverhead¦Deteriorated
21-0160504 | Unknown Cause | Patrol - not conducted |  |  | 2021 | Tier 2 - Elevated | Distribution Circuit | 12 | 25 | 2021-12-25 | 1581026 | Sus | N | UnknownCause¦Patrolnotconducted¦¦
21-0160806 | Vegetation | Tree - fell into line | Conductor, Overhead | Normal | 2021 | Tier 3 - Extreme | Distribution Circuit | 12 | 26 | 2021-12-26 | 1582702 | Sus | N | Vegetation¦Treefellintoline¦ConductorOverhead¦Normal
21-0161651 | Vegetation | Tree - branch fell on line | Conductor, Overhead | Normal | 2021 | Tier 3 - Extreme | Distribution Circuit | 12 | 29 | 2021-12-29 | 1588855 | Sus | N | Vegetation¦Treebranchfellonline¦ConductorOverhead¦Normal
21-0161835 | Vegetation | Tree - fell into line | Conductor, Overhead | Broken, wire on ground | 2021 | Tier 3 - Extreme | Distribution Circuit | 12 | 27 | 2021-12-27 | 1589912 | Sus | N | Vegetation¦Treefellintoline¦ConductorOverhead¦Brokenwireonground
21-0162023 | Vegetation | Tree - fell into line | Conductor, Overhead | Broken, wire on ground | 2021 | Tier 2 - Elevated | Distribution Circuit | 12 | 27 | 2021-12-27 | 1590903 | Sus | N | Vegetation¦Treefellintoline¦ConductorOverhead¦Brokenwireonground
22-0005017 | Vegetation | Tree - fell into line | Conductor, Overhead | Broken, wire on ground | 2021 | Tier 2 - Elevated | Distribution Circuit | 12 | 27 | 2021-12-27 | 1591487 | Sus | N | Vegetation¦Treefellintoline¦ConductorOverhead¦Brokenwireonground
22-0005670 | Environmental/External | Ice or snow | Fuse | Burned Open | 2022 | Tier 2 - Elevated | Distribution Circuit | 1 | 3 | 2022-01-03 | 1593064 | Sus | N | EnvironmentalExternal¦Iceorsnow¦Fuse¦BurnedOpen
22-0007994 | Environmental/External | Ice or snow | Conductor, Overhead | Broken, wire on ground | 2021 | Tier 3 - Extreme | Distribution Circuit | 12 | 27 | 2021-12-27 | 1599304 | Sus | N | EnvironmentalExternal¦Iceorsnow¦ConductorOverhead¦Brokenwireonground
22-0012889 | Vegetation | Tree - branch fell on line | Conductor, Overhead | Normal | 2022 | Tier 3 - Extreme | Distribution Circuit | 1 | 22 | 2022-01-22 | 1608453 | Sus | N | Vegetation¦Treebranchfellonline¦ConductorOverhead¦Normal
22-0013201 | Equipment Failure/Involved | Overhead | Booster | Malfunctioning | 2022 | Tier 2 - Elevated | Distribution Circuit | 1 | 23 | 2022-01-23 | 1609968 | Sus | N | EquipmentFailureInvolved¦Overhead¦Booster¦Malfunctioning
22-0015778 | Vegetation | Tree - branch fell on line | Conductor, Overhead | Normal | 2022 | Tier 3 - Extreme | Distribution Circuit | 1 | 28 | 2022-01-28 | 1615345 | Sus | N | Vegetation¦Treebranchfellonline¦ConductorOverhead¦Normal
22-0025113 | Animal | Squirrel | Conductor, Overhead | Normal | 2022 | Tier 3 - Extreme | Distribution Circuit | 2 | 22 | 2022-02-22 | 1633912 | Sus | N | Animal¦Squirrel¦ConductorOverhead¦Normal
22-0029628 | Unknown Cause | Patrol - found nothing |  |  | 2022 | Tier 2 - Elevated | Distribution Circuit | 3 | 4 | 2022-03-04 | 1641850 | Sus | N | UnknownCause¦Patrolfoundnothing¦¦
22-0030384 | Equipment Failure/Involved | Overhead | Transformer (OH) | Failed/Faulted | 2022 | Tier 2 - Elevated | Distribution Circuit | 3 | 5 | 2022-03-05 | 1642885 | Sus | N | EquipmentFailureInvolved¦Overhead¦Transformer(OH)¦FailedFaulted
22-0035893 | Equipment Failure/Involved | Overhead | Insulator | Broken | 2022 | Tier 2 - Elevated | Distribution Circuit | 3 | 18 | 2022-03-18 | 1651302 | Sus | N | EquipmentFailureInvolved¦Overhead¦Insulator¦Broken
22-0036238 | Unknown Cause | Patrol - found nothing |  |  | 2022 | Tier 2 - Elevated | Transformer only | 3 | 21 | 2022-03-21 | 1652424 | Sus | N | UnknownCause¦Patrolfoundnothing¦¦
22-0039962 | Equipment Failure/Involved | Overhead | Bushing | Broken | 2022 | Tier 2 - Elevated | Transformer only | 3 | 29 | 2022-03-29 | 1658572 | Sus | N | EquipmentFailureInvolved¦Overhead¦Bushing¦Broken
22-0041563 | Equipment Failure/Involved | Overhead | Transformer (OH) | Leaking | 2022 | Tier 2 - Elevated | Distribution Circuit | 4 | 1 | 2022-04-01 | 1660909 | Sus | N | EquipmentFailureInvolved¦Overhead¦Transformer(OH)¦Leaking
22-0044985 | Equipment Failure/Involved | Overhead | Transformer | Broken | 2022 | Tier 3 - Extreme | Transformer only | 4 | 9 | 2022-04-09 | 1666899 | Sus | N | EquipmentFailureInvolved¦Overhead¦Transformer¦Broken
22-0044996 | Vegetation | Tree - fell into line | Conductor, Overhead | Broken, wire on ground | 2022 | Tier 2 - Elevated | Distribution Circuit | 4 | 9 | 2022-04-09 | 1667055 | Sus | N | Vegetation¦Treefellintoline¦ConductorOverhead¦Brokenwireonground
22-0045544 | Vegetation | Tree - fell into line | Conductor, Overhead | Broken, wire on ground | 2022 | Tier 2 - Elevated | Distribution Circuit | 4 | 11 | 2022-04-11 | 1668900 | Sus | N | Vegetation¦Treefellintoline¦ConductorOverhead¦Brokenwireonground
22-0046016 | Equipment Failure/Involved | Overhead | Transformer (OH) | Failed/Faulted | 2022 | Tier 2 - Elevated | Transformer only | 4 | 11 | 2022-04-11 | 1669891 | Sus | N | EquipmentFailureInvolved¦Overhead¦Transformer(OH)¦FailedFaulted
22-0048158 | Unknown Cause | Patrol - found nothing |  |  | 2022 | Tier 3 - Extreme | Distribution Circuit | 4 | 14 | 2022-04-14 | 1672424 | Sus | N | UnknownCause¦Patrolfoundnothing¦¦
22-0052354 | Vegetation | Tree - fell into line | Conductor, Overhead | Broken, wire on ground | 2022 | Tier 2 - Elevated | Distribution Circuit | 4 | 20 | 2022-04-20 | 1677858 | Sus | N | Vegetation¦Treefellintoline¦ConductorOverhead¦Brokenwireonground
22-0054763 | Vegetation | Tree - fell into line | Conductor, Overhead | Normal | 2022 | Tier 2 - Elevated | Distribution Circuit | 4 | 26 | 2022-04-26 | 1682047 | Sus | N | Vegetation¦Treefellintoline¦ConductorOverhead¦Normal
22-0056593 | Equipment Failure/Involved | Overhead |  | Burned Open | 2022 | Tier 3 - Extreme | Transformer only | 5 | 1 | 2022-05-01 | 1685797 | Sus | Y | EquipmentFailureInvolved¦Overhead¦¦BurnedOpen
22-0061944 | Equipment Failure/Involved | Overhead | Crossarm, Wood | Broken | 2022 | Tier 3 - Extreme | Transformer only | 5 | 13 | 2022-05-13 | 1695751 | Sus | Y | EquipmentFailureInvolved¦Overhead¦CrossarmWood¦Broken
22-0061974 | Equipment Failure/Involved | Overhead | Conductor, Overhead | Broken | 2022 | Tier 2 - Elevated | Distribution Circuit | 5 | 13 | 2022-05-13 | 1695907 | Sus | Y | EquipmentFailureInvolved¦Overhead¦ConductorOverhead¦Broken
22-0066496 | 3rd Party | Vehicle | Pole-Wood | Broken | 2022 | Tier 2 - Elevated | Distribution Circuit | 5 | 25 | 2022-05-25 | 1710422 | Sus | Y | 3rdParty¦Vehicle¦PoleWood¦Broken
22-0066496 | 3rd Party | Vehicle | Pole-Wood | Broken | 2022 | Tier 2 - Elevated | Distribution Circuit | 5 | 25 | 2022-05-25 | 1710422 | Sus | Y | 3rdParty¦Vehicle¦PoleWood¦Broken
22-0068047 | Equipment Failure/Involved | Overhead | Fuse | Burned Open | 2022 | Tier 2 - Elevated | Distribution Circuit | 5 | 30 | 2022-05-30 | 1713906 | Sus | Y | EquipmentFailureInvolved¦Overhead¦Fuse¦BurnedOpen
22-0072383 | 3rd Party | Vehicle | Pole-Wood | Broken | 2022 | Tier 2 - Elevated | Distribution Circuit | 6 | 9 | 2022-06-09 | 1726566 | Sus | Y | 3rdParty¦Vehicle¦PoleWood¦Broken
22-0074818 | Equipment Failure/Involved | Overhead | Pole-Wood | Broken | 2022 | Tier 2 - Elevated | Distribution Circuit | 6 | 15 | 2022-06-15 | 1732655 | Sus | Y | EquipmentFailureInvolved¦Overhead¦PoleWood¦Broken
22-0084530 | Equipment Failure/Involved | Overhead | Connector or Splice (OH) | Broken | 2022 | Tier 3 - Extreme | Distribution Circuit | 7 | 12 | 2022-07-12 | 1754809 | Sus | Y | EquipmentFailureInvolved¦Overhead¦ConnectororSplice(OH)¦Broken
22-0087322 | Equipment Failure/Involved | Overhead | Insulator | Broken | 2022 | Tier 2 - Elevated | Distribution Circuit | 7 | 19 | 2022-07-19 | 1760622 | Sus | Y | EquipmentFailureInvolved¦Overhead¦Insulator¦Broken
22-0091520 | Equipment Failure/Involved | Overhead | Connector or Splice (OH) | Deteriorated | 2022 | Tier 3 - Extreme | Transformer only | 7 | 29 | 2022-07-29 | 1768416 | Sus | Y | EquipmentFailureInvolved¦Overhead¦ConnectororSplice(OH)¦Deteriorated
22-0092359 | Equipment Failure/Involved | Overhead | Transformer (OH) | Broken | 2022 | Tier 2 - Elevated | Transformer only | 8 | 1 | 2022-08-01 | 1770714 | Sus | Y | EquipmentFailureInvolved¦Overhead¦Transformer(OH)¦Broken
22-0095337 | 3rd Party | Customer Equipment | Fuse | Burned Open | 2022 | Tier 2 - Elevated | Distribution Circuit | 8 | 9 | 2022-08-09 | 1776853 | Sus | Y | 3rdParty¦CustomerEquipment¦Fuse¦BurnedOpen
22-0098594 | Company Initiated | Coordination failure | Recloser | Normal | 2022 | Tier 3 - Extreme | Distribution Circuit | 8 | 17 | 2022-08-17 | 1783431 | Sus | Y | CompanyInitiated¦Coordinationfailure¦Recloser¦Normal
22-0104344 | Equipment Failure/Involved | Underground | Transformer (UG) | Leaking | 2022 | Tier 2 - Elevated | Distribution Circuit | 8 | 31 | 2022-08-31 | 1796394 | Sus | Y | EquipmentFailureInvolved¦Underground¦Transformer(UG)¦Leaking
22-0105853 | Equipment Failure/Involved | Underground | Conductor, Underground | Broken | 2022 | Tier 2 - Elevated | Distribution Circuit | 9 | 5 | 2022-09-05 | 1799501 | Sus | Y | EquipmentFailureInvolved¦Underground¦ConductorUnderground¦Broken
22-0108648 | Vegetation | Tree - branch fell on line | Conductor, Overhead | Normal | 2022 | Tier 2 - Elevated | Distribution Circuit | 9 | 9 | 2022-09-09 | 1807267 | Sus | Y | Vegetation¦Treebranchfellonline¦ConductorOverhead¦Normal
22-0110127 | Equipment Failure/Involved | Overhead | Connector or Splice (OH) | Broken | 2022 | Tier 3 - Extreme | Transformer only | 9 | 14 | 2022-09-14 | 1810899 | Sus | Y | EquipmentFailureInvolved¦Overhead¦ConnectororSplice(OH)¦Broken
22-0113324 | Unknown Cause | Patrol - found nothing |  |  | 2022 | Tier 2 - Elevated | Distribution Circuit | 9 | 21 | 2022-09-21 | 1818657 | Sus | Y | UnknownCause¦Patrolfoundnothing¦¦
22-0113948 | Company Initiated | Coordination failure | Recloser | Normal | 2022 | Tier 2 - Elevated | Distribution Circuit | 9 | 22 | 2022-09-22 | 1819477 | Sus | Y | CompanyInitiated¦Coordinationfailure¦Recloser¦Normal
22-0124869 | Animal | Squirrel | Fuse | Failed/Faulted | 2022 | Tier 2 - Elevated | Distribution Circuit | 10 | 26 | 2022-10-26 | 1845664 | Sus | Y | Animal¦Squirrel¦Fuse¦FailedFaulted
22-0125651 | Animal | Squirrel | Transformer (OH) | Normal | 2022 | Tier 2 - Elevated | Distribution Circuit | 10 | 28 | 2022-10-28 | 1847555 | Sus | Y | Animal¦Squirrel¦Transformer(OH)¦Normal
22-0126442 | Equipment Failure/Involved | Overhead | Transformer (OH) | Failed/Faulted | 2022 | Tier 2 - Elevated | Transformer only | 11 | 1 | 2022-11-01 | 1849624 | Sus | Y | EquipmentFailureInvolved¦Overhead¦Transformer(OH)¦FailedFaulted
22-0129935 | Equipment Failure/Involved | Overhead | Insulator | Broken | 2022 | Tier 2 - Elevated | Distribution Circuit | 11 | 10 | 2022-11-10 | 1859726 | Sus | Y | EquipmentFailureInvolved¦Overhead¦Insulator¦Broken
22-0135563 | Vegetation | Tree - fell into line | Conductor, Overhead | Together | 2022 | Tier 3 - Extreme | Transformer only | 12 | 1 | 2022-12-01 | 1873145 | Sus | N | Vegetation¦Treefellintoline¦ConductorOverhead¦Together
22-0138905 | Vegetation | Tree - branch fell on line | Conductor, Overhead | Normal | 2022 | Tier 3 - Extreme | Distribution Circuit | 12 | 11 | 2022-12-11 | 1885193 | Sus | N | Vegetation¦Treebranchfellonline¦ConductorOverhead¦Normal
22-0139042 | Unknown Cause | Patrol - found nothing |  |  | 2022 | Tier 3 - Extreme | Transformer only | 12 | 11 | 2022-12-11 | 1885631 | Sus | N | UnknownCause¦Patrolfoundnothing¦¦
22-0140179 | Equipment Failure/Involved | Overhead | Conductor, Overhead | Together | 2022 | Tier 3 - Extreme | Distribution Circuit | 12 | 15 | 2022-12-15 | 1890405 | Sus | N | EquipmentFailureInvolved¦Overhead¦ConductorOverhead¦Together
22-0140996 | Vegetation | Tree - branch fell on line | Conductor, Overhead | Bent or Twisted | 2022 | Tier 3 - Extreme | Distribution Circuit | 12 | 22 | 2022-12-22 | 1895725 | Sus | N | Vegetation¦Treebranchfellonline¦ConductorOverhead¦BentorTwisted
22-0141103 | Vegetation | Tree - fell into line | Secondary | Broken | 2022 | Tier 2 - Elevated | Distribution Circuit | 12 | 23 | 2022-12-23 | 1896455 | Sus | N | Vegetation¦Treefellintoline¦Secondary¦Broken
22-0142483 | Vegetation | Tree - fell into line | Conductor, Overhead | Broken, wire on ground | 2022 | Tier 3 - Extreme | Distribution Circuit | 12 | 31 | 2022-12-31 | 1903230 | Sus | N | Vegetation¦Treefellintoline¦ConductorOverhead¦Brokenwireonground
23-0004350 | Equipment Failure/Involved | Overhead | Conductor, Overhead | Broken, wire on ground | 2022 | Tier 2 - Elevated | Distribution Circuit | 12 | 31 | 2022-12-31 | 1904965 | Sus | N | EquipmentFailureInvolved¦Overhead¦ConductorOverhead¦Brokenwireonground
15-0002187 | Vegetation | Tree - fell into line | Conductor, Overhead | Broken, wire on ground | 2015 | Tier 3 - Extreme | Distribution Circuit | 1 | 2 | 2015-01-02 | 1158298 | Sus | N | Vegetation¦Treefellintoline¦ConductorOverhead¦Brokenwireonground
15-0003818 | 3rd Party | Vehicle | Pole-Wood | Broken | 2015 | Tier 2 - Elevated | Distribution Circuit | 1 | 12 | 2015-01-12 | 1162389 | Sus | N | 3rdParty¦Vehicle¦PoleWood¦Broken
15-0010823 | Equipment Failure/Involved | Fire, pole | Pole-Wood | Broken | 2015 | Tier 2 - Elevated | Distribution Circuit | 2 | 6 | 2015-02-06 | 1178896 | Sus | N | EquipmentFailureInvolved¦Firepole¦PoleWood¦Broken
15-0014903 | 3rd Party | Customer Equipment | Pole-Wood | Broken | 2015 | Tier 2 - Elevated | Distribution Circuit | 2 | 22 | 2015-02-22 | 1194244 | Sus | N | 3rdParty¦CustomerEquipment¦PoleWood¦Broken
15-0030626 | Vegetation | Tree - fell into line | Conductor, Overhead | Broken, wire on ground | 2015 | Tier 3 - Extreme | Distribution Circuit | 4 | 30 | 2015-04-30 | 1227206 | Sus | N | Vegetation¦Treefellintoline¦ConductorOverhead¦Brokenwireonground
15-0033041 | Unknown Cause | Patrol - found nothing |  |  | 2015 | Tier 2 - Elevated | Distribution Circuit | 5 | 8 | 2015-05-08 | 1231809 | Sus | Y | UnknownCause¦Patrolfoundnothing¦¦
15-0036245 | Unknown Cause | Patrol - found nothing |  |  | 2015 | Tier 3 - Extreme | Distribution Circuit | 5 | 24 | 2015-05-24 | 1239096 | Sus | Y | UnknownCause¦Patrolfoundnothing¦¦
15-0038981 | Environmental/External | Lightning | Transformer (OH) | Failed/Faulted | 2015 | Tier 2 - Elevated | Distribution Circuit | 6 | 5 | 2015-06-05 | 1244569 | Sus | Y | EnvironmentalExternal¦Lightning¦Transformer(OH)¦FailedFaulted
15-0041721 | Equipment Failure/Involved | Underground | Transformer (UG) | Leaking | 2015 | Tier 2 - Elevated | Distribution Circuit | 6 | 17 | 2015-06-17 | 1252383 | Sus | Y | EquipmentFailureInvolved¦Underground¦Transformer(UG)¦Leaking
15-0044529 | Vegetation | Tree - fell into line | Conductor, Overhead | Together | 2015 | Tier 3 - Extreme | Distribution Circuit | 7 | 1 | 2015-07-01 | 1260360 | Sus | Y | Vegetation¦Treefellintoline¦ConductorOverhead¦Together
15-0044529 | Vegetation | Tree - fell into line | Conductor, Overhead | Together | 2015 | Tier 3 - Extreme | Distribution Circuit | 7 | 1 | 2015-07-01 | 1260360 | Sus | Y | Vegetation¦Treefellintoline¦ConductorOverhead¦Together
15-0045538 | Vegetation | Tree - fell into line | Pole-Wood | Broken | 2015 | Tier 2 - Elevated | Distribution Circuit | 7 | 5 | 2015-07-05 | 1263064 | Sus | Y | Vegetation¦Treefellintoline¦PoleWood¦Broken
15-0050488 | Environmental/External | Fire, Forest/Grass | Conductor, Overhead | Normal | 2015 | Tier 3 - Extreme | Distribution Circuit | 7 | 25 | 2015-07-25 | 1277102 | Sus | Y | EnvironmentalExternal¦FireForestGrass¦ConductorOverhead¦Normal
15-0055172 | 3rd Party | Vehicle | Pole-Wood | Broken | 2015 | Tier 2 - Elevated | Distribution Circuit | 8 | 14 | 2015-08-14 | 1288577 | Sus | Y | 3rdParty¦Vehicle¦PoleWood¦Broken
15-0055738 | Animal | Squirrel | Transformer | Failed/Faulted | 2015 | Tier 2 - Elevated | Transformer only | 8 | 18 | 2015-08-18 | 1290794 | Sus | Y | Animal¦Squirrel¦Transformer¦FailedFaulted
15-0061103 | Environmental/External | Fire, Forest/Grass | Pole-Wood | Burned/flashed | 2015 | Tier 2 - Elevated | Distribution Circuit | 9 | 12 | 2015-09-12 | 1305060 | Sus | Y | EnvironmentalExternal¦FireForestGrass¦PoleWood¦Burnedflashed
15-0061770 | Environmental/External | Fire, Forest/Grass | Pole-Wood | Burned/flashed | 2015 | Tier 3 - Extreme | Distribution Circuit | 9 | 16 | 2015-09-16 | 1306916 | Sus | Y | EnvironmentalExternal¦FireForestGrass¦PoleWood¦Burnedflashed
15-0062306 | Unknown Cause | Patrol - found nothing |  |  | 2015 | Tier 3 - Extreme | Distribution Circuit | 9 | 19 | 2015-09-19 | 1308628 | Sus | Y | UnknownCause¦Patrolfoundnothing¦¦
15-0067601 | 3rd Party | Kite | Conductor, Overhead | Normal | 2015 | Tier 2 - Elevated | Distribution Circuit | 10 | 3 | 2015-10-03 | 1315966 | Sus | Y | 3rdParty¦Kite¦ConductorOverhead¦Normal
15-0069443 | Equipment Failure/Involved | Overhead | Cutout, fuse holder | Normal | 2015 | Tier 2 - Elevated | Distribution Circuit | 10 | 10 | 2015-10-10 | 1320033 | Sus | Y | EquipmentFailureInvolved¦Overhead¦Cutoutfuseholder¦Normal
15-0069797 | Equipment Failure/Involved | Overhead | Crossarm, Wood | Broken | 2015 | Tier 2 - Elevated | Distribution Circuit | 10 | 13 | 2015-10-13 | 1321029 | Sus | Y | EquipmentFailureInvolved¦Overhead¦CrossarmWood¦Broken
15-0070238 | Animal | Squirrel | Transformer (OH) | Normal | 2015 | Tier 2 - Elevated | Distribution Circuit | 10 | 14 | 2015-10-14 | 1321771 | Sus | Y | Animal¦Squirrel¦Transformer(OH)¦Normal
15-0071261 | Environmental/External | Lightning |  | Failed/Faulted | 2015 | Tier 2 - Elevated | Transformer only | 10 | 17 | 2015-10-17 | 1324226 | Sus | Y | EnvironmentalExternal¦Lightning¦¦FailedFaulted
15-0072695 | Environmental/External | Lightning | Transformer | Failed/Faulted | 2015 | Tier 2 - Elevated | Transformer only | 10 | 22 | 2015-10-22 | 1327622 | Sus | Y | EnvironmentalExternal¦Lightning¦Transformer¦FailedFaulted
15-0073280 | Unknown Cause | Patrol - found nothing |  |  | 2015 | Tier 3 - Extreme | Distribution Circuit | 10 | 26 | 2015-10-26 | 1329132 | Sus | Y | UnknownCause¦Patrolfoundnothing¦¦
15-0077137 | Equipment Failure/Involved | Overhead | Transformer | Failed/Faulted | 2015 | Tier 2 - Elevated | Transformer only | 11 | 10 | 2015-11-10 | 1338968 | Sus | Y | EquipmentFailureInvolved¦Overhead¦Transformer¦FailedFaulted
15-0078398 | Equipment Failure/Involved | Overhead | Crossarm, Wood | Broken | 2015 | Tier 3 - Extreme | Distribution Circuit | 11 | 16 | 2015-11-16 | 1343330 | Sus | Y | EquipmentFailureInvolved¦Overhead¦CrossarmWood¦Broken
15-0083762 | Vegetation | Tree - fell into line | Transformer | Broken | 2015 | Tier 3 - Extreme | Transformer only | 12 | 10 | 2015-12-10 | 1356852 | Sus | N | Vegetation¦Treefellintoline¦Transformer¦Broken
15-0087073 | Vegetation | Tree - branch fell on line | Conductor, Overhead | Normal | 2015 | Tier 2 - Elevated | Distribution Circuit | 12 | 24 | 2015-12-24 | 1370715 | Sus | N | Vegetation¦Treebranchfellonline¦ConductorOverhead¦Normal
16-0003428 | 3rd Party | Vehicle | Conductor, Overhead | Broken, wire on ground | 2016 | Tier 2 - Elevated | Distribution Circuit | 1 | 6 | 2016-01-06 | 1378450 | Sus | N | 3rdParty¦Vehicle¦ConductorOverhead¦Brokenwireonground
16-0006625 | Vegetation | Tree - fell into line | Conductor, Overhead | On Ground | 2016 | Tier 3 - Extreme | Distribution Circuit | 1 | 19 | 2016-01-19 | 1388051 | Sus | N | Vegetation¦Treefellintoline¦ConductorOverhead¦OnGround
16-0007911 | Vegetation | Tree - fell into line | Conductor, Overhead | Broken, wire on ground | 2016 | Tier 3 - Extreme | Distribution Circuit | 1 | 24 | 2016-01-24 | 1391385 | Sus | N | Vegetation¦Treefellintoline¦ConductorOverhead¦Brokenwireonground
16-0009051 | Vegetation | Tree - fell into line | Conductor, Overhead | Normal | 2016 | Tier 2 - Elevated | Distribution Circuit | 1 | 29 | 2016-01-29 | 1393829 | Sus | N | Vegetation¦Treefellintoline¦ConductorOverhead¦Normal
16-0013588 | Unknown Cause | Patrol - found nothing |  |  | 2016 | Tier 3 - Extreme | Distribution Circuit | 2 | 17 | 2016-02-17 | 1406898 | Sus | N | UnknownCause¦Patrolfoundnothing¦¦
16-0013881 | Vegetation | Tree - fell into line | Conductor, Overhead | Broken, wire on ground | 2016 | Tier 3 - Extreme | Distribution Circuit | 2 | 18 | 2016-02-18 | 1408554 | Sus | N | Vegetation¦Treefellintoline¦ConductorOverhead¦Brokenwireonground
16-0013946 | Equipment Failure/Involved | Substation | Transformer Power | Burned/flashed | 2016 | Tier 2 - Elevated | Generation | 2 | 18 | 2016-02-18 | 1408691 | Sus | N | EquipmentFailureInvolved¦Substation¦TransformerPower¦Burnedflashed
16-0017496 | Equipment Failure/Involved | Overhead | Conductor, Overhead | Broken, wire on ground | 2016 | Tier 3 - Extreme | Distribution Circuit | 3 | 5 | 2016-03-05 | 1416660 | Sus | N | EquipmentFailureInvolved¦Overhead¦ConductorOverhead¦Brokenwireonground
16-0018479 | Vegetation | Tree - bark fell into line | Conductor, Overhead | Broken, wire on ground | 2016 | Tier 2 - Elevated | Distribution Circuit | 3 | 6 | 2016-03-06 | 1422022 | Sus | N | Vegetation¦Treebarkfellintoline¦ConductorOverhead¦Brokenwireonground
16-0018534 | Equipment Failure/Involved | Overhead | Transformer | Failed/Faulted | 2016 | Tier 3 - Extreme | Transformer only | 3 | 6 | 2016-03-06 | 1422373 | Sus | N | EquipmentFailureInvolved¦Overhead¦Transformer¦FailedFaulted
16-0020440 | Unknown Cause | Patrol - found nothing |  |  | 2016 | Tier 3 - Extreme | Distribution Circuit | 3 | 11 | 2016-03-11 | 1427761 | Sus | N | UnknownCause¦Patrolfoundnothing¦¦
16-0021924 | Unknown Cause | Patrol - found nothing |  |  | 2016 | Tier 2 - Elevated | Distribution Circuit | 3 | 16 | 2016-03-16 | 1432597 | Sus | N | UnknownCause¦Patrolfoundnothing¦¦
16-0024941 | Unknown Cause | Patrol - found nothing |  |  | 2016 | Tier 3 - Extreme | Distribution Circuit | 3 | 30 | 2016-03-30 | 1441424 | Sus | N | UnknownCause¦Patrolfoundnothing¦¦
16-0025429 | Equipment Failure/Involved | Overhead | Transformer (OH) | Broken | 2016 | Tier 2 - Elevated | Transformer only | 3 | 31 | 2016-03-31 | 1442514 | Sus | N | EquipmentFailureInvolved¦Overhead¦Transformer(OH)¦Broken
16-0032631 | Equipment Failure/Involved | Overhead | Crossarm, Wood | Deteriorated | 2016 | Tier 2 - Elevated | Transformer only | 4 | 29 | 2016-04-29 | 1461551 | Sus | N | EquipmentFailureInvolved¦Overhead¦CrossarmWood¦Deteriorated
16-0038234 | Vegetation | Tree - branch fell on line | Pole-Wood | Broken, wire on ground | 2016 | Tier 2 - Elevated | Distribution Circuit | 5 | 24 | 2016-05-24 | 1476180 | Sus | Y | Vegetation¦Treebranchfellonline¦PoleWood¦Brokenwireonground
16-0042775 | Vegetation | Tree - fell into line | Fuse | Failed/Faulted | 2016 | Tier 3 - Extreme | Distribution Circuit | 6 | 13 | 2016-06-13 | 1487815 | Sus | Y | Vegetation¦Treefellintoline¦Fuse¦FailedFaulted
16-0043247 | Equipment Failure/Involved | Overhead | Transformer (OH) | Broken | 2016 | Tier 3 - Extreme | Transformer only | 6 | 14 | 2016-06-14 | 1488922 | Sus | Y | EquipmentFailureInvolved¦Overhead¦Transformer(OH)¦Broken
16-0050065 | Equipment Failure/Involved | Overhead | Transformer | Failed/Faulted | 2016 | Tier 2 - Elevated | Transformer only | 7 | 14 | 2016-07-14 | 1510285 | Sus | Y | EquipmentFailureInvolved¦Overhead¦Transformer¦FailedFaulted
16-0055946 | Animal | Squirrel | Conductor, Overhead | Normal | 2016 | Tier 3 - Extreme | Distribution Circuit | 8 | 9 | 2016-08-09 | 1523490 | Sus | Y | Animal¦Squirrel¦ConductorOverhead¦Normal
16-0068706 | Animal | Other | Conductor, Overhead | Normal | 2016 | Tier 2 - Elevated | Distribution Circuit | 9 | 30 | 2016-09-30 | 1550458 | Sus | Y | Animal¦Other¦ConductorOverhead¦Normal
16-0072582 | Equipment Failure/Involved | Overhead | Conductor, Overhead | Broken, wire on ground | 2016 | Tier 2 - Elevated | Distribution Circuit | 10 | 15 | 2016-10-15 | 1561316 | Sus | Y | EquipmentFailureInvolved¦Overhead¦ConductorOverhead¦Brokenwireonground
16-0072780 | Unknown Cause | Patrol - not conducted |  |  | 2016 | Tier 2 - Elevated | Distribution Circuit | 10 | 16 | 2016-10-16 | 1562269 | Sus | Y | UnknownCause¦Patrolnotconducted¦¦
16-0074751 | Animal | Squirrel | Fuse | Failed/Faulted | 2016 | Tier 3 - Extreme | Distribution Circuit | 10 | 22 | 2016-10-22 | 1567454 | Sus | Y | Animal¦Squirrel¦Fuse¦FailedFaulted
16-0074991 | Environmental/External | Lightning | Service conductor | Broken, wire on ground | 2016 | Tier 2 - Elevated | Distribution Circuit | 10 | 24 | 2016-10-24 | 1568373 | Sus | Y | EnvironmentalExternal¦Lightning¦Serviceconductor¦Brokenwireonground
16-0083808 | Equipment Failure/Involved | Overhead | Transformer | Failed/Faulted | 2016 | Tier 3 - Extreme | Transformer only | 12 | 4 | 2016-12-04 | 1594255 | Sus | N | EquipmentFailureInvolved¦Overhead¦Transformer¦FailedFaulted
16-0086049 | Unknown Cause | Patrol - found nothing |  |  | 2016 | Tier 2 - Elevated | Distribution Circuit | 12 | 16 | 2016-12-16 | 1604379 | Sus | N | UnknownCause¦Patrolfoundnothing¦¦
16-0086706 | Equipment Failure/Involved | Overhead | Transformer | Burned/flashed | 2016 | Tier 2 - Elevated | Transformer only | 12 | 22 | 2016-12-22 | 1609048 | Sus | N | EquipmentFailureInvolved¦Overhead¦Transformer¦Burnedflashed
17-0002876 | Vegetation | Tree - fell into line | Conductor, Overhead | Normal | 2017 | Tier 3 - Extreme | Distribution Circuit | 1 | 3 | 2017-01-03 | 1615245 | Sus | N | Vegetation¦Treefellintoline¦ConductorOverhead¦Normal
17-0003256 | Unknown Cause | Patrol - found nothing |  |  | 2017 | Tier 3 - Extreme | Transformer only | 1 | 3 | 2017-01-03 | 1616812 | Sus | N | UnknownCause¦Patrolfoundnothing¦¦
17-0003621 | Vegetation | Tree - fell into line | Conductor, Overhead | Normal | 2017 | Tier 3 - Extreme | Distribution Circuit | 1 | 4 | 2017-01-04 | 1618032 | Sus | N | Vegetation¦Treefellintoline¦ConductorOverhead¦Normal
17-0004076 | Vegetation | Tree - branch fell on line | Transformer (OH) | Normal | 2017 | Tier 2 - Elevated | Transformer only | 1 | 5 | 2017-01-05 | 1619634 | Sus | N | Vegetation¦Treebranchfellonline¦Transformer(OH)¦Normal
17-0004888 | Vegetation | Tree - fell into line | Conductor, Overhead | Broken, wire on ground | 2017 | Tier 2 - Elevated | Distribution Circuit | 1 | 7 | 2017-01-07 | 1622368 | Sus | N | Vegetation¦Treefellintoline¦ConductorOverhead¦Brokenwireonground
17-0004934 | Vegetation | Tree - branch fell on line | Conductor, Overhead | Normal | 2017 | Tier 2 - Elevated | Distribution Circuit | 1 | 8 | 2017-01-08 | 1622537 | Sus | N | Vegetation¦Treebranchfellonline¦ConductorOverhead¦Normal
17-0005883 | Vegetation | Tree - fell into line | Conductor, Overhead | Broken, wire on ground | 2017 | Tier 2 - Elevated | Distribution Circuit | 1 | 9 | 2017-01-09 | 1630222 | Sus | N | Vegetation¦Treefellintoline¦ConductorOverhead¦Brokenwireonground
17-0005984 | Unknown Cause | Patrol - found nothing |  |  | 2017 | Tier 2 - Elevated | Distribution Circuit | 1 | 9 | 2017-01-09 | 1623572 | Sus | N | UnknownCause¦Patrolfoundnothing¦¦
17-0006527 | Unknown Cause | Patrol - found nothing |  |  | 2017 | Tier 2 - Elevated | Distribution Circuit | 1 | 10 | 2017-01-10 | 1632612 | Sus | N | UnknownCause¦Patrolfoundnothing¦¦
17-0007779 | Unknown Cause | Patrol - found nothing |  |  | 2017 | Tier 2 - Elevated | Distribution Circuit | 1 | 11 | 2017-01-11 | 1640217 | Sus | N | UnknownCause¦Patrolfoundnothing¦¦
17-0010117 | 3rd Party | Vehicle | Pole-Wood | Broken | 2017 | Tier 3 - Extreme | Distribution Circuit | 1 | 18 | 2017-01-18 | 1646563 | Sus | N | 3rdParty¦Vehicle¦PoleWood¦Broken
17-0010460 | Vegetation | Tree - fell into line | Conductor, Overhead | Broken, wire on ground | 2017 | Tier 3 - Extreme | Distribution Circuit | 1 | 18 | 2017-01-18 | 1649117 | Sus | N | Vegetation¦Treefellintoline¦ConductorOverhead¦Brokenwireonground
17-0011871 | Vegetation | Tree - branch fell on line | Conductor, Overhead | Normal | 2017 | Tier 2 - Elevated | Distribution Circuit | 1 | 20 | 2017-01-20 | 1655258 | Sus | N | Vegetation¦Treebranchfellonline¦ConductorOverhead¦Normal
17-0012107 | Vegetation | Tree - branch fell on line | Conductor, Overhead | Normal | 2017 | Tier 3 - Extreme | Distribution Circuit | 1 | 20 | 2017-01-20 | 1655289 | Sus | N | Vegetation¦Treebranchfellonline¦ConductorOverhead¦Normal
17-0012721 | Vegetation | Tree - fell into line | Conductor, Overhead | Broken, wire on ground | 2017 | Tier 3 - Extreme | Distribution Circuit | 1 | 22 | 2017-01-22 | 1658252 | Sus | N | Vegetation¦Treefellintoline¦ConductorOverhead¦Brokenwireonground
17-0014361 | Vegetation | Tree - fell into line | Secondary | Broken | 2017 | Tier 3 - Extreme | Distribution Circuit | 1 | 24 | 2017-01-24 | 1665706 | Sus | N | Vegetation¦Treefellintoline¦Secondary¦Broken
17-0015264 | Equipment Failure/Involved | Overhead | Insulator | Broken | 2017 | Tier 3 - Extreme | Distribution Circuit | 1 | 26 | 2017-01-26 | 1667841 | Sus | N | EquipmentFailureInvolved¦Overhead¦Insulator¦Broken
17-0017532 | Unknown Cause | Patrol - found nothing |  |  | 2017 | Tier 2 - Elevated | Distribution Circuit | 2 | 5 | 2017-02-05 | 1675259 | Sus | N | UnknownCause¦Patrolfoundnothing¦¦
17-0018464 | Vegetation | Tree - fell into line | Conductor, Overhead | Broken, wire on ground | 2017 | Tier 2 - Elevated | Distribution Circuit | 2 | 7 | 2017-02-07 | 1679710 | Sus | N | Vegetation¦Treefellintoline¦ConductorOverhead¦Brokenwireonground
17-0018742 | Unknown Cause | Patrol - found nothing |  |  | 2017 | Tier 3 - Extreme | Distribution Circuit | 2 | 7 | 2017-02-07 | 1678679 | Sus | N | UnknownCause¦Patrolfoundnothing¦¦
17-0019731 | Vegetation | Tree - fell into line | Conductor, Overhead | Broken, wire on ground | 2017 | Tier 3 - Extreme | Distribution Circuit | 2 | 9 | 2017-02-09 | 1684396 | Sus | N | Vegetation¦Treefellintoline¦ConductorOverhead¦Brokenwireonground
17-0020262 | Vegetation | Tree - fell into line | Conductor, Overhead | Broken, wire on ground | 2017 | Tier 3 - Extreme | Distribution Circuit | 2 | 11 | 2017-02-11 | 1685797 | Sus | N | Vegetation¦Treefellintoline¦ConductorOverhead¦Brokenwireonground
17-0023466 | Vegetation | Tree - bark fell into line | Conductor, Overhead | Together | 2017 | Tier 2 - Elevated | Distribution Circuit | 2 | 19 | 2017-02-19 | 1701191 | Sus | N | Vegetation¦Treebarkfellintoline¦ConductorOverhead¦Together
17-0023651 | Unknown Cause | Patrol - found nothing |  |  | 2017 | Tier 2 - Elevated | Distribution Circuit | 2 | 20 | 2017-02-20 | 1702409 | Sus | N | UnknownCause¦Patrolfoundnothing¦¦
17-0024742 | Vegetation | Tree - fell into line | Conductor, Overhead | Broken, wire on ground | 2017 | Tier 3 - Extreme | Distribution Circuit | 2 | 20 | 2017-02-20 | 1704944 | Sus | N | Vegetation¦Treefellintoline¦ConductorOverhead¦Brokenwireonground
17-0025683 | Equipment Failure/Involved | Overhead | Transformer | Failed/Faulted | 2017 | Tier 2 - Elevated | Transformer only | 2 | 22 | 2017-02-22 | 1710653 | Sus | N | EquipmentFailureInvolved¦Overhead¦Transformer¦FailedFaulted
17-0027375 | Unknown Cause | Patrol - found nothing |  |  | 2017 | Tier 2 - Elevated | Distribution Circuit | 2 | 28 | 2017-02-28 | 1715922 | Sus | N | UnknownCause¦Patrolfoundnothing¦¦
17-0032258 | Environmental/External | Flood/Erosion | Pole-Wood | Broken, wire on ground | 2017 | Tier 3 - Extreme | Distribution Circuit | 3 | 21 | 2017-03-21 | 1731758 | Sus | N | EnvironmentalExternal¦FloodErosion¦PoleWood¦Brokenwireonground
17-0035879 | Unknown Cause | Patrol - found nothing |  |  | 2017 | Tier 3 - Extreme | Distribution Circuit | 4 | 2 | 2017-04-02 | 1742524 | Sus | N | UnknownCause¦Patrolfoundnothing¦¦
17-0036460 | 3rd Party | Vehicle | Pole-Wood | Broken, wire on ground | 2017 | Tier 2 - Elevated | Distribution Circuit | 4 | 4 | 2017-04-04 | 1744013 | Sus | N | 3rdParty¦Vehicle¦PoleWood¦Brokenwireonground
17-0037104 | Unknown Cause | Patrol - found nothing |  |  | 2017 | Tier 2 - Elevated | Distribution Circuit | 4 | 6 | 2017-04-06 | 1745554 | Sus | N | UnknownCause¦Patrolfoundnothing¦¦
17-0040171 | Environmental/External | Lightning | Transformer | Failed/Faulted | 2017 | Tier 2 - Elevated | Transformer only | 4 | 14 | 2017-04-14 | 1757555 | Sus | N | EnvironmentalExternal¦Lightning¦Transformer¦FailedFaulted
17-0043904 | Equipment Failure/Involved | Electrical Overload | Secondary | Burned Open | 2017 | Tier 2 - Elevated | Transformer only | 4 | 29 | 2017-04-29 | 1770506 | Sus | N | EquipmentFailureInvolved¦ElectricalOverload¦Secondary¦BurnedOpen
17-0045685 | Equipment Failure/Involved | Overhead | Transformer | Failed/Faulted | 2017 | Tier 2 - Elevated | Transformer only | 5 | 5 | 2017-05-05 | 1775513 | Sus | Y | EquipmentFailureInvolved¦Overhead¦Transformer¦FailedFaulted
17-0052574 | Unknown Cause | Patrol - not conducted |  |  | 2017 | Tier 2 - Elevated | Distribution Circuit | 6 | 3 | 2017-06-03 | 1796480 | Sus | Y | UnknownCause¦Patrolnotconducted¦¦
17-0056286 | Equipment Failure/Involved | Overhead | Transformer | Failed/Faulted | 2017 | Tier 2 - Elevated | Distribution Circuit | 6 | 18 | 2017-06-18 | 1808187 | Sus | Y | EquipmentFailureInvolved¦Overhead¦Transformer¦FailedFaulted
17-0066949 | Unknown Cause | Patrol - found nothing |  |  | 2017 | Tier 2 - Elevated | Distribution Circuit | 8 | 1 | 2017-08-01 | 1843603 | Sus | Y | UnknownCause¦Patrolfoundnothing¦¦
17-0067347 | Environmental/External | Lightning | Fuse | Failed/Faulted | 2017 | Tier 3 - Extreme | Distribution Circuit | 8 | 2 | 2017-08-02 | 1844610 | Sus | Y | EnvironmentalExternal¦Lightning¦Fuse¦FailedFaulted
17-0075091 | Equipment Failure/Involved | Underground | Transformer | Failed/Faulted | 2017 | Tier 2 - Elevated | Distribution Circuit | 9 | 2 | 2017-09-02 | 1866044 | Sus | Y | EquipmentFailureInvolved¦Underground¦Transformer¦FailedFaulted
17-0085239 | Environmental/External | Fire, Forest/Grass | Conductor, Overhead | Broken, wire on ground | 2017 | Tier 2 - Elevated | Distribution Circuit | 10 | 8 | 2017-10-08 | 1893951 | Sus | Y | EnvironmentalExternal¦FireForestGrass¦ConductorOverhead¦Brokenwireonground
17-0085371 | Environmental/External | Fire, Forest/Grass | Pole-Wood | Burned/flashed | 2017 | Tier 2 - Elevated | Distribution Circuit | 10 | 9 | 2017-10-09 | 1895447 | Sus | Y | EnvironmentalExternal¦FireForestGrass¦PoleWood¦Burnedflashed
17-0086466 | Environmental/External | Fire, Forest/Grass | Pole-Wood | Burned/flashed | 2017 | Tier 2 - Elevated | Distribution Circuit | 10 | 8 | 2017-10-08 | 1898883 | Sus | Y | EnvironmentalExternal¦FireForestGrass¦PoleWood¦Burnedflashed
17-0089287 | Vegetation | Tree - fell into line | Transformer | Broken | 2017 | Tier 3 - Extreme | Transformer only | 10 | 20 | 2017-10-20 | 1906492 | Sus | Y | Vegetation¦Treefellintoline¦Transformer¦Broken
17-0091818 | Unknown Cause | Patrol - found nothing |  | Failed/Faulted | 2017 | Tier 2 - Elevated | Distribution Circuit | 11 | 1 | 2017-11-01 | 1913659 | Sus | Y | UnknownCause¦Patrolfoundnothing¦¦FailedFaulted
17-0093181 | Equipment Failure/Involved | Overhead | Conductor, Overhead | Together | 2017 | Tier 2 - Elevated | Distribution Circuit | 11 | 7 | 2017-11-07 | 1917376 | Sus | Y | EquipmentFailureInvolved¦Overhead¦ConductorOverhead¦Together
17-0093245 | 3rd Party | Tree - cutting, 3rd party | Connector or Splice (OH) | Broken, wire on ground | 2017 | Tier 2 - Elevated | Distribution Circuit | 11 | 7 | 2017-11-07 | 1917565 | Sus | Y | 3rdParty¦Treecutting3rdparty¦ConnectororSplice(OH)¦Brokenwireonground
17-0095269 | Vegetation | Tree - fell into line | Conductor, Overhead | Normal | 2017 | Tier 3 - Extreme | Distribution Circuit | 11 | 15 | 2017-11-15 | 1923011 | Sus | Y | Vegetation¦Treefellintoline¦ConductorOverhead¦Normal
17-0095447 | Unknown Cause | Patrol - found nothing |  |  | 2017 | Tier 2 - Elevated | Distribution Circuit | 11 | 16 | 2017-11-16 | 1923508 | Sus | Y | UnknownCause¦Patrolfoundnothing¦¦
17-0101618 | Equipment Failure/Involved | Overhead | Crossarm, Wood | Broken | 2017 | Tier 2 - Elevated | Distribution Circuit | 12 | 14 | 2017-12-14 | 1942852 | Sus | N | EquipmentFailureInvolved¦Overhead¦CrossarmWood¦Broken
18-0003097 | 3rd Party | Vehicle | Pole-Wood | Broken, wire on ground | 2018 | Tier 2 - Elevated | Distribution Circuit | 1 | 2 | 2018-01-02 | 839 | Sus | N | 3rdParty¦Vehicle¦PoleWood¦Brokenwireonground
18-0003592 | 3rd Party | Tree - cutting, 3rd party | Conductor, Underground | Normal | 2018 | Tier 2 - Elevated | Distribution Circuit | 1 | 4 | 2018-01-04 | 1813 | Sus | N | 3rdParty¦Treecutting3rdparty¦ConductorUnderground¦Normal
18-0006123 | Equipment Failure/Involved | Overhead | Transformer | Failed/Faulted | 2018 | Tier 2 - Elevated | Transformer only | 1 | 15 | 2018-01-15 | 8210 | Sus | N | EquipmentFailureInvolved¦Overhead¦Transformer¦FailedFaulted
18-0016911 | Equipment Failure/Involved | Overhead | Transformer | Failed/Faulted | 2018 | Tier 2 - Elevated | Transformer only | 2 | 24 | 2018-02-24 | 30620 | Sus | N | EquipmentFailureInvolved¦Overhead¦Transformer¦FailedFaulted
18-0017731 | Equipment Failure/Involved | Underground | Elbow | Failed/Faulted | 2018 | Tier 2 - Elevated | Distribution Circuit | 2 | 27 | 2018-02-27 | 32843 | Sus | N | EquipmentFailureInvolved¦Underground¦Elbow¦FailedFaulted
18-0018964 | Vegetation | Tree - branch fell on line | Conductor, Overhead | Normal | 2018 | Tier 2 - Elevated | Distribution Circuit | 3 | 1 | 2018-03-01 | 35859 | Sus | N | Vegetation¦Treebranchfellonline¦ConductorOverhead¦Normal
18-0023216 | Vegetation | Tree - fell into line | Conductor, Overhead | Broken, wire on ground | 2018 | Tier 3 - Extreme | Distribution Circuit | 3 | 15 | 2018-03-15 | 45053 | Sus | N | Vegetation¦Treefellintoline¦ConductorOverhead¦Brokenwireonground
18-0023793 | Vegetation | Tree - fell into line | Switch (OH) | Broken | 2018 | Tier 3 - Extreme | Distribution Circuit | 3 | 17 | 2018-03-17 | 46937 | Sus | N | Vegetation¦Treefellintoline¦Switch(OH)¦Broken
18-0025815 | Equipment Failure/Involved | Overhead | Switch (OH) | Arcing | 2018 | Tier 2 - Elevated | Distribution Circuit | 3 | 22 | 2018-03-22 | 51391 | Sus | N | EquipmentFailureInvolved¦Overhead¦Switch(OH)¦Arcing
18-0026840 | Equipment Failure/Involved | Overhead | Connector or Splice (OH) | Burned/flashed | 2018 | Tier 3 - Extreme | Distribution Circuit | 3 | 26 | 2018-03-26 | 54047 | Sus | N | EquipmentFailureInvolved¦Overhead¦ConnectororSplice(OH)¦Burnedflashed
18-0031554 | Unknown Cause | Patrol - found nothing |  |  | 2018 | Tier 2 - Elevated | Distribution Circuit | 4 | 12 | 2018-04-12 | 65257 | Sus | N | UnknownCause¦Patrolfoundnothing¦¦
18-0032531 | Animal | Other | Conductor, Overhead | Normal | 2018 | Tier 2 - Elevated | Distribution Circuit | 4 | 16 | 2018-04-16 | 67606 | Sus | N | Animal¦Other¦ConductorOverhead¦Normal
18-0032945 | Equipment Failure/Involved | Electrical Overload | Transformer | Failed/Faulted | 2018 | Tier 2 - Elevated | Transformer only | 4 | 17 | 2018-04-17 | 68473 | Sus | N | EquipmentFailureInvolved¦ElectricalOverload¦Transformer¦FailedFaulted
18-0037898 | Animal | Bird found | Conductor, Overhead | Normal | 2018 | Tier 2 - Elevated | Distribution Circuit | 5 | 3 | 2018-05-03 | 78595 | Sus | Y | Animal¦Birdfound¦ConductorOverhead¦Normal
18-0041547 | Vegetation | Tree - branch fell on line | Fuse | Failed/Faulted | 2018 | Tier 2 - Elevated | Distribution Circuit | 5 | 16 | 2018-05-16 | 87275 | Sus | Y | Vegetation¦Treebranchfellonline¦Fuse¦FailedFaulted
18-0043531 | Unknown Cause | Patrol - not conducted | Circuit Breaker | Malfunctioning | 2018 | Tier 2 - Elevated | Distribution Circuit | 5 | 23 | 2018-05-23 | 92517 | Sus | Y | UnknownCause¦Patrolnotconducted¦CircuitBreaker¦Malfunctioning
18-0051351 | Animal | Squirrel | Transformer | Burned/flashed | 2018 | Tier 3 - Extreme | Transformer only | 6 | 15 | 2018-06-15 | 109708 | Sus | Y | Animal¦Squirrel¦Transformer¦Burnedflashed
18-0052956 | Vegetation | Tree - fell into line | Conductor, Overhead | Broken, wire on ground | 2018 | Tier 3 - Extreme | Distribution Circuit | 6 | 20 | 2018-06-20 | 114036 | Sus | Y | Vegetation¦Treefellintoline¦ConductorOverhead¦Brokenwireonground
18-0056533 | Vegetation | Tree - fell into line | Secondary | Broken, wire on ground | 2018 | Tier 3 - Extreme | Transformer only | 7 | 2 | 2018-07-02 | 123404 | Sus | Y | Vegetation¦Treefellintoline¦Secondary¦Brokenwireonground
18-0059951 | Environmental/External | Lightning | Transformer | Failed/Faulted | 2018 | Tier 2 - Elevated | Transformer only | 7 | 15 | 2018-07-15 | 132119 | Sus | Y | EnvironmentalExternal¦Lightning¦Transformer¦FailedFaulted
18-0061638 | Vegetation | Tree - fell into line | Conductor, Overhead | Broken, wire on ground | 2018 | Tier 2 - Elevated | Distribution Circuit | 7 | 19 | 2018-07-19 | 135846 | Sus | Y | Vegetation¦Treefellintoline¦ConductorOverhead¦Brokenwireonground
18-0066442 | Vegetation | Tree - branch fell on line | Conductor, Overhead | Normal | 2018 | Tier 3 - Extreme | Distribution Circuit | 8 | 3 | 2018-08-03 | 148110 | Sus | Y | Vegetation¦Treebranchfellonline¦ConductorOverhead¦Normal
18-0066892 | Environmental/External | Fire, Forest/Grass | Pole-Wood | Burned/flashed | 2018 | Tier 3 - Extreme | Distribution Circuit | 7 | 26 | 2018-07-26 | 149312 | Sus | Y | EnvironmentalExternal¦FireForestGrass¦PoleWood¦Burnedflashed
18-0070640 | Animal | Squirrel | Conductor, Overhead | Normal | 2018 | Tier 3 - Extreme | Distribution Circuit | 8 | 16 | 2018-08-16 | 156321 | Sus | Y | Animal¦Squirrel¦ConductorOverhead¦Normal
18-0073461 | Equipment Failure/Involved | Underground | Conductor, Underground | Burned/flashed | 2018 | Tier 2 - Elevated | Distribution Circuit | 8 | 26 | 2018-08-26 | 162473 | Sus | Y | EquipmentFailureInvolved¦Underground¦ConductorUnderground¦Burnedflashed
18-0075718 | Vegetation | Tree - fell into line | Conductor, Overhead | Broken, wire on ground | 2018 | Tier 3 - Extreme | Distribution Circuit | 8 | 31 | 2018-08-31 | 166428 | Sus | Y | Vegetation¦Treefellintoline¦ConductorOverhead¦Brokenwireonground
18-0082847 | Equipment Failure/Involved | Overhead | Secondary | Broken | 2018 | Tier 2 - Elevated | Transformer only | 9 | 24 | 2018-09-24 | 180466 | Sus | Y | EquipmentFailureInvolved¦Overhead¦Secondary¦Broken
18-0083923 | Vegetation | Tree - branch fell on line | Conductor, Overhead | Together | 2018 | Tier 3 - Extreme | Distribution Circuit | 9 | 26 | 2018-09-26 | 182075 | Sus | Y | Vegetation¦Treebranchfellonline¦ConductorOverhead¦Together
18-0084855 | 3rd Party | Vehicle | Pole-Wood | Broken, wire on ground | 2018 | Tier 3 - Extreme | Distribution Circuit | 9 | 29 | 2018-09-29 | 184053 | Sus | Y | 3rdParty¦Vehicle¦PoleWood¦Brokenwireonground
18-0093963 | Unknown Cause | Patrol - found nothing |  |  | 2018 | Tier 3 - Extreme | Distribution Circuit | 10 | 24 | 2018-10-24 | 201834 | Sus | Y | UnknownCause¦Patrolfoundnothing¦¦
18-0098012 | Equipment Failure/Involved | Overhead | Transformer | Failed/Faulted | 2018 | Tier 2 - Elevated | Distribution Circuit | 11 | 7 | 2018-11-07 | 210827 | Sus | Y | EquipmentFailureInvolved¦Overhead¦Transformer¦FailedFaulted
18-0100905 | Environmental/External | Fire, Forest/Grass | Pole-Wood | Burned/flashed | 2018 | Tier 3 - Extreme | Distribution Circuit | 11 | 8 | 2018-11-08 | 217983 | Sus | Y | EnvironmentalExternal¦FireForestGrass¦PoleWood¦Burnedflashed
18-0104908 | Vegetation | Tree - fell into line | Conductor, Overhead | Broken, wire on ground | 2018 | Tier 3 - Extreme | Distribution Circuit | 11 | 29 | 2018-11-29 | 227916 | Sus | Y | Vegetation¦Treefellintoline¦ConductorOverhead¦Brokenwireonground
18-0106146 | Environmental/External | Fire, Forest/Grass | Pole-Wood | Burned/flashed | 2018 | Tier 3 - Extreme | Distribution Circuit | 11 | 8 | 2018-11-08 | 231938 | Sus | Y | EnvironmentalExternal¦FireForestGrass¦PoleWood¦Burnedflashed
19-0003434 | Unknown Cause | Patrol - found nothing |  |  | 2019 | Tier 3 - Extreme | Distribution Circuit | 1 | 1 | 2019-01-01 | 251349 | Sus | N | UnknownCause¦Patrolfoundnothing¦¦
19-0005064 | Vegetation | Tree - branch fell on line | Conductor, Overhead | Normal | 2019 | Tier 3 - Extreme | Distribution Circuit | 1 | 6 | 2019-01-06 | 255152 | Sus | N | Vegetation¦Treebranchfellonline¦ConductorOverhead¦Normal
19-0005406 | Equipment Failure/Involved | Overhead | Insulator | Broken, wire on ground | 2019 | Tier 2 - Elevated | Distribution Circuit | 1 | 6 | 2019-01-06 | 256767 | Sus | N | EquipmentFailureInvolved¦Overhead¦Insulator¦Brokenwireonground
19-0010295 | Vegetation | Tree - branch fell on line | Conductor, Overhead | Normal | 2019 | Tier 3 - Extreme | Distribution Circuit | 1 | 16 | 2019-01-16 | 271226 | Sus | N | Vegetation¦Treebranchfellonline¦ConductorOverhead¦Normal
19-0010861 | Vegetation | Tree - fell into line | Transformer | Broken, wire on ground | 2019 | Tier 3 - Extreme | Transformer only | 1 | 16 | 2019-01-16 | 269535 | Sus | N | Vegetation¦Treefellintoline¦Transformer¦Brokenwireonground
19-0011488 | Vegetation | Tree - branch fell on line | Conductor, Overhead | Broken, wire on ground | 2019 | Tier 3 - Extreme | Distribution Circuit | 1 | 17 | 2019-01-17 | 275084 | Sus | N | Vegetation¦Treebranchfellonline¦ConductorOverhead¦Brokenwireonground
19-0011668 | Vegetation | Tree - fell into line | Conductor, Overhead | Broken, wire on ground | 2019 | Tier 3 - Extreme | Distribution Circuit | 1 | 17 | 2019-01-17 | 272990 | Sus | N | Vegetation¦Treefellintoline¦ConductorOverhead¦Brokenwireonground
19-0012985 | Vegetation | Tree - fell into line | Conductor, Overhead | Together | 2019 | Tier 3 - Extreme | Distribution Circuit | 1 | 22 | 2019-01-22 | 278767 | Sus | N | Vegetation¦Treefellintoline¦ConductorOverhead¦Together
19-0014345 | Equipment Failure/Involved | Overhead | Pole-Wood | Broken | 2019 | Tier 2 - Elevated | Distribution Circuit | 1 | 25 | 2019-01-25 | 281139 | Sus | N | EquipmentFailureInvolved¦Overhead¦PoleWood¦Broken
19-0018584 | Vegetation | Tree - bark fell into line | Conductor, Overhead | Broken, wire on ground | 2019 | Tier 2 - Elevated | Distribution Circuit | 2 | 2 | 2019-02-02 | 287562 | Sus | N | Vegetation¦Treebarkfellintoline¦ConductorOverhead¦Brokenwireonground
19-0019440 | Vegetation | Tree - fell into line | Conductor, Overhead | Normal | 2019 | Tier 2 - Elevated | Distribution Circuit | 2 | 6 | 2019-02-06 | 294844 | Sus | N | Vegetation¦Treefellintoline¦ConductorOverhead¦Normal
19-0019500 | Vegetation | Tree - fell into line | Conductor, Overhead | Broken, wire on ground | 2019 | Tier 3 - Extreme | Distribution Circuit | 2 | 4 | 2019-02-04 | 295068 | Sus | N | Vegetation¦Treefellintoline¦ConductorOverhead¦Brokenwireonground
19-0019812 | Equipment Failure/Involved | Overhead | Crossarm, Wood | Broken | 2019 | Tier 3 - Extreme | Distribution Circuit | 2 | 7 | 2019-02-07 | 295073 | Sus | N | EquipmentFailureInvolved¦Overhead¦CrossarmWood¦Broken
19-0020388 | Equipment Failure/Involved | Overhead | Conductor, Overhead | Broken, wire on ground | 2019 | Tier 3 - Extreme | Distribution Circuit | 2 | 9 | 2019-02-09 | 297222 | Sus | N | EquipmentFailureInvolved¦Overhead¦ConductorOverhead¦Brokenwireonground
19-0025069 | Unknown Cause | Patrol - found nothing |  |  | 2019 | Tier 2 - Elevated | Distribution Circuit | 2 | 16 | 2019-02-16 | 315085 | Sus | N | UnknownCause¦Patrolfoundnothing¦¦
19-0025522 | Equipment Failure/Involved | Overhead | Connector or Splice (OH) | Broken, wire on ground | 2019 | Tier 2 - Elevated | Distribution Circuit | 2 | 17 | 2019-02-17 | 317102 | Sus | N | EquipmentFailureInvolved¦Overhead¦ConnectororSplice(OH)¦Brokenwireonground
19-0025650 | Unknown Cause | Patrol - found nothing |  |  | 2019 | Tier 3 - Extreme | Distribution Circuit | 2 | 12 | 2019-02-12 | 317736 | Sus | N | UnknownCause¦Patrolfoundnothing¦¦
19-0025667 | Vegetation | Tree - fell into line | Pole-Wood | Broken, wire on ground | 2019 | Tier 2 - Elevated | Distribution Circuit | 2 | 17 | 2019-02-17 | 317812 | Sus | N | Vegetation¦Treefellintoline¦PoleWood¦Brokenwireonground
19-0026130 | Vegetation | Tree - fell into line | Conductor, Overhead | On Ground | 2019 | Tier 2 - Elevated | Distribution Circuit | 2 | 19 | 2019-02-19 | 318968 | Sus | N | Vegetation¦Treefellintoline¦ConductorOverhead¦OnGround
19-0026521 | Unknown Cause | Patrol - found nothing |  |  | 2019 | Tier 3 - Extreme | Distribution Circuit | 2 | 20 | 2019-02-20 | 319790 | Sus | N | UnknownCause¦Patrolfoundnothing¦¦
19-0027953 | Vegetation | Tree - grew into line | Conductor, Overhead | Normal | 2019 | Tier 2 - Elevated | Distribution Circuit | 2 | 25 | 2019-02-25 | 323363 | Sus | N | Vegetation¦Treegrewintoline¦ConductorOverhead¦Normal
19-0027990 | Vegetation | Tree - fell into line | Conductor, Overhead | Broken, wire on ground | 2019 | Tier 3 - Extreme | Distribution Circuit | 2 | 25 | 2019-02-25 | 323527 | Sus | N | Vegetation¦Treefellintoline¦ConductorOverhead¦Brokenwireonground
19-0028078 | Vegetation | Tree - fell into line | Conductor, Overhead | Together | 2019 | Tier 2 - Elevated | Distribution Circuit | 2 | 26 | 2019-02-26 | 323832 | Sus | N | Vegetation¦Treefellintoline¦ConductorOverhead¦Together
19-0028467 | Vegetation | Tree - fell into line | Conductor, Overhead | Normal | 2019 | Tier 2 - Elevated | Distribution Circuit | 2 | 26 | 2019-02-26 | 324856 | Sus | N | Vegetation¦Treefellintoline¦ConductorOverhead¦Normal
19-0029828 | Environmental/External | Flood/Erosion | Conductor, Overhead | Broken, wire on ground | 2019 | Tier 2 - Elevated | Distribution Circuit | 2 | 27 | 2019-02-27 | 326672 | Sus | N | EnvironmentalExternal¦FloodErosion¦ConductorOverhead¦Brokenwireonground
19-0033150 | Unknown Cause | Patrol - not conducted |  |  | 2019 | Tier 2 - Elevated | Distribution Circuit | 3 | 12 | 2019-03-12 | 337261 | Sus | N | UnknownCause¦Patrolnotconducted¦¦
19-0034000 | Equipment Failure/Involved | Overhead | Transformer | Failed/Faulted | 2019 | Tier 2 - Elevated | Transformer only | 3 | 14 | 2019-03-14 | 339595 | Sus | N | EquipmentFailureInvolved¦Overhead¦Transformer¦FailedFaulted
19-0037289 | Equipment Failure/Involved | Overhead | Jumper | Burned Open | 2019 | Tier 3 - Extreme | Distribution Circuit | 3 | 27 | 2019-03-27 | 348188 | Sus | N | EquipmentFailureInvolved¦Overhead¦Jumper¦BurnedOpen
19-0037583 | Unknown Cause | Patrol - not conducted |  |  | 2019 | Tier 3 - Extreme | Distribution Circuit | 3 | 27 | 2019-03-27 | 348634 | Sus | N | UnknownCause¦Patrolnotconducted¦¦
19-0040227 | Unknown Cause | Patrol - found nothing |  |  | 2019 | Tier 2 - Elevated | Distribution Circuit | 4 | 5 | 2019-04-05 | 354668 | Sus | N | UnknownCause¦Patrolfoundnothing¦¦
19-0043425 | Unknown Cause | Patrol - not conducted |  |  | 2019 | Tier 2 - Elevated | Distribution Circuit | 4 | 17 | 2019-04-17 | 362514 | Sus | N | UnknownCause¦Patrolnotconducted¦¦
19-0045038 | Vegetation | Tree - fell into line | Conductor, Overhead | Broken, wire on ground | 2019 | Tier 2 - Elevated | Distribution Circuit | 4 | 22 | 2019-04-22 | 365856 | Sus | N | Vegetation¦Treefellintoline¦ConductorOverhead¦Brokenwireonground
19-0047120 | Equipment Failure/Involved | Overhead | Cutout, fuse holder | Broken | 2019 | Tier 3 - Extreme | Transformer only | 4 | 29 | 2019-04-29 | 370264 | Sus | N | EquipmentFailureInvolved¦Overhead¦Cutoutfuseholder¦Broken
19-0051183 | Unknown Cause | Patrol - not conducted |  |  | 2019 | Tier 2 - Elevated | Distribution Circuit | 5 | 12 | 2019-05-12 | 379024 | Sus | Y | UnknownCause¦Patrolnotconducted¦¦
19-0056284 | Equipment Failure/Involved | Overhead | Insulator | Broken | 2019 | Tier 3 - Extreme | Distribution Circuit | 5 | 23 | 2019-05-23 | 388856 | Sus | Y | EquipmentFailureInvolved¦Overhead¦Insulator¦Broken
19-0057746 | Vegetation | Tree - fell into line | Conductor, Overhead | Broken, wire on ground | 2019 | Tier 2 - Elevated | Distribution Circuit | 5 | 26 | 2019-05-26 | 390560 | Sus | Y | Vegetation¦Treefellintoline¦ConductorOverhead¦Brokenwireonground
19-0061209 | Vegetation | Tree - fell into line | Conductor, Overhead | Broken, wire on ground | 2019 | Tier 2 - Elevated | Distribution Circuit | 6 | 1 | 2019-06-01 | 395404 | Sus | Y | Vegetation¦Treefellintoline¦ConductorOverhead¦Brokenwireonground
19-0064567 | Equipment Failure/Involved | Overhead | Pole-Wood | Deteriorated | 2019 | Tier 2 - Elevated | Transformer only | 6 | 8 | 2019-06-08 | 401413 | Sus | Y | EquipmentFailureInvolved¦Overhead¦PoleWood¦Deteriorated
19-0064881 | Vegetation | Tree - fell into line | Conductor, Overhead | Broken, wire on ground | 2019 | Tier 3 - Extreme | Distribution Circuit | 6 | 9 | 2019-06-09 | 402690 | Sus | Y | Vegetation¦Treefellintoline¦ConductorOverhead¦Brokenwireonground
19-0065481 | Vegetation | Tree - fell into line | Conductor, Overhead | Broken, wire on ground | 2019 | Tier 2 - Elevated | Distribution Circuit | 6 | 10 | 2019-06-10 | 404148 | Sus | Y | Vegetation¦Treefellintoline¦ConductorOverhead¦Brokenwireonground
19-0068777 | 3rd Party | Vehicle | Pole-Wood | Broken | 2019 | Tier 2 - Elevated | Distribution Circuit | 6 | 17 | 2019-06-17 | 417910 | Sus | Y | 3rdParty¦Vehicle¦PoleWood¦Broken
19-0070129 | Equipment Failure/Involved | Overhead | Pole-Wood | Broken | 2019 | Tier 3 - Extreme | Distribution Circuit | 6 | 20 | 2019-06-20 | 422833 | Sus | Y | EquipmentFailureInvolved¦Overhead¦PoleWood¦Broken
19-0080449 | Equipment Failure/Involved | Overhead | Transformer | Failed/Faulted | 2019 | Tier 2 - Elevated | Transformer only | 7 | 23 | 2019-07-23 | 469062 | Sus | Y | EquipmentFailureInvolved¦Overhead¦Transformer¦FailedFaulted
19-0082370 | Unknown Cause | Patrol - found nothing |  |  | 2019 | Tier 2 - Elevated | Distribution Circuit | 7 | 29 | 2019-07-29 | 474995 | Sus | Y | UnknownCause¦Patrolfoundnothing¦¦
19-0086272 | Equipment Failure/Involved | Overhead | Connector or Splice (OH) | Broken | 2019 | Tier 2 - Elevated | Distribution Circuit | 8 | 9 | 2019-08-09 | 496933 | Sus | Y | EquipmentFailureInvolved¦Overhead¦ConnectororSplice(OH)¦Broken
19-0094331 | Vegetation | Tree - branch fell on line | Conductor, Overhead | Normal | 2019 | Tier 3 - Extreme | Distribution Circuit | 8 | 31 | 2019-08-31 | 549303 | Sus | Y | Vegetation¦Treebranchfellonline¦ConductorOverhead¦Normal
19-0104308 | Equipment Failure/Involved | Electrical Overload | Transformer | Failed/Faulted | 2019 | Tier 2 - Elevated | Transformer only | 9 | 26 | 2019-09-26 | 619679 | Sus | Y | EquipmentFailureInvolved¦ElectricalOverload¦Transformer¦FailedFaulted
19-0115891 | Wildfire Mitigation | Public Safety Power Shut-off | Conductor, Overhead | Normal | 2019 | Tier 2 - Elevated | Distribution Circuit | 10 | 26 | 2019-10-26 | 685614 | Sus | Y | WildfireMitigation¦PublicSafetyPowerShutoff¦ConductorOverhead¦Normal
19-0123132 | Animal | Squirrel | Transformer (OH) | Normal | 2019 | Tier 2 - Elevated | Distribution Circuit | 11 | 8 | 2019-11-08 | 702914 | Sus | Y | Animal¦Squirrel¦Transformer(OH)¦Normal
19-0123639 | Animal | Bird found | Conductor, Overhead | Broken, wire on ground | 2019 | Tier 2 - Elevated | Distribution Circuit | 11 | 11 | 2019-11-11 | 704558 | Sus | Y | Animal¦Birdfound¦ConductorOverhead¦Brokenwireonground
19-0125430 | Animal | Squirrel | Conductor, Overhead | Normal | 2019 | Tier 2 - Elevated | Distribution Circuit | 11 | 16 | 2019-11-16 | 708388 | Sus | Y | Animal¦Squirrel¦ConductorOverhead¦Normal
19-0129521 | Vegetation | Tree - fell into line | Conductor, Overhead | Broken, wire on ground | 2019 | Tier 2 - Elevated | Distribution Circuit | 11 | 26 | 2019-11-26 | 715324 | Sus | Y | Vegetation¦Treefellintoline¦ConductorOverhead¦Brokenwireonground
19-0130395 | Vegetation | Tree - fell into line | Conductor, Overhead | Broken, wire on ground | 2019 | Tier 2 - Elevated | Distribution Circuit | 11 | 26 | 2019-11-26 | 721712 | Sus | Y | Vegetation¦Treefellintoline¦ConductorOverhead¦Brokenwireonground
19-0130778 | Vegetation | Tree - fell into line | Conductor, Overhead | Together | 2019 | Tier 3 - Extreme | Distribution Circuit | 11 | 28 | 2019-11-28 | 722554 | Sus | Y | Vegetation¦Treefellintoline¦ConductorOverhead¦Together
19-0130897 | Vegetation | Tree - branch fell on line | Conductor, Overhead | Normal | 2019 | Tier 2 - Elevated | Distribution Circuit | 11 | 27 | 2019-11-27 | 719763 | Sus | Y | Vegetation¦Treebranchfellonline¦ConductorOverhead¦Normal
19-0131092 | Unknown Cause | Patrol - found nothing |  |  | 2019 | Tier 2 - Elevated | Distribution Circuit | 11 | 29 | 2019-11-29 | 723646 | Sus | Y | UnknownCause¦Patrolfoundnothing¦¦
19-0136016 | Vegetation | Tree - branch fell on line | Conductor, Overhead | Deteriorated | 2019 | Tier 2 - Elevated | Distribution Circuit | 12 | 11 | 2019-12-11 | 736804 | Sus | N | Vegetation¦Treebranchfellonline¦ConductorOverhead¦Deteriorated
20-0009838 | Equipment Failure/Involved | Overhead | Conductor, Overhead | Together | 2020 | Tier 2 - Elevated | Distribution Circuit | 1 | 16 | 2020-01-16 | 762685 | Sus | N | EquipmentFailureInvolved¦Overhead¦ConductorOverhead¦Together
20-0018756 | Unknown Cause | Patrol - found nothing |  |  | 2020 | Tier 2 - Elevated | Distribution Circuit | 2 | 7 | 2020-02-07 | 780421 | Sus | N | UnknownCause¦Patrolfoundnothing¦¦
20-0019406 | Vegetation | Tree - branch fell on line | Conductor, Overhead | Normal | 2020 | Tier 2 - Elevated | Distribution Circuit | 2 | 9 | 2020-02-09 | 784828 | Sus | N | Vegetation¦Treebranchfellonline¦ConductorOverhead¦Normal
20-0019781 | Equipment Failure/Involved | Overhead | Jumper | Burned Open | 2020 | Tier 3 - Extreme | Distribution Circuit | 2 | 10 | 2020-02-10 | 786892 | Sus | N | EquipmentFailureInvolved¦Overhead¦Jumper¦BurnedOpen
20-0023790 | Unknown Cause | Patrol - found nothing |  |  | 2020 | Tier 2 - Elevated | Distribution Circuit | 2 | 19 | 2020-02-19 | 796320 | Sus | N | UnknownCause¦Patrolfoundnothing¦¦
20-0028521 | Unknown Cause | Patrol - found nothing |  |  | 2020 | Tier 2 - Elevated | Distribution Circuit | 3 | 4 | 2020-03-04 | 828063 | Sus | N | UnknownCause¦Patrolfoundnothing¦¦
20-0032638 | Equipment Failure/Involved | Overhead | Conductor, Overhead | Broken, wire on ground | 2020 | Tier 2 - Elevated | Distribution Circuit | 3 | 16 | 2020-03-16 | 854039 | Sus | N | EquipmentFailureInvolved¦Overhead¦ConductorOverhead¦Brokenwireonground
20-0033778 | Unknown Cause | Patrol - found nothing |  |  | 2020 | Tier 3 - Extreme | Distribution Circuit | 3 | 15 | 2020-03-15 | 857975 | Sus | N | UnknownCause¦Patrolfoundnothing¦¦
20-0035432 | Equipment Failure/Involved | Overhead | Lightning Arrestor | Failed/Faulted | 2020 | Tier 2 - Elevated | Distribution Circuit | 3 | 23 | 2020-03-23 | 862433 | Sus | N | EquipmentFailureInvolved¦Overhead¦LightningArrestor¦FailedFaulted
20-0037509 | Equipment Failure/Involved | Overhead | Insulator | Broken | 2020 | Tier 2 - Elevated | Distribution Circuit | 3 | 31 | 2020-03-31 | 874197 | Sus | N | EquipmentFailureInvolved¦Overhead¦Insulator¦Broken
20-0038380 | Animal | Bird found | Fuse | Failed/Faulted | 2020 | Tier 2 - Elevated | Distribution Circuit | 4 | 4 | 2020-04-04 | 882162 | Sus | N | Animal¦Birdfound¦Fuse¦FailedFaulted
20-0038707 | Unknown Cause | Patrol - not conducted |  |  | 2020 | Tier 3 - Extreme | Distribution Circuit | 4 | 6 | 2020-04-06 | 883538 | Sus | N | UnknownCause¦Patrolnotconducted¦¦
20-0041442 | Equipment Failure/Involved | Overhead | Transformer (OH) | Broken | 2020 | Tier 2 - Elevated | Transformer only | 4 | 15 | 2020-04-15 | 895624 | Sus | N | EquipmentFailureInvolved¦Overhead¦Transformer(OH)¦Broken
20-0043983 | Animal | Squirrel | Pole-Wood | Normal | 2020 | Tier 2 - Elevated | Distribution Circuit | 4 | 23 | 2020-04-23 | 899962 | Sus | N | Animal¦Squirrel¦PoleWood¦Normal
20-0061105 | Equipment Failure/Involved | Overhead | Insulator | Broken | 2020 | Tier 3 - Extreme | Distribution Circuit | 6 | 15 | 2020-06-15 | 939184 | Sus | Y | EquipmentFailureInvolved¦Overhead¦Insulator¦Broken
20-0063086 | 3rd Party | Dig in, 3rd party | Conductor, Underground | Broken | 2020 | Tier 2 - Elevated | Transformer only | 6 | 19 | 2020-06-19 | 942683 | Sus | Y | 3rdParty¦Digin3rdparty¦ConductorUnderground¦Broken
20-0063395 | Vegetation | Tree - branch fell on line | Conductor, Overhead | Normal | 2020 | Tier 3 - Extreme | Distribution Circuit | 6 | 21 | 2020-06-21 | 943703 | Sus | Y | Vegetation¦Treebranchfellonline¦ConductorOverhead¦Normal
20-0063999 | Vegetation | Tree - branch fell on line | Conductor, Overhead | Normal | 2020 | Tier 2 - Elevated | Distribution Circuit | 6 | 23 | 2020-06-23 | 945087 | Sus | Y | Vegetation¦Treebranchfellonline¦ConductorOverhead¦Normal
20-0069555 | Equipment Failure/Involved | Overhead | Crossarm, Wood | Broken | 2020 | Tier 2 - Elevated | Distribution Circuit | 7 | 8 | 2020-07-08 | 960130 | Sus | Y | EquipmentFailureInvolved¦Overhead¦CrossarmWood¦Broken
20-0071029 | Vegetation | Tree - fell into line | Conductor, Overhead | Broken, wire on ground | 2020 | Tier 2 - Elevated | Distribution Circuit | 7 | 12 | 2020-07-12 | 962884 | Sus | Y | Vegetation¦Treefellintoline¦ConductorOverhead¦Brokenwireonground
20-0073496 | Equipment Failure/Involved | Overhead | Transformer (OH) | Failed/Faulted | 2020 | Tier 3 - Extreme | Distribution Circuit | 7 | 20 | 2020-07-20 | 967968 | Sus | Y | EquipmentFailureInvolved¦Overhead¦Transformer(OH)¦FailedFaulted
20-0075981 | Equipment Failure/Involved | Overhead | Transformer (OH) | Failed/Faulted | 2020 | Tier 2 - Elevated | Transformer only | 7 | 25 | 2020-07-25 | 971886 | Sus | Y | EquipmentFailureInvolved¦Overhead¦Transformer(OH)¦FailedFaulted
20-0082676 | Equipment Failure/Involved | Overhead | Transformer (OH) | Failed/Faulted | 2020 | Tier 3 - Extreme | Transformer only | 8 | 12 | 2020-08-12 | 994107 | Sus | Y | EquipmentFailureInvolved¦Overhead¦Transformer(OH)¦FailedFaulted
20-0086806 | Environmental/External | Lightning | Transformer (UG) | Failed/Faulted | 2020 | Tier 3 - Extreme | Distribution Circuit | 8 | 18 | 2020-08-18 | 1018351 | Sus | Y | EnvironmentalExternal¦Lightning¦Transformer(UG)¦FailedFaulted
20-0087155 | Vegetation | Tree - fell into line | Conductor, Overhead | Normal | 2020 | Tier 2 - Elevated | Distribution Circuit | 8 | 18 | 2020-08-18 | 1021211 | Sus | Y | Vegetation¦Treefellintoline¦ConductorOverhead¦Normal
20-0093544 | Environmental/External | Fire, Forest/Grass | Transformer | Failed/Faulted | 2020 | Tier 2 - Elevated | Transformer only | 9 | 4 | 2020-09-04 | 1053562 | Sus | Y | EnvironmentalExternal¦FireForestGrass¦Transformer¦FailedFaulted
20-0094299 | Environmental/External | Fire, Forest/Grass | Crossarm, Wood | Burned/flashed | 2020 | Tier 2 - Elevated | Distribution Circuit | 9 | 7 | 2020-09-07 | 1058722 | Sus | Y | EnvironmentalExternal¦FireForestGrass¦CrossarmWood¦Burnedflashed
20-0094483 | Equipment Failure/Involved | Overhead | Transformer | Failed/Faulted | 2020 | Tier 3 - Extreme | Transformer only | 9 | 7 | 2020-09-07 | 1058962 | Sus | Y | EquipmentFailureInvolved¦Overhead¦Transformer¦FailedFaulted
20-0096021 | Environmental/External | Fire, Forest/Grass | Transformer (OH) | Normal | 2020 | Tier 3 - Extreme | Transformer only | 8 | 20 | 2020-08-20 | 1063496 | Sus | Y | EnvironmentalExternal¦FireForestGrass¦Transformer(OH)¦Normal
20-0098692 | Environmental/External | Fire, Forest/Grass | Pothead(Riser Termination) | Burned/flashed | 2020 | Tier 3 - Extreme | Distribution Circuit | 8 | 19 | 2020-08-19 | 1079259 | Sus | Y | EnvironmentalExternal¦FireForestGrass¦Pothead(RiserTermination)¦Burnedflashed
20-0103254 | Unknown Cause | Patrol - found nothing |  |  | 2020 | Tier 2 - Elevated | Distribution Circuit | 9 | 29 | 2020-09-29 | 1100795 | Sus | Y | UnknownCause¦Patrolfoundnothing¦¦
20-0107125 | Vegetation | Tree - cutting, PG&E contractor | Conductor, Overhead | Normal | 2020 | Tier 3 - Extreme | Distribution Circuit | 10 | 9 | 2020-10-09 | 1114559 | Sus | Y | Vegetation¦TreecuttingPG&Econtractor¦ConductorOverhead¦Normal
20-0107729 | Equipment Failure/Involved | Overhead | Fuse | Failed/Faulted | 2020 | Tier 3 - Extreme | Transformer only | 10 | 12 | 2020-10-12 | 1115907 | Sus | Y | EquipmentFailureInvolved¦Overhead¦Fuse¦FailedFaulted
20-0110147 | Equipment Failure/Involved | Electrical Overload | Transformer (OH) | Failed/Faulted | 2020 | Tier 2 - Elevated | Transformer only | 10 | 18 | 2020-10-18 | 1120522 | Sus | Y | EquipmentFailureInvolved¦ElectricalOverload¦Transformer(OH)¦FailedFaulted
20-0110594 | Animal | Bird found | Conductor, Overhead | Normal | 2020 | Tier 3 - Extreme | Distribution Circuit | 10 | 20 | 2020-10-20 | 1121297 | Sus | Y | Animal¦Birdfound¦ConductorOverhead¦Normal
20-0111650 | Equipment Failure/Involved | Electrical Overload | Transformer | Failed/Faulted | 2020 | Tier 3 - Extreme | Transformer only | 10 | 22 | 2020-10-22 | 1123488 | Sus | Y | EquipmentFailureInvolved¦ElectricalOverload¦Transformer¦FailedFaulted
20-0118406 | Vegetation | Tree - branch fell on line | Conductor, Overhead | Normal | 2020 | Tier 2 - Elevated | Distribution Circuit | 11 | 8 | 2020-11-08 | 1139174 | Sus | Y | Vegetation¦Treebranchfellonline¦ConductorOverhead¦Normal
20-0120446 | Unknown Cause | Patrol - not conducted |  |  | 2020 | Tier 2 - Elevated | Distribution Circuit | 11 | 13 | 2020-11-13 | 1143385 | Sus | Y | UnknownCause¦Patrolnotconducted¦¦
20-0125384 | Vegetation | Tree - branch fell on line | Conductor, Overhead | Normal | 2020 | Tier 3 - Extreme | Distribution Circuit | 11 | 26 | 2020-11-26 | 1154815 | Sus | Y | Vegetation¦Treebranchfellonline¦ConductorOverhead¦Normal
20-0128443 | Unknown Cause | Patrol - found nothing |  |  | 2020 | Tier 2 - Elevated | Distribution Circuit | 12 | 7 | 2020-12-07 | 1167792 | Sus | N | UnknownCause¦Patrolfoundnothing¦¦
20-0129353 | Vegetation | Tree - grew into line | Conductor, Overhead | Normal | 2020 | Tier 3 - Extreme | Distribution Circuit | 12 | 10 | 2020-12-10 | 1175080 | Sus | N | Vegetation¦Treegrewintoline¦ConductorOverhead¦Normal
20-0131397 | Animal | Squirrel | Fuse | Normal | 2020 | Tier 3 - Extreme | Distribution Circuit | 12 | 21 | 2020-12-21 | 1196487 | Sus | N | Animal¦Squirrel¦Fuse¦Normal
20-0131877 | Vegetation | Tree - fell into line | Conductor, Overhead | Broken, wire on ground | 2020 | Tier 2 - Elevated | Distribution Circuit | 12 | 26 | 2020-12-26 | 1199026 | Sus | N | Vegetation¦Treefellintoline¦ConductorOverhead¦Brokenwireonground
21-0010524 | Vegetation | Tree - fell into line | Pole-Wood | Broken, wire on ground | 2021 | Tier 3 - Extreme | Distribution Circuit | 1 | 19 | 2021-01-19 | 1214912 | Sus | N | Vegetation¦Treefellintoline¦PoleWood¦Brokenwireonground
21-0010727 | Vegetation | Tree - fell into line | Conductor, Overhead | Broken, wire on ground | 2021 | Tier 3 - Extreme | Distribution Circuit | 1 | 19 | 2021-01-19 | 1216050 | Sus | N | Vegetation¦Treefellintoline¦ConductorOverhead¦Brokenwireonground
21-0010787 | Equipment Failure/Involved | Overhead | Conductor, Overhead | On Ground | 2021 | Tier 3 - Extreme | Distribution Circuit | 1 | 18 | 2021-01-18 | 1217122 | Sus | N | EquipmentFailureInvolved¦Overhead¦ConductorOverhead¦OnGround
21-0011995 | Animal | Squirrel | Transformer | On Ground | 2021 | Tier 2 - Elevated | Transformer only | 1 | 21 | 2021-01-21 | 1219617 | Sus | N | Animal¦Squirrel¦Transformer¦OnGround
21-0012052 | Unknown Cause | Patrol - found nothing |  |  | 2021 | Tier 3 - Extreme | Distribution Circuit | 1 | 19 | 2021-01-19 | 1215019 | Sus | N | UnknownCause¦Patrolfoundnothing¦¦
21-0012240 | Equipment Failure/Involved | Overhead | Conductor, Overhead | Broken, wire on ground | 2021 | Tier 3 - Extreme | Distribution Circuit | 1 | 18 | 2021-01-18 | 1220138 | Sus | N | EquipmentFailureInvolved¦Overhead¦ConductorOverhead¦Brokenwireonground
21-0015342 | Equipment Failure/Involved | Overhead | Conductor, Overhead | Together | 2021 | Tier 3 - Extreme | Distribution Circuit | 1 | 26 | 2021-01-26 | 1228769 | Sus | N | EquipmentFailureInvolved¦Overhead¦ConductorOverhead¦Together
21-0020596 | Vegetation | Tree - fell into line | Conductor, Overhead | Broken, wire on ground | 2021 | Tier 2 - Elevated | Distribution Circuit | 1 | 26 | 2021-01-26 | 1245453 | Sus | N | Vegetation¦Treefellintoline¦ConductorOverhead¦Brokenwireonground
21-0025434 | Unknown Cause | Patrol - not conducted |  |  | 2021 | Tier 2 - Elevated | Distribution Circuit | 2 | 14 | 2021-02-14 | 1254700 | Sus | N | UnknownCause¦Patrolnotconducted¦¦
21-0030591 | Equipment Failure/Involved | Overhead | Pole-Wood | Deteriorated | 2021 | Tier 2 - Elevated | Distribution Circuit | 3 | 1 | 2021-03-01 | 1264539 | Sus | N | EquipmentFailureInvolved¦Overhead¦PoleWood¦Deteriorated
21-0035844 | Equipment Failure/Involved | Electrical Overload | Transformer | Failed/Faulted | 2021 | Tier 2 - Elevated | Transformer only | 3 | 12 | 2021-03-12 | 1280228 | Sus | N | EquipmentFailureInvolved¦ElectricalOverload¦Transformer¦FailedFaulted
21-0035857 | Equipment Failure/Involved | Overhead | Pole-Wood | Broken | 2021 | Tier 2 - Elevated | Distribution Circuit | 3 | 12 | 2021-03-12 | 1280340 | Sus | N | EquipmentFailureInvolved¦Overhead¦PoleWood¦Broken
21-0046265 | Unknown Cause | Patrol - found nothing |  |  | 2021 | Tier 3 - Extreme | Transformer only | 4 | 8 | 2021-04-08 | 1310663 | Sus | N | UnknownCause¦Patrolfoundnothing¦¦
21-0054603 | Equipment Failure/Involved | Overhead | Transformer | Failed/Faulted | 2021 | Tier 2 - Elevated | Transformer only | 4 | 28 | 2021-04-28 | 1336552 | Sus | N | EquipmentFailureInvolved¦Overhead¦Transformer¦FailedFaulted
21-0058832 | Equipment Failure/Involved | Overhead | Conductor, Overhead | On Ground | 2021 | Tier 2 - Elevated | Transmission line | 5 | 8 | 2021-05-08 | 1343861 | Sus | Y | EquipmentFailureInvolved¦Overhead¦ConductorOverhead¦OnGround
21-0070117 | Unknown Cause | Patrol - found nothing |  |  | 2021 | Tier 2 - Elevated | Transformer only | 6 | 4 | 2021-06-04 | 1365612 | Sus | Y | UnknownCause¦Patrolfoundnothing¦¦
21-0070360 | Unknown Cause | Patrol - not conducted |  |  | 2021 | Tier 2 - Elevated | Distribution Circuit | 6 | 4 | 2021-06-04 | 1366072 | Sus | Y | UnknownCause¦Patrolnotconducted¦¦
21-0075293 | Equipment Failure/Involved | Overhead | Transformer (OH) | Leaking | 2021 | Tier 2 - Elevated | Transformer only | 6 | 16 | 2021-06-16 | 1375797 | Sus | Y | EquipmentFailureInvolved¦Overhead¦Transformer(OH)¦Leaking
21-0078269 | Equipment Failure/Involved | Overhead | Crossarm, Wood | Broken | 2021 | Tier 3 - Extreme | Transformer only | 6 | 23 | 2021-06-23 | 1383221 | Sus | Y | EquipmentFailureInvolved¦Overhead¦CrossarmWood¦Broken
21-0092147 | Unknown Cause | Patrol - found nothing |  |  | 2021 | Tier 2 - Elevated | Distribution Circuit | 7 | 20 | 2021-07-20 | 1408598 | Sus | Y | UnknownCause¦Patrolfoundnothing¦¦
21-0101099 | Vegetation | Tree - branch fell on line | Conductor, Overhead | Normal | 2021 | Tier 2 - Elevated | Distribution Circuit | 8 | 6 | 2021-08-06 | 1435893 | Sus | Y | Vegetation¦Treebranchfellonline¦ConductorOverhead¦Normal
21-0115028 | Vegetation | Tree - fell into line | Conductor, Overhead | Normal | 2021 | Tier 2 - Elevated | Distribution Circuit | 9 | 9 | 2021-09-09 | 1465199 | Sus | Y | Vegetation¦Treefellintoline¦ConductorOverhead¦Normal
21-0115661 | Unknown Cause | Patrol - found nothing |  |  | 2021 | Tier 2 - Elevated | Distribution Circuit | 9 | 10 | 2021-09-10 | 1466884 | Sus | Y | UnknownCause¦Patrolfoundnothing¦¦
21-0119539 | Unknown Cause | Patrol - found nothing |  |  | 2021 | Tier 2 - Elevated | Distribution Circuit | 9 | 19 | 2021-09-19 | 1475380 | Sus | Y | UnknownCause¦Patrolfoundnothing¦¦
21-0119542 | Unknown Cause | Patrol - found nothing |  |  | 2021 | Tier 2 - Elevated | Distribution Circuit | 9 | 19 | 2021-09-19 | 1475449 | Sus | Y | UnknownCause¦Patrolfoundnothing¦¦
21-0121817 | Vegetation | Tree - branch fell on line | Conductor, Overhead | Normal | 2021 | Tier 2 - Elevated | Distribution Circuit | 9 | 24 | 2021-09-24 | 1479173 | Sus | Y | Vegetation¦Treebranchfellonline¦ConductorOverhead¦Normal
21-0125316 | Vegetation | Tree - fell into line | Service conductor | Broken, wire on object | 2021 | Tier 3 - Extreme | Transformer only | 10 | 3 | 2021-10-03 | 1486016 | Sus | Y | Vegetation¦Treefellintoline¦Serviceconductor¦Brokenwireonobject
21-0127891 | Vegetation | Tree - fell into line | Transformer (OH) | Normal | 2021 | Tier 2 - Elevated | Transformer only | 10 | 8 | 2021-10-08 | 1490556 | Sus | Y | Vegetation¦Treefellintoline¦Transformer(OH)¦Normal
21-0129485 | Equipment Failure/Involved | Overhead | Fuse | Failed/Faulted | 2021 | Tier 2 - Elevated | Distribution Circuit | 10 | 11 | 2021-10-11 | 1495183 | Sus | Y | EquipmentFailureInvolved¦Overhead¦Fuse¦FailedFaulted
21-0129731 | Equipment Failure/Involved | Overhead | Transformer (OH) | Failed/Faulted | 2021 | Tier 2 - Elevated | Transformer only | 10 | 11 | 2021-10-11 | 1495242 | Sus | Y | EquipmentFailureInvolved¦Overhead¦Transformer(OH)¦FailedFaulted
21-0139182 | Equipment Failure/Involved | Overhead | Insulator | Broken | 2021 | Tier 3 - Extreme | Distribution Circuit | 10 | 28 | 2021-10-28 | 1523928 | Sus | Y | EquipmentFailureInvolved¦Overhead¦Insulator¦Broken
21-0145048 | 3rd Party | Tree - cutting, 3rd party | Conductor, Overhead | Together | 2021 | Tier 2 - Elevated | Distribution Circuit | 11 | 12 | 2021-11-12 | 1541387 | Sus | Y | 3rdParty¦Treecutting3rdparty¦ConductorOverhead¦Together
21-0145048 | 3rd Party | Tree - cutting, 3rd party | Conductor, Overhead | Together | 2021 | Tier 2 - Elevated | Distribution Circuit | 11 | 12 | 2021-11-12 | 1541387 | Sus | Y | 3rdParty¦Treecutting3rdparty¦ConductorOverhead¦Together
21-0149693 | Equipment Failure/Involved | Overhead | Service conductor | Deteriorated | 2021 | Tier 3 - Extreme | Transformer only | 11 | 22 | 2021-11-22 | 1553218 | Sus | Y | EquipmentFailureInvolved¦Overhead¦Serviceconductor¦Deteriorated
21-0150478 | Animal | Bird found | Conductor, Overhead | Normal | 2021 | Tier 2 - Elevated | Distribution Circuit | 11 | 24 | 2021-11-24 | 1553923 | Sus | Y | Animal¦Birdfound¦ConductorOverhead¦Normal
21-0156224 | Equipment Failure/Involved | Overhead | Cutout, fuse holder | Broken | 2021 | Tier 2 - Elevated | Distribution Circuit | 12 | 9 | 2021-12-09 | 1562689 | Sus | N | EquipmentFailureInvolved¦Overhead¦Cutoutfuseholder¦Broken
21-0157291 | 3rd Party | Vehicle | Transformer (UG) | On Ground | 2021 | Tier 2 - Elevated | Distribution Circuit | 12 | 13 | 2021-12-13 | 1567409 | Sus | N | 3rdParty¦Vehicle¦Transformer(UG)¦OnGround
21-0158131 | Vegetation | Tree - fell into line | Conductor, Overhead | Normal | 2021 | Tier 2 - Elevated | Distribution Circuit | 12 | 14 | 2021-12-14 | 1570073 | Sus | N | Vegetation¦Treefellintoline¦ConductorOverhead¦Normal
21-0161368 | Environmental/External | Ice or snow | Crossarm, Wood | Broken | 2021 | Tier 3 - Extreme | Distribution Circuit | 12 | 27 | 2021-12-27 | 1587178 | Sus | N | EnvironmentalExternal¦Iceorsnow¦CrossarmWood¦Broken
21-0161571 | Vegetation | Tree - fell into line | Conductor, Overhead | Together | 2021 | Tier 2 - Elevated | Distribution Circuit | 12 | 28 | 2021-12-28 | 1587449 | Sus | N | Vegetation¦Treefellintoline¦ConductorOverhead¦Together
22-0005737 | 3rd Party | Vehicle | Pole-Wood | Broken | 2022 | Tier 2 - Elevated | Distribution Circuit | 1 | 3 | 2022-01-03 | 1594174 | Sus | N | 3rdParty¦Vehicle¦PoleWood¦Broken
22-0005895 | Equipment Failure/Involved | Overhead | Transformer (OH) | Failed/Faulted | 2022 | Tier 3 - Extreme | Transformer only | 1 | 4 | 2022-01-04 | 1594667 | Sus | N | EquipmentFailureInvolved¦Overhead¦Transformer(OH)¦FailedFaulted
22-0013030 | Unknown Cause | Patrol - found nothing |  |  | 2022 | Tier 2 - Elevated | Distribution Circuit | 1 | 22 | 2022-01-22 | 1609205 | Sus | N | UnknownCause¦Patrolfoundnothing¦¦
22-0016005 | Unknown Cause | Patrol - found nothing |  |  | 2022 | Tier 2 - Elevated | Distribution Circuit | 1 | 28 | 2022-01-28 | 1615700 | Sus | N | UnknownCause¦Patrolfoundnothing¦¦
22-0023030 | Equipment Failure/Involved | Overhead | Fuse | Failed/Faulted | 2022 | Tier 2 - Elevated | Transformer only | 2 | 16 | 2022-02-16 | 1628824 | Sus | N | EquipmentFailureInvolved¦Overhead¦Fuse¦FailedFaulted
22-0031740 | Equipment Failure/Involved | Electrical Overload | Transformer | Failed/Faulted | 2022 | Tier 2 - Elevated | Transformer only | 3 | 9 | 2022-03-09 | 1645410 | Sus | N | EquipmentFailureInvolved¦ElectricalOverload¦Transformer¦FailedFaulted
22-0037146 | Unknown Cause | Patrol - found nothing |  |  | 2022 | Tier 2 - Elevated | Distribution Circuit | 3 | 22 | 2022-03-22 | 1653867 | Sus | N | UnknownCause¦Patrolfoundnothing¦¦
22-0042072 | Equipment Failure/Involved | Overhead | Conductor, Overhead | Broken | 2022 | Tier 3 - Extreme | Distribution Circuit | 4 | 2 | 2022-04-02 | 1661779 | Sus | N | EquipmentFailureInvolved¦Overhead¦ConductorOverhead¦Broken
22-0043328 | Vegetation | Tree - fell into line | Conductor, Overhead | Normal | 2022 | Tier 2 - Elevated | Distribution Circuit | 4 | 6 | 2022-04-06 | 1664046 | Sus | N | Vegetation¦Treefellintoline¦ConductorOverhead¦Normal
22-0045553 | Unknown Cause | Patrol - found nothing |  |  | 2022 | Tier 3 - Extreme | Distribution Circuit | 4 | 11 | 2022-04-11 | 1668685 | Sus | N | UnknownCause¦Patrolfoundnothing¦¦
22-0045602 | Equipment Failure/Involved | Overhead | Crossarm, Wood | Broken | 2022 | Tier 3 - Extreme | Distribution Circuit | 4 | 11 | 2022-04-11 | 1669103 | Sus | N | EquipmentFailureInvolved¦Overhead¦CrossarmWood¦Broken
22-0047840 | Unknown Cause | Patrol - found nothing |  |  | 2022 | Tier 2 - Elevated | Distribution Circuit | 4 | 13 | 2022-04-13 | 1672041 | Sus | N | UnknownCause¦Patrolfoundnothing¦¦
22-0048475 | Equipment Failure/Involved | Overhead | Crossarm, Wood | Broken | 2022 | Tier 2 - Elevated | Transformer only | 4 | 14 | 2022-04-14 | 1672837 | Sus | N | EquipmentFailureInvolved¦Overhead¦CrossarmWood¦Broken
22-0051339 | Equipment Failure/Involved | Overhead | Pole-Wood | Broken | 2022 | Tier 3 - Extreme | Transformer only | 4 | 19 | 2022-04-19 | 1676404 | Sus | N | EquipmentFailureInvolved¦Overhead¦PoleWood¦Broken
22-0053859 | Equipment Failure/Involved | Overhead | Fuse | Burned Open | 2022 | Tier 2 - Elevated | Transformer only | 4 | 24 | 2022-04-24 | 1680513 | Sus | N | EquipmentFailureInvolved¦Overhead¦Fuse¦BurnedOpen
22-0053942 | Unknown Cause | Patrol - found nothing |  |  | 2022 | Tier 2 - Elevated | Distribution Circuit | 4 | 25 | 2022-04-25 | 1680728 | Sus | N | UnknownCause¦Patrolfoundnothing¦¦
22-0060995 | Equipment Failure/Involved | Overhead | Connector or Splice (OH) | Contaminated | 2022 | Tier 2 - Elevated | Transformer only | 5 | 11 | 2022-05-11 | 1694110 | Sus | Y | EquipmentFailureInvolved¦Overhead¦ConnectororSplice(OH)¦Contaminated
22-0067840 | Vegetation | Tree - branch fell on line | Conductor, Overhead | Normal | 2022 | Tier 3 - Extreme | Distribution Circuit | 5 | 28 | 2022-05-28 | 1713256 | Sus | Y | Vegetation¦Treebranchfellonline¦ConductorOverhead¦Normal
22-0076763 | Equipment Failure/Involved | Overhead | Conductor, Overhead | Broken, wire on ground | 2022 | Tier 2 - Elevated | Distribution Circuit | 6 | 21 | 2022-06-21 | 1737536 | Sus | Y | EquipmentFailureInvolved¦Overhead¦ConductorOverhead¦Brokenwireonground
22-0090107 | Equipment Failure/Involved | Overhead | Fuse | Burned Open | 2022 | Tier 2 - Elevated | Transformer only | 7 | 26 | 2022-07-26 | 1766249 | Sus | Y | EquipmentFailureInvolved¦Overhead¦Fuse¦BurnedOpen
22-0095532 | Equipment Failure/Involved | Overhead | Pole-Wood | Broken | 2022 | Tier 3 - Extreme | Distribution Circuit | 8 | 10 | 2022-08-10 | 1777792 | Sus | Y | EquipmentFailureInvolved¦Overhead¦PoleWood¦Broken
22-0100198 | Unknown Cause | Patrol - found nothing |  |  | 2022 | Tier 2 - Elevated | Distribution Circuit | 8 | 21 | 2022-08-21 | 1786552 | Sus | Y | UnknownCause¦Patrolfoundnothing¦¦
22-0102850 | Unknown Cause | Patrol - found nothing |  |  | 2022 | Tier 2 - Elevated | Distribution Circuit | 8 | 28 | 2022-08-28 | 1793630 | Sus | Y | UnknownCause¦Patrolfoundnothing¦¦
22-0104977 | Animal | Bird found | Conductor, Overhead | Normal | 2022 | Tier 2 - Elevated | Distribution Circuit | 9 | 2 | 2022-09-02 | 1797326 | Sus | Y | Animal¦Birdfound¦ConductorOverhead¦Normal
22-0108678 | Unknown Cause | Patrol - found nothing |  |  | 2022 | Tier 2 - Elevated | Distribution Circuit | 9 | 9 | 2022-09-09 | 1807336 | Sus | Y | UnknownCause¦Patrolfoundnothing¦¦
22-0108829 | Unknown Cause | Patrol - found nothing |  |  | 2022 | Tier 2 - Elevated | Transformer only | 9 | 10 | 2022-09-10 | 1807818 | Sus | Y | UnknownCause¦Patrolfoundnothing¦¦
22-0113587 | Animal | Squirrel | Pothead(Riser Termination) | Normal | 2022 | Tier 2 - Elevated | Distribution Circuit | 9 | 22 | 2022-09-22 | 1818966 | Sus | Y | Animal¦Squirrel¦Pothead(RiserTermination)¦Normal
22-0120696 | Animal | Bird found | Conductor, Overhead | Normal | 2022 | Tier 2 - Elevated | Distribution Circuit | 10 | 12 | 2022-10-12 | 1835864 | Sus | Y | Animal¦Birdfound¦ConductorOverhead¦Normal
22-0124843 | Unknown Cause | Patrol - found nothing |  |  | 2022 | Tier 3 - Extreme | Distribution Circuit | 10 | 26 | 2022-10-26 | 1845616 | Sus | Y | UnknownCause¦Patrolfoundnothing¦¦
22-0126375 | Vegetation | Tree - bark fell into line | Fuse | Failed/Faulted | 2022 | Tier 2 - Elevated | Distribution Circuit | 11 | 1 | 2022-11-01 | 1849683 | Sus | Y | Vegetation¦Treebarkfellintoline¦Fuse¦FailedFaulted
22-0128421 | Equipment Failure/Involved | Electrical Overload | Insulator | Burned/flashed | 2022 | Tier 3 - Extreme | Distribution Circuit | 11 | 7 | 2022-11-07 | 1855717 | Sus | Y | EquipmentFailureInvolved¦ElectricalOverload¦Insulator¦Burnedflashed
22-0129078 | Vegetation | Tree - fell into line | Conductor, Overhead | Normal | 2022 | Tier 3 - Extreme | Distribution Circuit | 11 | 8 | 2022-11-08 | 1857436 | Sus | Y | Vegetation¦Treefellintoline¦ConductorOverhead¦Normal
22-0129387 | Equipment Failure/Involved | Overhead | Transformer | Failed/Faulted | 2022 | Tier 2 - Elevated | Transformer only | 11 | 8 | 2022-11-08 | 1858428 | Sus | Y | EquipmentFailureInvolved¦Overhead¦Transformer¦FailedFaulted
22-0129599 | Vegetation | Tree - fell into line | Crossarm, Wood | Broken, wire on ground | 2022 | Tier 3 - Extreme | Distribution Circuit | 11 | 8 | 2022-11-08 | 1858343 | Sus | Y | Vegetation¦Treefellintoline¦CrossarmWood¦Brokenwireonground
22-0135532 | Vegetation | Tree - branch fell on line | Jumper | Burned Open | 2022 | Tier 3 - Extreme | Distribution Circuit | 12 | 1 | 2022-12-01 | 1873041 | Sus | N | Vegetation¦Treebranchfellonline¦Jumper¦BurnedOpen
22-0139036 | Unknown Cause | Patrol - found nothing |  |  | 2022 | Tier 3 - Extreme | Distribution Circuit | 12 | 10 | 2022-12-10 | 1885732 | Sus | N | UnknownCause¦Patrolfoundnothing¦¦
22-0139047 | Vegetation | Tree - fell into line | Cutout, fuse holder | Normal | 2022 | Tier 3 - Extreme | Transformer only | 12 | 11 | 2022-12-11 | 1885926 | Sus | N | Vegetation¦Treefellintoline¦Cutoutfuseholder¦Normal
22-0141698 | 3rd Party | Customer Equipment | Metering Equipment | Arcing | 2022 | Tier 3 - Extreme | Transformer only | 12 | 27 | 2022-12-27 | 1899206 | Sus | N | 3rdParty¦CustomerEquipment¦MeteringEquipment¦Arcing
22-0141850 | Equipment Failure/Involved | Overhead | Connector or Splice (OH) | Arcing | 2022 | Tier 2 - Elevated | Transformer only | 12 | 27 | 2022-12-27 | 1900013 | Sus | N | EquipmentFailureInvolved¦Overhead¦ConnectororSplice(OH)¦Arcing
22-0142034 | Equipment Failure/Involved | Overhead | Jumper | Broken | 2022 | Tier 3 - Extreme | Distribution Circuit | 12 | 29 | 2022-12-29 | 1901124 | Sus | N | EquipmentFailureInvolved¦Overhead¦Jumper¦Broken
22-0142135 | Vegetation | Tree - fell into line | Conductor, Overhead | Broken, wire on ground | 2022 | Tier 3 - Extreme | Distribution Circuit | 12 | 29 | 2022-12-29 | 1901575 | Sus | N | Vegetation¦Treefellintoline¦ConductorOverhead¦Brokenwireonground
22-0142298 | Vegetation | Tree - fell into line | Conductor, Overhead | Broken, wire on ground | 2022 | Tier 2 - Elevated | Distribution Circuit | 12 | 30 | 2022-12-30 | 1902528 | Sus | N | Vegetation¦Treefellintoline¦ConductorOverhead¦Brokenwireonground
22-0142625 | Vegetation | Tree - fell into line | Conductor, Overhead | Normal | 2022 | Tier 2 - Elevated | Distribution Circuit | 12 | 31 | 2022-12-31 | 1904550 | Sus | N | Vegetation¦Treefellintoline¦ConductorOverhead¦Normal
15-0003720 | Vegetation | Tree - fell into line | Conductor, Overhead | Together | 2015 | Tier 3 - Extreme | Distribution Circuit | 1 | 10 | 2015-01-10 | 1161847 | Sus | N | Vegetation¦Treefellintoline¦ConductorOverhead¦Together
15-0010163 | Vegetation | Tree - branch fell on line | Conductor, Overhead | Broken, wire on ground | 2015 | Tier 3 - Extreme | Distribution Circuit | 2 | 6 | 2015-02-06 | 1175208 | Sus | N | Vegetation¦Treebranchfellonline¦ConductorOverhead¦Brokenwireonground
15-0011021 | Vegetation | Tree - branch fell on line | Conductor, Overhead | Normal | 2015 | Tier 3 - Extreme | Distribution Circuit | 2 | 7 | 2015-02-07 | 1179864 | Sus | N | Vegetation¦Treebranchfellonline¦ConductorOverhead¦Normal
15-0011879 | Vegetation | Tree - fell into line | Conductor, Overhead | Broken, wire on ground | 2015 | Tier 3 - Extreme | Distribution Circuit | 2 | 8 | 2015-02-08 | 1184756 | Sus | N | Vegetation¦Treefellintoline¦ConductorOverhead¦Brokenwireonground
15-0013473 | Vegetation | Tree - fell into line | Conductor, Overhead | Broken, wire on ground | 2015 | Tier 3 - Extreme | Distribution Circuit | 2 | 15 | 2015-02-15 | 1190566 | Sus | N | Vegetation¦Treefellintoline¦ConductorOverhead¦Brokenwireonground
15-0015882 | Equipment Failure/Involved | Other | Connector or Splice (OH) | Broken | 2015 | Tier 3 - Extreme | Distribution Circuit | 2 | 26 | 2015-02-26 | 1196177 | Sus | N | EquipmentFailureInvolved¦Other¦ConnectororSplice(OH)¦Broken
15-0018023 | Unknown Cause | Patrol - not conducted |  |  | 2015 | Tier 2 - Elevated | Distribution Circuit | 3 | 7 | 2015-03-07 | 1200574 | Sus | N | UnknownCause¦Patrolnotconducted¦¦
15-0018714 | Vegetation | Tree - fell into line | Conductor, Overhead | Broken, wire on ground | 2015 | Tier 2 - Elevated | Distribution Circuit | 3 | 10 | 2015-03-10 | 1201886 | Sus | N | Vegetation¦Treefellintoline¦ConductorOverhead¦Brokenwireonground
15-0020244 | Equipment Failure/Involved | Other | Crossarm, Wood | Broken, wire on ground | 2015 | Tier 2 - Elevated | Distribution Circuit | 3 | 18 | 2015-03-18 | 1204885 | Sus | N | EquipmentFailureInvolved¦Other¦CrossarmWood¦Brokenwireonground
15-0021089 | Vegetation | Tree - bark fell into line | Fuse | Failed/Faulted | 2015 | Tier 3 - Extreme | Distribution Circuit | 3 | 20 | 2015-03-20 | 1206190 | Sus | N | Vegetation¦Treebarkfellintoline¦Fuse¦FailedFaulted
15-0026507 | Vegetation | Tree - fell into line | Conductor, Overhead | Contaminated | 2015 | Tier 2 - Elevated | Transformer only | 4 | 14 | 2015-04-14 | 1219126 | Sus | N | Vegetation¦Treefellintoline¦ConductorOverhead¦Contaminated
15-0040240 | Vegetation | Tree - branch fell on line | Conductor, Overhead | Broken, wire on ground | 2015 | Tier 2 - Elevated | Distribution Circuit | 6 | 10 | 2015-06-10 | 1248865 | Sus | Y | Vegetation¦Treebranchfellonline¦ConductorOverhead¦Brokenwireonground
15-0040782 | Equipment Failure/Involved | Overhead | Cutout, fuse holder | Normal | 2015 | Tier 3 - Extreme | Distribution Circuit | 6 | 12 | 2015-06-12 | 1250114 | Sus | Y | EquipmentFailureInvolved¦Overhead¦Cutoutfuseholder¦Normal
15-0043828 | Animal | Bird found | Lightning Arrestor | Burned/flashed | 2015 | Tier 2 - Elevated | Distribution Circuit | 6 | 28 | 2015-06-28 | 1258080 | Sus | Y | Animal¦Birdfound¦LightningArrestor¦Burnedflashed
15-0047765 | 3rd Party | Tree - cutting, 3rd party | Conductor, Overhead | Broken, wire on ground | 2015 | Tier 2 - Elevated | Distribution Circuit | 7 | 15 | 2015-07-15 | 1268745 | Sus | Y | 3rdParty¦Treecutting3rdparty¦ConductorOverhead¦Brokenwireonground
15-0049075 | Equipment Failure/Involved | Overhead | Transformer (OH) | Leaking | 2015 | Tier 2 - Elevated | Transformer only | 7 | 20 | 2015-07-20 | 1273716 | Sus | Y | EquipmentFailureInvolved¦Overhead¦Transformer(OH)¦Leaking
15-0049389 | Environmental/External | Lightning | Transformer (OH) | Failed/Faulted | 2015 | Tier 2 - Elevated | Distribution Circuit | 7 | 20 | 2015-07-20 | 1274247 | Sus | Y | EnvironmentalExternal¦Lightning¦Transformer(OH)¦FailedFaulted
15-0051473 | Environmental/External | Fire, Forest/Grass | Pole-Wood | Broken, wire on ground | 2015 | Tier 2 - Elevated | Distribution Circuit | 7 | 29 | 2015-07-29 | 1279833 | Sus | Y | EnvironmentalExternal¦FireForestGrass¦PoleWood¦Brokenwireonground
15-0052811 | Animal | Squirrel | Fuse | Failed/Faulted | 2015 | Tier 3 - Extreme | Distribution Circuit | 8 | 5 | 2015-08-05 | 1282869 | Sus | Y | Animal¦Squirrel¦Fuse¦FailedFaulted
15-0053573 | Environmental/External | Lightning | Transformer (OH) | Failed/Faulted | 2015 | Tier 2 - Elevated | Transformer only | 8 | 7 | 2015-08-07 | 1284444 | Sus | Y | EnvironmentalExternal¦Lightning¦Transformer(OH)¦FailedFaulted
15-0053755 | Environmental/External | Lightning | Transformer (OH) | Failed/Faulted | 2015 | Tier 2 - Elevated | Distribution Circuit | 8 | 7 | 2015-08-07 | 1285042 | Sus | Y | EnvironmentalExternal¦Lightning¦Transformer(OH)¦FailedFaulted
15-0061118 | Unknown Cause | Patrol - found nothing |  |  | 2015 | Tier 3 - Extreme | Distribution Circuit | 9 | 13 | 2015-09-13 | 1305110 | Sus | Y | UnknownCause¦Patrolfoundnothing¦¦
15-0071058 | Equipment Failure/Involved | Overhead | Transformer (OH) | Failed/Faulted | 2015 | Tier 2 - Elevated | Distribution Circuit | 10 | 15 | 2015-10-15 | 1322369 | Sus | Y | EquipmentFailureInvolved¦Overhead¦Transformer(OH)¦FailedFaulted
15-0072559 | Equipment Failure/Involved | Overhead | Jumper | Burned Open | 2015 | Tier 3 - Extreme | Distribution Circuit | 10 | 21 | 2015-10-21 | 1327386 | Sus | Y | EquipmentFailureInvolved¦Overhead¦Jumper¦BurnedOpen
15-0072720 | Animal | Squirrel | Fuse | Failed/Faulted | 2015 | Tier 2 - Elevated | Distribution Circuit | 10 | 22 | 2015-10-22 | 1327780 | Sus | Y | Animal¦Squirrel¦Fuse¦FailedFaulted
15-0076341 | Environmental/External | Lightning | Transformer | Failed/Faulted | 2015 | Tier 3 - Extreme | Transformer only | 11 | 7 | 2015-11-07 | 1336999 | Sus | Y | EnvironmentalExternal¦Lightning¦Transformer¦FailedFaulted
15-0080685 | Unknown Cause | Patrol - found nothing |  | Failed/Faulted | 2015 | Tier 2 - Elevated | Distribution Circuit | 11 | 24 | 2015-11-24 | 1348104 | Sus | Y | UnknownCause¦Patrolfoundnothing¦¦FailedFaulted
15-0081466 | Equipment Failure/Involved | Overhead | Transformer | Failed/Faulted | 2015 | Tier 3 - Extreme | Transformer only | 11 | 28 | 2015-11-28 | 1349622 | Sus | Y | EquipmentFailureInvolved¦Overhead¦Transformer¦FailedFaulted
15-0086366 | Equipment Failure/Involved | Overhead | Jumper | Burned Open | 2015 | Tier 3 - Extreme | Distribution Circuit | 12 | 20 | 2015-12-20 | 1367178 | Sus | N | EquipmentFailureInvolved¦Overhead¦Jumper¦BurnedOpen
15-0086491 | Unknown Cause | Patrol - found nothing |  |  | 2015 | Tier 2 - Elevated | Distribution Circuit | 12 | 21 | 2015-12-21 | 1367916 | Sus | N | UnknownCause¦Patrolfoundnothing¦¦
15-0087152 | Vegetation | Tree - fell into line | Conductor, Overhead | Together | 2015 | Tier 3 - Extreme | Distribution Circuit | 12 | 24 | 2015-12-24 | 1371226 | Sus | N | Vegetation¦Treefellintoline¦ConductorOverhead¦Together
16-0006255 | Vegetation | Tree - fell into line | Conductor, Overhead | Broken, wire on ground | 2016 | Tier 2 - Elevated | Distribution Circuit | 1 | 19 | 2016-01-19 | 1386844 | Sus | N | Vegetation¦Treefellintoline¦ConductorOverhead¦Brokenwireonground
16-0015202 | Equipment Failure/Involved | Overhead | Crossarm, Wood | Broken | 2016 | Tier 2 - Elevated | Distribution Circuit | 2 | 24 | 2016-02-24 | 1411343 | Sus | N | EquipmentFailureInvolved¦Overhead¦CrossarmWood¦Broken
16-0016083 | Unknown Cause | Patrol - found nothing |  |  | 2016 | Tier 2 - Elevated | Distribution Circuit | 2 | 28 | 2016-02-28 | 1413206 | Sus | N | UnknownCause¦Patrolfoundnothing¦¦
16-0017363 | Vegetation | Tree - fell into line | Conductor, Overhead | Broken, wire on ground | 2016 | Tier 3 - Extreme | Distribution Circuit | 3 | 4 | 2016-03-04 | 1416164 | Sus | N | Vegetation¦Treefellintoline¦ConductorOverhead¦Brokenwireonground
16-0018083 | Unknown Cause | Patrol - found nothing |  |  | 2016 | Tier 2 - Elevated | Distribution Circuit | 3 | 5 | 2016-03-05 | 1418275 | Sus | N | UnknownCause¦Patrolfoundnothing¦¦
16-0018122 | Equipment Failure/Involved | Overhead | Jumper | Burned Open | 2016 | Tier 2 - Elevated | Distribution Circuit | 3 | 5 | 2016-03-05 | 1418022 | Sus | N | EquipmentFailureInvolved¦Overhead¦Jumper¦BurnedOpen
16-0018657 | Vegetation | Tree - fell into line | Conductor, Overhead | Bent or Twisted | 2016 | Tier 3 - Extreme | Distribution Circuit | 3 | 7 | 2016-03-07 | 1423096 | Sus | N | Vegetation¦Treefellintoline¦ConductorOverhead¦BentorTwisted
16-0018699 | Vegetation | Tree - branch fell on line | Conductor, Overhead | Broken, wire on ground | 2016 | Tier 2 - Elevated | Distribution Circuit | 3 | 7 | 2016-03-07 | 1423060 | Sus | N | Vegetation¦Treebranchfellonline¦ConductorOverhead¦Brokenwireonground
16-0020874 | Vegetation | Tree - fell into line | Conductor, Overhead | Broken, wire on ground | 2016 | Tier 3 - Extreme | Distribution Circuit | 3 | 13 | 2016-03-13 | 1429856 | Sus | N | Vegetation¦Treefellintoline¦ConductorOverhead¦Brokenwireonground
16-0021701 | Equipment Failure/Involved | Overhead | Conductor, Overhead | Normal | 2016 | Tier 3 - Extreme | Distribution Circuit | 3 | 15 | 2016-03-15 | 1432074 | Sus | N | EquipmentFailureInvolved¦Overhead¦ConductorOverhead¦Normal
16-0021759 | Equipment Failure/Involved | Overhead | Other | Broken | 2016 | Tier 2 - Elevated | Transformer only | 3 | 15 | 2016-03-15 | 1432173 | Sus | N | EquipmentFailureInvolved¦Overhead¦Other¦Broken
16-0022759 | 3rd Party | Vehicle | Pole-Wood | Broken | 2016 | Tier 2 - Elevated | Distribution Circuit | 3 | 20 | 2016-03-20 | 1434734 | Sus | N | 3rdParty¦Vehicle¦PoleWood¦Broken
16-0024117 | Unknown Cause | Patrol - found nothing | Crossarm, Wood | Broken | 2016 | Tier 3 - Extreme | Distribution Circuit | 3 | 25 | 2016-03-25 | 1438820 | Sus | N | UnknownCause¦Patrolfoundnothing¦CrossarmWood¦Broken
16-0024198 | Equipment Failure/Involved | Overhead | Transformer | Failed/Faulted | 2016 | Tier 3 - Extreme | Transformer only | 3 | 26 | 2016-03-26 | 1439191 | Sus | N | EquipmentFailureInvolved¦Overhead¦Transformer¦FailedFaulted
16-0025245 | Equipment Failure/Involved | Overhead | Conductor, Overhead | Broken, wire on ground | 2016 | Tier 2 - Elevated | Transmission line | 3 | 31 | 2016-03-31 | 1442176 | Sus | N | EquipmentFailureInvolved¦Overhead¦ConductorOverhead¦Brokenwireonground
16-0026359 | Vegetation | Tree - branch fell on line | Fuse | Failed/Faulted | 2016 | Tier 2 - Elevated | Distribution Circuit | 4 | 5 | 2016-04-05 | 1445039 | Sus | N | Vegetation¦Treebranchfellonline¦Fuse¦FailedFaulted
16-0028671 | Unknown Cause | Patrol - found nothing |  |  | 2016 | Tier 2 - Elevated | Distribution Circuit | 4 | 14 | 2016-04-14 | 1450672 | Sus | N | UnknownCause¦Patrolfoundnothing¦¦
16-0029227 | Unknown Cause | Patrol - found nothing |  |  | 2016 | Tier 2 - Elevated | Distribution Circuit | 4 | 17 | 2016-04-17 | 1452547 | Sus | N | UnknownCause¦Patrolfoundnothing¦¦
16-0030637 | Vegetation | Tree - fell into line | Conductor, Overhead | Broken, wire on ground | 2016 | Tier 2 - Elevated | Distribution Circuit | 4 | 22 | 2016-04-22 | 1455611 | Sus | N | Vegetation¦Treefellintoline¦ConductorOverhead¦Brokenwireonground
16-0030890 | Equipment Failure/Involved | Overhead | Pole-Wood | Broken, wire on ground | 2016 | Tier 3 - Extreme | Distribution Circuit | 4 | 23 | 2016-04-23 | 1456509 | Sus | N | EquipmentFailureInvolved¦Overhead¦PoleWood¦Brokenwireonground
16-0036091 | Unknown Cause | Patrol - found nothing |  |  | 2016 | Tier 3 - Extreme | Distribution Circuit | 5 | 15 | 2016-05-15 | 1469875 | Sus | Y | UnknownCause¦Patrolfoundnothing¦¦
16-0037256 | Equipment Failure/Involved | Other | Fuse | Broken | 2016 | Tier 2 - Elevated | Transformer only | 5 | 19 | 2016-05-19 | 1473169 | Sus | Y | EquipmentFailureInvolved¦Other¦Fuse¦Broken
16-0038179 | Equipment Failure/Involved | Overhead | Other | Broken | 2016 | Tier 3 - Extreme | Transformer only | 5 | 24 | 2016-05-24 | 1475952 | Sus | Y | EquipmentFailureInvolved¦Overhead¦Other¦Broken
16-0041172 | 3rd Party | Tree - cutting, 3rd party | Conductor, Overhead | Normal | 2016 | Tier 3 - Extreme | Distribution Circuit | 6 | 5 | 2016-06-05 | 1483351 | Sus | Y | 3rdParty¦Treecutting3rdparty¦ConductorOverhead¦Normal
16-0041942 | Vegetation | Tree - branch fell on line | Conductor, Overhead | Normal | 2016 | Tier 2 - Elevated | Distribution Circuit | 6 | 8 | 2016-06-08 | 1485355 | Sus | Y | Vegetation¦Treebranchfellonline¦ConductorOverhead¦Normal
16-0042966 | Equipment Failure/Involved | Underground | Conductor, Underground | Burned/flashed | 2016 | Tier 2 - Elevated | Distribution Circuit | 6 | 13 | 2016-06-13 | 1488330 | Sus | Y | EquipmentFailureInvolved¦Underground¦ConductorUnderground¦Burnedflashed
16-0044287 | 3rd Party | Vehicle | Pole-Wood | Broken, wire on object | 2016 | Tier 2 - Elevated | Distribution Circuit | 6 | 18 | 2016-06-18 | 1492045 | Sus | Y | 3rdParty¦Vehicle¦PoleWood¦Brokenwireonobject
16-0049664 | Animal | Bird found | Conductor, Overhead | Normal | 2016 | Tier 2 - Elevated | Distribution Circuit | 7 | 13 | 2016-07-13 | 1509564 | Sus | Y | Animal¦Birdfound¦ConductorOverhead¦Normal
16-0053945 | Animal | Squirrel | Fuse | Failed/Faulted | 2016 | Tier 3 - Extreme | Distribution Circuit | 7 | 31 | 2016-07-31 | 1519351 | Sus | Y | Animal¦Squirrel¦Fuse¦FailedFaulted
16-0060584 | Vegetation | Tree - fell into line | Fuse | Failed/Faulted | 2016 | Tier 3 - Extreme | Distribution Circuit | 8 | 28 | 2016-08-28 | 1533516 | Sus | Y | Vegetation¦Treefellintoline¦Fuse¦FailedFaulted
16-0061496 | Equipment Failure/Involved | Overhead | Insulator | Broken | 2016 | Tier 2 - Elevated | Distribution Circuit | 8 | 31 | 2016-08-31 | 1535124 | Sus | Y | EquipmentFailureInvolved¦Overhead¦Insulator¦Broken
16-0066390 | Environmental/External | Lightning | Conductor, Overhead | Normal | 2016 | Tier 2 - Elevated | Distribution Circuit | 9 | 21 | 2016-09-21 | 1545661 | Sus | Y | EnvironmentalExternal¦Lightning¦ConductorOverhead¦Normal
16-0067206 | Animal | Squirrel | Conductor, Overhead | Normal | 2016 | Tier 2 - Elevated | Distribution Circuit | 9 | 24 | 2016-09-24 | 1546970 | Sus | Y | Animal¦Squirrel¦ConductorOverhead¦Normal
16-0067237 | Equipment Failure/Involved | Electrical Overload | Transformer (UG) | Broken | 2016 | Tier 2 - Elevated | Distribution Circuit | 9 | 24 | 2016-09-24 | 1547085 | Sus | Y | EquipmentFailureInvolved¦ElectricalOverload¦Transformer(UG)¦Broken
16-0068726 | Unknown Cause | Patrol - not conducted |  |  | 2016 | Tier 3 - Extreme | Distribution Circuit | 10 | 11 | 2016-10-11 | 1556152 | Sus | Y | UnknownCause¦Patrolnotconducted¦¦
16-0076021 | Animal | Bird found | Fuse | Failed/Faulted | 2016 | Tier 2 - Elevated | Distribution Circuit | 10 | 27 | 2016-10-27 | 1570797 | Sus | Y | Animal¦Birdfound¦Fuse¦FailedFaulted
16-0076392 | Vegetation | Tree - fell into line | Pole-Wood | Broken, wire on ground | 2016 | Tier 3 - Extreme | Distribution Circuit | 10 | 28 | 2016-10-28 | 1571893 | Sus | Y | Vegetation¦Treefellintoline¦PoleWood¦Brokenwireonground
16-0076681 | Unknown Cause | Patrol - found nothing |  |  | 2016 | Tier 2 - Elevated | Distribution Circuit | 10 | 29 | 2016-10-29 | 1572590 | Sus | Y | UnknownCause¦Patrolfoundnothing¦¦
16-0084262 | Equipment Failure/Involved | Overhead | Other | Failed/Faulted | 2016 | Tier 2 - Elevated | Distribution Circuit | 12 | 7 | 2016-12-07 | 1595833 | Sus | N | EquipmentFailureInvolved¦Overhead¦Other¦FailedFaulted
16-0084579 | Equipment Failure/Involved | Overhead | Conductor, Overhead | Broken, wire on ground | 2016 | Tier 2 - Elevated | Distribution Circuit | 12 | 8 | 2016-12-08 | 1597013 | Sus | N | EquipmentFailureInvolved¦Overhead¦ConductorOverhead¦Brokenwireonground
16-0086048 | Vegetation | Tree - branch fell on line | Conductor, Overhead | Normal | 2016 | Tier 2 - Elevated | Distribution Circuit | 12 | 16 | 2016-12-16 | 1604754 | Sus | N | Vegetation¦Treebranchfellonline¦ConductorOverhead¦Normal
17-0003463 | Unknown Cause | Patrol - not conducted |  |  | 2017 | Tier 2 - Elevated | Distribution Circuit | 1 | 3 | 2017-01-03 | 1616934 | Sus | N | UnknownCause¦Patrolnotconducted¦¦
17-0003685 | Unknown Cause | Patrol - found nothing |  |  | 2017 | Tier 3 - Extreme | Distribution Circuit | 1 | 4 | 2017-01-04 | 1618536 | Sus | N | UnknownCause¦Patrolfoundnothing¦¦
17-0005619 | Vegetation | Tree - fell into line | Conductor, Overhead | Together | 2017 | Tier 3 - Extreme | Distribution Circuit | 1 | 8 | 2017-01-08 | 1627063 | Sus | N | Vegetation¦Treefellintoline¦ConductorOverhead¦Together
17-0006862 | Unknown Cause | Patrol - found nothing |  |  | 2017 | Tier 3 - Extreme | Distribution Circuit | 1 | 10 | 2017-01-10 | 1633775 | Sus | N | UnknownCause¦Patrolfoundnothing¦¦
17-0007222 | Vegetation | Tree - fell into line | Conductor, Overhead | Broken, wire on ground | 2017 | Tier 3 - Extreme | Distribution Circuit | 1 | 10 | 2017-01-10 | 1636930 | Sus | N | Vegetation¦Treefellintoline¦ConductorOverhead¦Brokenwireonground
17-0012016 | Equipment Failure/Involved | Overhead | Connector or Splice (OH) | Broken, wire on ground | 2017 | Tier 2 - Elevated | Distribution Circuit | 1 | 20 | 2017-01-20 | 1654154 | Sus | N | EquipmentFailureInvolved¦Overhead¦ConnectororSplice(OH)¦Brokenwireonground
17-0012170 | Vegetation | Tree - fell into line | Pole-Wood | Broken, wire on ground | 2017 | Tier 2 - Elevated | Distribution Circuit | 1 | 21 | 2017-01-21 | 1657274 | Sus | N | Vegetation¦Treefellintoline¦PoleWood¦Brokenwireonground
17-0012866 | Vegetation | Tree - fell into line | Conductor, Overhead | Broken | 2017 | Tier 2 - Elevated | Distribution Circuit | 1 | 22 | 2017-01-22 | 1659496 | Sus | N | Vegetation¦Treefellintoline¦ConductorOverhead¦Broken
17-0013567 | Vegetation | Tree - fell into line | Conductor, Overhead | Broken, wire on ground | 2017 | Tier 2 - Elevated | Distribution Circuit | 1 | 22 | 2017-01-22 | 1662593 | Sus | N | Vegetation¦Treefellintoline¦ConductorOverhead¦Brokenwireonground
17-0013642 | Vegetation | Tree - fell into line | Conductor, Overhead | Normal | 2017 | Tier 3 - Extreme | Distribution Circuit | 1 | 23 | 2017-01-23 | 1663184 | Sus | N | Vegetation¦Treefellintoline¦ConductorOverhead¦Normal
17-0013995 | Vegetation | Tree - fell into line | Conductor, Overhead | Broken, wire on ground | 2017 | Tier 3 - Extreme | Distribution Circuit | 1 | 23 | 2017-01-23 | 1664762 | Sus | N | Vegetation¦Treefellintoline¦ConductorOverhead¦Brokenwireonground
17-0014452 | Equipment Failure/Involved | Overhead | Jumper | Burned Open | 2017 | Tier 2 - Elevated | Transformer only | 1 | 24 | 2017-01-24 | 1665871 | Sus | N | EquipmentFailureInvolved¦Overhead¦Jumper¦BurnedOpen
17-0018620 | 3rd Party | Other | Pole-Wood | Broken | 2017 | Tier 2 - Elevated | Distribution Circuit | 2 | 7 | 2017-02-07 | 1679855 | Sus | N | 3rdParty¦Other¦PoleWood¦Broken
17-0022657 | Vegetation | Tree - fell into line | Conductor, Overhead | Broken | 2017 | Tier 2 - Elevated | Distribution Circuit | 2 | 17 | 2017-02-17 | 1698399 | Sus | N | Vegetation¦Treefellintoline¦ConductorOverhead¦Broken
17-0023180 | Unknown Cause | Patrol - found nothing |  |  | 2017 | Tier 3 - Extreme | Distribution Circuit | 2 | 17 | 2017-02-17 | 1692166 | Sus | N | UnknownCause¦Patrolfoundnothing¦¦
17-0023363 | Vegetation | Tree - fell into line | Pole-Wood | Broken, wire on ground | 2017 | Tier 2 - Elevated | Distribution Circuit | 2 | 17 | 2017-02-17 | 1692151 | Sus | N | Vegetation¦Treefellintoline¦PoleWood¦Brokenwireonground
17-0023700 | Equipment Failure/Involved | Overhead | Transformer | Failed/Faulted | 2017 | Tier 2 - Elevated | Distribution Circuit | 2 | 20 | 2017-02-20 | 1702580 | Sus | N | EquipmentFailureInvolved¦Overhead¦Transformer¦FailedFaulted
17-0024864 | Vegetation | Tree - fell into line | Conductor, Overhead | Broken, wire on ground | 2017 | Tier 2 - Elevated | Distribution Circuit | 2 | 21 | 2017-02-21 | 1707165 | Sus | N | Vegetation¦Treefellintoline¦ConductorOverhead¦Brokenwireonground
17-0025049 | Vegetation | Tree - fell into line | Crossarm, Wood | Broken | 2017 | Tier 2 - Elevated | Distribution Circuit | 2 | 21 | 2017-02-21 | 1708314 | Sus | N | Vegetation¦Treefellintoline¦CrossarmWood¦Broken
17-0026021 | Vegetation | Tree - fell into line | Conductor, Overhead | Broken, wire on ground | 2017 | Tier 2 - Elevated | Distribution Circuit | 2 | 23 | 2017-02-23 | 1712101 | Sus | N | Vegetation¦Treefellintoline¦ConductorOverhead¦Brokenwireonground
17-0030560 | Animal | Bird found | Conductor, Overhead | Normal | 2017 | Tier 2 - Elevated | Distribution Circuit | 3 | 13 | 2017-03-13 | 1726540 | Sus | N | Animal¦Birdfound¦ConductorOverhead¦Normal
17-0032781 | Unknown Cause | Patrol - found nothing |  |  | 2017 | Tier 2 - Elevated | Distribution Circuit | 3 | 22 | 2017-03-22 | 1732944 | Sus | N | UnknownCause¦Patrolfoundnothing¦¦
17-0033912 | Equipment Failure/Involved | Overhead | Crossarm, Wood | Broken | 2017 | Tier 2 - Elevated | Transformer only | 3 | 26 | 2017-03-26 | 1736123 | Sus | N | EquipmentFailureInvolved¦Overhead¦CrossarmWood¦Broken
17-0034213 | Unknown Cause | Patrol - found nothing |  |  | 2017 | Tier 2 - Elevated | Distribution Circuit | 3 | 27 | 2017-03-27 | 1736776 | Sus | N | UnknownCause¦Patrolfoundnothing¦¦
17-0037552 | Equipment Failure/Involved | Fire, pole | Pole-Wood | Burned/flashed | 2017 | Tier 3 - Extreme | Distribution Circuit | 4 | 7 | 2017-04-07 | 1749304 | Sus | N | EquipmentFailureInvolved¦Firepole¦PoleWood¦Burnedflashed
17-0038119 | Vegetation | Tree - fell into line | Conductor, Overhead | Broken, wire on ground | 2017 | Tier 3 - Extreme | Distribution Circuit | 4 | 7 | 2017-04-07 | 1751262 | Sus | N | Vegetation¦Treefellintoline¦ConductorOverhead¦Brokenwireonground
17-0038419 | Equipment Failure/Involved | Underground | Transformer (UG) | Leaking | 2017 | Tier 2 - Elevated | Distribution Circuit | 4 | 9 | 2017-04-09 | 1753423 | Sus | N | EquipmentFailureInvolved¦Underground¦Transformer(UG)¦Leaking
17-0042587 | 3rd Party | Fire, house or bldg. | Secondary | Burned/flashed | 2017 | Tier 2 - Elevated | Distribution Circuit | 4 | 24 | 2017-04-24 | 1766305 | Sus | N | 3rdParty¦Firehouseorbldg¦Secondary¦Burnedflashed
17-0045842 | Vegetation | Tree - fell into line | Conductor, Overhead | Broken, wire on ground | 2017 | Tier 2 - Elevated | Distribution Circuit | 5 | 6 | 2017-05-06 | 1776456 | Sus | Y | Vegetation¦Treefellintoline¦ConductorOverhead¦Brokenwireonground
17-0049808 | Unknown Cause | Patrol - found nothing |  |  | 2017 | Tier 2 - Elevated | Distribution Circuit | 5 | 23 | 2017-05-23 | 1788369 | Sus | Y | UnknownCause¦Patrolfoundnothing¦¦
17-0051241 | Equipment Failure/Involved | Overhead | Transformer (OH) | Broken | 2017 | Tier 2 - Elevated | Transformer only | 5 | 28 | 2017-05-28 | 1792288 | Sus | Y | EquipmentFailureInvolved¦Overhead¦Transformer(OH)¦Broken
17-0054099 | Equipment Failure/Involved | Overhead | Cutout, fuse holder | Broken | 2017 | Tier 2 - Elevated | Transformer only | 6 | 9 | 2017-06-09 | 1800361 | Sus | Y | EquipmentFailureInvolved¦Overhead¦Cutoutfuseholder¦Broken
17-0056206 | Equipment Failure/Involved | Overhead | Transformer | Failed/Faulted | 2017 | Tier 2 - Elevated | Transformer only | 6 | 18 | 2017-06-18 | 1807617 | Sus | Y | EquipmentFailureInvolved¦Overhead¦Transformer¦FailedFaulted
17-0057095 | Vegetation | Tree - branch fell on line | Crossarm, Wood | Broken | 2017 | Tier 2 - Elevated | Distribution Circuit | 6 | 20 | 2017-06-20 | 1813335 | Sus | Y | Vegetation¦Treebranchfellonline¦CrossarmWood¦Broken
17-0062591 | Unknown Cause | Patrol - found nothing |  |  | 2017 | Tier 3 - Extreme | Distribution Circuit | 7 | 13 | 2017-07-13 | 1830652 | Sus | Y | UnknownCause¦Patrolfoundnothing¦¦
17-0062813 | Equipment Failure/Involved | Overhead | Pole-Wood | Broken | 2017 | Tier 2 - Elevated | Distribution Circuit | 7 | 14 | 2017-07-14 | 1831195 | Sus | Y | EquipmentFailureInvolved¦Overhead¦PoleWood¦Broken
17-0076818 | Environmental/External | Lightning | Transformer | Failed/Faulted | 2017 | Tier 2 - Elevated | Transformer only | 9 | 7 | 2017-09-07 | 1872773 | Sus | Y | EnvironmentalExternal¦Lightning¦Transformer¦FailedFaulted
17-0078044 | Environmental/External | Lightning | Secondary | Broken, wire on ground | 2017 | Tier 3 - Extreme | Distribution Circuit | 9 | 12 | 2017-09-12 | 1876831 | Sus | Y | EnvironmentalExternal¦Lightning¦Secondary¦Brokenwireonground
17-0080369 | Unknown Cause | Patrol - found nothing |  |  | 2017 | Tier 2 - Elevated | Distribution Circuit | 9 | 20 | 2017-09-20 | 1882446 | Sus | Y | UnknownCause¦Patrolfoundnothing¦¦
17-0087081 | Vegetation | Tree - fell into line | Conductor, Overhead | Broken, wire on ground | 2017 | Tier 3 - Extreme | Distribution Circuit | 10 | 13 | 2017-10-13 | 1899808 | Sus | Y | Vegetation¦Treefellintoline¦ConductorOverhead¦Brokenwireonground
17-0097175 | Equipment Failure/Involved | Overhead | Transformer (OH) | Broken | 2017 | Tier 2 - Elevated | Distribution Circuit | 11 | 22 | 2017-11-22 | 1928113 | Sus | Y | EquipmentFailureInvolved¦Overhead¦Transformer(OH)¦Broken
17-0099024 | Vegetation | Tree - cutting, PG&E contractor | Conductor, Overhead | Broken, wire on ground | 2017 | Tier 2 - Elevated | Distribution Circuit | 12 | 1 | 2017-12-01 | 1933422 | Sus | N | Vegetation¦TreecuttingPG&Econtractor¦ConductorOverhead¦Brokenwireonground
17-0102721 | Vegetation | Tree - branch fell on line | Conductor, Overhead | Normal | 2017 | Tier 2 - Elevated | Distribution Circuit | 12 | 20 | 2017-12-20 | 1948172 | Sus | N | Vegetation¦Treebranchfellonline¦ConductorOverhead¦Normal
17-0102753 | Vegetation | Tree - fell into line | Conductor, Overhead | Normal | 2017 | Tier 2 - Elevated | Distribution Circuit | 12 | 20 | 2017-12-20 | 1948416 | Sus | N | Vegetation¦Treefellintoline¦ConductorOverhead¦Normal
18-0003755 | Unknown Cause | Patrol - not conducted |  |  | 2018 | Tier 2 - Elevated | Distribution Circuit | 1 | 5 | 2018-01-05 | 2379 | Sus | N | UnknownCause¦Patrolnotconducted¦¦
18-0005166 | Equipment Failure/Involved | Overhead | Insulator | Broken | 2018 | Tier 3 - Extreme | Transformer only | 1 | 10 | 2018-01-10 | 6319 | Sus | N | EquipmentFailureInvolved¦Overhead¦Insulator¦Broken
18-0005174 | Equipment Failure/Involved | Overhead | Insulator | Broken | 2018 | Tier 3 - Extreme | Transformer only | 1 | 11 | 2018-01-11 | 6332 | Sus | N | EquipmentFailureInvolved¦Overhead¦Insulator¦Broken
18-0007262 | Equipment Failure/Involved | Overhead | Secondary | Broken | 2018 | Tier 2 - Elevated | Transformer only | 1 | 19 | 2018-01-19 | 10636 | Sus | N | EquipmentFailureInvolved¦Overhead¦Secondary¦Broken
18-0009155 | Vegetation | Tree - branch fell on line | Conductor, Overhead | Normal | 2018 | Tier 3 - Extreme | Distribution Circuit | 1 | 26 | 2018-01-26 | 14306 | Sus | N | Vegetation¦Treebranchfellonline¦ConductorOverhead¦Normal
18-0013149 | Equipment Failure/Involved | Overhead | Transformer | Failed/Faulted | 2018 | Tier 2 - Elevated | Transformer only | 2 | 10 | 2018-02-10 | 22536 | Sus | N | EquipmentFailureInvolved¦Overhead¦Transformer¦FailedFaulted
18-0015042 | Equipment Failure/Involved | Overhead | Conductor, Overhead | Contaminated | 2018 | Tier 3 - Extreme | Transformer only | 2 | 16 | 2018-02-16 | 26121 | Sus | N | EquipmentFailureInvolved¦Overhead¦ConductorOverhead¦Contaminated
18-0015328 | Vegetation | Tree - fell into line | Conductor, Overhead | Broken, wire on ground | 2018 | Tier 2 - Elevated | Distribution Circuit | 2 | 19 | 2018-02-19 | 26971 | Sus | N | Vegetation¦Treefellintoline¦ConductorOverhead¦Brokenwireonground
18-0016679 | Equipment Failure/Involved | Overhead | Connector or Splice (OH) | Broken, wire on ground | 2018 | Tier 2 - Elevated | Distribution Circuit | 2 | 23 | 2018-02-23 | 29809 | Sus | N | EquipmentFailureInvolved¦Overhead¦ConnectororSplice(OH)¦Brokenwireonground
18-0018327 | Vegetation | Tree - fell into line | Fuse | Failed/Faulted | 2018 | Tier 3 - Extreme | Distribution Circuit | 3 | 1 | 2018-03-01 | 33853 | Sus | N | Vegetation¦Treefellintoline¦Fuse¦FailedFaulted
18-0018584 | Unknown Cause | Patrol - found nothing |  |  | 2018 | Tier 2 - Elevated | Distribution Circuit | 3 | 1 | 2018-03-01 | 34685 | Sus | N | UnknownCause¦Patrolfoundnothing¦¦
18-0018952 | Vegetation | Tree - fell into line | Conductor, Overhead | Together | 2018 | Tier 2 - Elevated | Distribution Circuit | 3 | 1 | 2018-03-01 | 35895 | Sus | N | Vegetation¦Treefellintoline¦ConductorOverhead¦Together
18-0021604 | Equipment Failure/Involved | Overhead | Other | Broken | 2018 | Tier 3 - Extreme | Distribution Circuit | 3 | 10 | 2018-03-10 | 41753 | Sus | N | EquipmentFailureInvolved¦Overhead¦Other¦Broken
18-0025457 | Vegetation | Tree - fell into line | Conductor, Overhead | Broken, wire on ground | 2018 | Tier 2 - Elevated | Distribution Circuit | 3 | 22 | 2018-03-22 | 50380 | Sus | N | Vegetation¦Treefellintoline¦ConductorOverhead¦Brokenwireonground
18-0029302 | Equipment Failure/Involved | Overhead | Crossarm, Wood | Broken | 2018 | Tier 2 - Elevated | Distribution Circuit | 4 | 4 | 2018-04-04 | 59679 | Sus | N | EquipmentFailureInvolved¦Overhead¦CrossarmWood¦Broken
18-0031145 | Animal | Bird found | Conductor, Overhead | Normal | 2018 | Tier 2 - Elevated | Distribution Circuit | 4 | 11 | 2018-04-11 | 64292 | Sus | N | Animal¦Birdfound¦ConductorOverhead¦Normal
18-0031498 | Unknown Cause | Patrol - found nothing |  |  | 2018 | Tier 3 - Extreme | Distribution Circuit | 4 | 11 | 2018-04-11 | 65163 | Sus | N | UnknownCause¦Patrolfoundnothing¦¦
18-0032382 | Vegetation | Tree - branch fell on line | Conductor, Overhead | Normal | 2018 | Tier 2 - Elevated | Distribution Circuit | 4 | 15 | 2018-04-15 | 67185 | Sus | N | Vegetation¦Treebranchfellonline¦ConductorOverhead¦Normal
18-0035491 | Vegetation | Tree - cutting, PG&E contractor | Pole-Wood | Broken | 2018 | Tier 3 - Extreme | Distribution Circuit | 4 | 25 | 2018-04-25 | 73781 | Sus | N | Vegetation¦TreecuttingPG&Econtractor¦PoleWood¦Broken
18-0037413 | Environmental/External | Lightning | Conductor, Overhead | Broken, wire on ground | 2018 | Tier 2 - Elevated | Transformer only | 5 | 1 | 2018-05-01 | 77750 | Sus | Y | EnvironmentalExternal¦Lightning¦ConductorOverhead¦Brokenwireonground
18-0037437 | Environmental/External | Lightning | Transformer | Failed/Faulted | 2018 | Tier 2 - Elevated | Transformer only | 5 | 1 | 2018-05-01 | 77818 | Sus | Y | EnvironmentalExternal¦Lightning¦Transformer¦FailedFaulted
18-0038137 | Equipment Failure/Involved | Overhead | Pole-Wood | Broken | 2018 | Tier 2 - Elevated | Distribution Circuit | 5 | 3 | 2018-05-03 | 79157 | Sus | Y | EquipmentFailureInvolved¦Overhead¦PoleWood¦Broken
18-0049445 | Vegetation | Tree - fell into line | Conductor, Overhead | Broken, wire on ground | 2018 | Tier 3 - Extreme | Distribution Circuit | 6 | 10 | 2018-06-10 | 105889 | Sus | Y | Vegetation¦Treefellintoline¦ConductorOverhead¦Brokenwireonground
18-0053242 | Equipment Failure/Involved | Overhead | Conductor, Overhead | Burned/flashed | 2018 | Tier 3 - Extreme | Distribution Circuit | 6 | 21 | 2018-06-21 | 114637 | Sus | Y | EquipmentFailureInvolved¦Overhead¦ConductorOverhead¦Burnedflashed
18-0057620 | Equipment Failure/Involved | Underground | Transformer (UG) | Broken | 2018 | Tier 2 - Elevated | Distribution Circuit | 7 | 7 | 2018-07-07 | 125824 | Sus | Y | EquipmentFailureInvolved¦Underground¦Transformer(UG)¦Broken
18-0065462 | Environmental/External | Fire, Forest/Grass | Pole-Wood | Broken, wire on ground | 2018 | Tier 2 - Elevated | Distribution Circuit | 7 | 28 | 2018-07-28 | 146126 | Sus | Y | EnvironmentalExternal¦FireForestGrass¦PoleWood¦Brokenwireonground
18-0067412 | Unknown Cause | Patrol - found nothing |  |  | 2018 | Tier 3 - Extreme | Distribution Circuit | 8 | 7 | 2018-08-07 | 150621 | Sus | Y | UnknownCause¦Patrolfoundnothing¦¦
18-0069582 | Vegetation | Tree - branch fell on line | Fuse | Normal | 2018 | Tier 2 - Elevated | Distribution Circuit | 8 | 14 | 2018-08-14 | 154935 | Sus | Y | Vegetation¦Treebranchfellonline¦Fuse¦Normal
18-0071425 | Animal | Squirrel | Conductor, Overhead | Normal | 2018 | Tier 3 - Extreme | Distribution Circuit | 8 | 19 | 2018-08-19 | 157990 | Sus | Y | Animal¦Squirrel¦ConductorOverhead¦Normal
18-0071854 | Equipment Failure/Involved | Overhead | Transformer (OH) | Broken | 2018 | Tier 3 - Extreme | Distribution Circuit | 8 | 20 | 2018-08-20 | 158776 | Sus | Y | EquipmentFailureInvolved¦Overhead¦Transformer(OH)¦Broken
18-0077767 | Vegetation | Tree - branch fell on line | Conductor, Overhead | Normal | 2018 | Tier 2 - Elevated | Distribution Circuit | 9 | 8 | 2018-09-08 | 170597 | Sus | Y | Vegetation¦Treebranchfellonline¦ConductorOverhead¦Normal
18-0083590 | Wildfire Mitigation | CWSP - Vegetation Removal |  |  | 2018 | Tier 3 - Extreme | Distribution Circuit | 9 | 26 | 2018-09-26 | 181566 | Sus | Y | WildfireMitigation¦CWSPVegetationRemoval¦¦
18-0086528 | Equipment Failure/Involved | Overhead | Conductor, Overhead | Deteriorated | 2018 | Tier 3 - Extreme | Distribution Circuit | 10 | 3 | 2018-10-03 | 187778 | Sus | Y | EquipmentFailureInvolved¦Overhead¦ConductorOverhead¦Deteriorated
18-0086599 | Wildfire Mitigation | CWSP - Vegetation Removal |  |  | 2018 | Tier 3 - Extreme | Distribution Circuit | 10 | 4 | 2018-10-04 | 188039 | Sus | Y | WildfireMitigation¦CWSPVegetationRemoval¦¦
18-0099995 | 3rd Party | Vehicle | Pole-Wood | Broken | 2018 | Tier 2 - Elevated | Distribution Circuit | 11 | 15 | 2018-11-15 | 215948 | Sus | Y | 3rdParty¦Vehicle¦PoleWood¦Broken
18-0100846 | Unknown Cause | Patrol - found nothing |  |  | 2018 | Tier 3 - Extreme | Distribution Circuit | 11 | 18 | 2018-11-18 | 217871 | Sus | Y | UnknownCause¦Patrolfoundnothing¦¦
18-0102304 | Vegetation | Tree - branch fell on line | Transformer | Failed/Faulted | 2018 | Tier 2 - Elevated | Distribution Circuit | 11 | 22 | 2018-11-22 | 221853 | Sus | Y | Vegetation¦Treebranchfellonline¦Transformer¦FailedFaulted
18-0104010 | Equipment Failure/Involved | Overhead | Capacitor | Failed/Faulted | 2018 | Tier 2 - Elevated | Distribution Circuit | 11 | 27 | 2018-11-27 | 225888 | Sus | Y | EquipmentFailureInvolved¦Overhead¦Capacitor¦FailedFaulted
18-0105800 | Equipment Failure/Involved | Overhead | Cutout, fuse holder | Broken | 2018 | Tier 2 - Elevated | Transformer only | 12 | 1 | 2018-12-01 | 230752 | Sus | N | EquipmentFailureInvolved¦Overhead¦Cutoutfuseholder¦Broken
18-0110489 | Unknown Cause | Patrol - not conducted |  |  | 2018 | Tier 2 - Elevated | Distribution Circuit | 12 | 24 | 2018-12-24 | 246195 | Sus | N | UnknownCause¦Patrolnotconducted¦¦
18-0110622 | Vegetation | Tree - fell into line | Conductor, Overhead | Broken, wire on ground | 2018 | Tier 2 - Elevated | Distribution Circuit | 12 | 25 | 2018-12-25 | 247029 | Sus | N | Vegetation¦Treefellintoline¦ConductorOverhead¦Brokenwireonground
18-0110712 | Vegetation | Tree - branch fell on line | Conductor, Overhead | Normal | 2018 | Tier 3 - Extreme | Distribution Circuit | 12 | 26 | 2018-12-26 | 247361 | Sus | N | Vegetation¦Treebranchfellonline¦ConductorOverhead¦Normal
19-0004381 | Unknown Cause | Patrol - found nothing |  |  | 2019 | Tier 2 - Elevated | Distribution Circuit | 1 | 4 | 2019-01-04 | 252873 | Sus | N | UnknownCause¦Patrolfoundnothing¦¦
19-0010162 | Equipment Failure/Involved | Overhead | Conductor, Overhead | Broken, wire on ground | 2019 | Tier 3 - Extreme | Distribution Circuit | 1 | 16 | 2019-01-16 | 270326 | Sus | N | EquipmentFailureInvolved¦Overhead¦ConductorOverhead¦Brokenwireonground
19-0010386 | Equipment Failure/Involved | Overhead | Connector or Splice (OH) | Broken, wire on ground | 2019 | Tier 3 - Extreme | Distribution Circuit | 1 | 16 | 2019-01-16 | 271838 | Sus | N | EquipmentFailureInvolved¦Overhead¦ConnectororSplice(OH)¦Brokenwireonground
19-0011374 | Unknown Cause | Patrol - found nothing |  |  | 2019 | Tier 2 - Elevated | Distribution Circuit | 1 | 17 | 2019-01-17 | 273860 | Sus | N | UnknownCause¦Patrolfoundnothing¦¦
19-0017337 | Unknown Cause | Patrol - not conducted |  |  | 2019 | Tier 2 - Elevated | Distribution Circuit | 2 | 2 | 2019-02-02 | 287834 | Sus | N | UnknownCause¦Patrolnotconducted¦¦
19-0018886 | Vegetation | Tree - fell into line | Crossarm, Wood | Broken, wire on ground | 2019 | Tier 2 - Elevated | Distribution Circuit | 2 | 5 | 2019-02-05 | 292986 | Sus | N | Vegetation¦Treefellintoline¦CrossarmWood¦Brokenwireonground
19-0018957 | Unknown Cause | Patrol - not conducted |  |  | 2019 | Tier 2 - Elevated | Distribution Circuit | 2 | 6 | 2019-02-06 | 293844 | Sus | N | UnknownCause¦Patrolnotconducted¦¦
19-0021255 | Vegetation | Tree - branch fell on line | Conductor, Overhead | Normal | 2019 | Tier 2 - Elevated | Distribution Circuit | 2 | 11 | 2019-02-11 | 300355 | Sus | N | Vegetation¦Treebranchfellonline¦ConductorOverhead¦Normal
19-0022714 | Unknown Cause | Patrol - not conducted |  |  | 2019 | Tier 2 - Elevated | Distribution Circuit | 2 | 13 | 2019-02-13 | 305612 | Sus | N | UnknownCause¦Patrolnotconducted¦¦
19-0023028 | Vegetation | Tree - fell into line | Conductor, Overhead | Normal | 2019 | Tier 2 - Elevated | Distribution Circuit | 2 | 14 | 2019-02-14 | 307590 | Sus | N | Vegetation¦Treefellintoline¦ConductorOverhead¦Normal
19-0023378 | Equipment Failure/Involved | Overhead | Conductor, Overhead | Broken, wire on ground | 2019 | Tier 2 - Elevated | Distribution Circuit | 2 | 13 | 2019-02-13 | 305568 | Sus | N | EquipmentFailureInvolved¦Overhead¦ConductorOverhead¦Brokenwireonground
19-0024108 | Vegetation | Tree - fell into line | Conductor, Overhead | Together | 2019 | Tier 3 - Extreme | Distribution Circuit | 2 | 13 | 2019-02-13 | 312354 | Sus | N | Vegetation¦Treefellintoline¦ConductorOverhead¦Together
19-0024283 | Unknown Cause | Patrol - found nothing |  |  | 2019 | Tier 2 - Elevated | Distribution Circuit | 2 | 13 | 2019-02-13 | 312983 | Sus | N | UnknownCause¦Patrolfoundnothing¦¦
19-0025214 | Vegetation | Tree - fell into line | Crossarm, Wood | Broken | 2019 | Tier 3 - Extreme | Distribution Circuit | 2 | 17 | 2019-02-17 | 316356 | Sus | N | Vegetation¦Treefellintoline¦CrossarmWood¦Broken
19-0027663 | Unknown Cause | Patrol - found nothing |  |  | 2019 | Tier 2 - Elevated | Distribution Circuit | 2 | 25 | 2019-02-25 | 322635 | Sus | N | UnknownCause¦Patrolfoundnothing¦¦
19-0029670 | Vegetation | Tree - branch fell on line | Jumper | Normal | 2019 | Tier 3 - Extreme | Distribution Circuit | 3 | 1 | 2019-03-01 | 327535 | Sus | N | Vegetation¦Treebranchfellonline¦Jumper¦Normal
19-0030047 | Vegetation | Tree - fell into line | Conductor, Overhead | Broken, wire on ground | 2019 | Tier 3 - Extreme | Distribution Circuit | 3 | 2 | 2019-03-02 | 329520 | Sus | N | Vegetation¦Treefellintoline¦ConductorOverhead¦Brokenwireonground
19-0034458 | Unknown Cause | Patrol - found nothing |  |  | 2019 | Tier 2 - Elevated | Distribution Circuit | 3 | 17 | 2019-03-17 | 341199 | Sus | N | UnknownCause¦Patrolfoundnothing¦¦
19-0035592 | Unknown Cause | Patrol - found nothing |  |  | 2019 | Tier 3 - Extreme | Distribution Circuit | 3 | 20 | 2019-03-20 | 344215 | Sus | N | UnknownCause¦Patrolfoundnothing¦¦
19-0035624 | Unknown Cause | Patrol - found nothing |  |  | 2019 | Tier 3 - Extreme | Distribution Circuit | 3 | 20 | 2019-03-20 | 344394 | Sus | N | UnknownCause¦Patrolfoundnothing¦¦
19-0037693 | Environmental/External | Lightning | Transformer | Failed/Faulted | 2019 | Tier 2 - Elevated | Transformer only | 3 | 27 | 2019-03-27 | 349000 | Sus | N | EnvironmentalExternal¦Lightning¦Transformer¦FailedFaulted
19-0041431 | Unknown Cause | Patrol - found nothing |  |  | 2019 | Tier 3 - Extreme | Distribution Circuit | 4 | 10 | 2019-04-10 | 358310 | Sus | N | UnknownCause¦Patrolfoundnothing¦¦
19-0041442 | Vegetation | Tree - branch fell on line | Conductor, Overhead | Normal | 2019 | Tier 3 - Extreme | Distribution Circuit | 4 | 10 | 2019-04-10 | 358350 | Sus | N | Vegetation¦Treebranchfellonline¦ConductorOverhead¦Normal
19-0043337 | Equipment Failure/Involved | Overhead | Anchor or Guy | Bent or Twisted | 2019 | Tier 2 - Elevated | Distribution Circuit | 4 | 17 | 2019-04-17 | 362472 | Sus | N | EquipmentFailureInvolved¦Overhead¦AnchororGuy¦BentorTwisted
19-0043862 | Equipment Failure/Involved | Overhead | Crossarm, Wood | Broken | 2019 | Tier 3 - Extreme | Transformer only | 4 | 18 | 2019-04-18 | 362838 | Sus | N | EquipmentFailureInvolved¦Overhead¦CrossarmWood¦Broken
19-0052314 | Vegetation | Tree - branch fell on line | Conductor, Overhead | Normal | 2019 | Tier 2 - Elevated | Distribution Circuit | 5 | 15 | 2019-05-15 | 381270 | Sus | Y | Vegetation¦Treebranchfellonline¦ConductorOverhead¦Normal
19-0052325 | Vegetation | Tree - fell into line | Conductor, Overhead | Broken, wire on ground | 2019 | Tier 2 - Elevated | Transmission line | 5 | 15 | 2019-05-15 | 381474 | Sus | Y | Vegetation¦Treefellintoline¦ConductorOverhead¦Brokenwireonground
19-0052965 | Vegetation | Tree - fell into line | Conductor, Overhead | Broken, wire on ground | 2019 | Tier 2 - Elevated | Distribution Circuit | 5 | 16 | 2019-05-16 | 382930 | Sus | Y | Vegetation¦Treefellintoline¦ConductorOverhead¦Brokenwireonground
19-0053838 | Unknown Cause | Patrol - found nothing |  |  | 2019 | Tier 2 - Elevated | Distribution Circuit | 5 | 19 | 2019-05-19 | 384723 | Sus | Y | UnknownCause¦Patrolfoundnothing¦¦
19-0055490 | Company Initiated | Construction Activity/equip, company | Jumper | Normal | 2019 | Tier 2 - Elevated | Distribution Circuit | 5 | 22 | 2019-05-22 | 388182 | Sus | Y | CompanyInitiated¦ConstructionActivityequipcompany¦Jumper¦Normal
19-0067439 | Vegetation | Tree - branch fell on line | Conductor, Overhead | Together | 2019 | Tier 3 - Extreme | Distribution Circuit | 6 | 13 | 2019-06-13 | 409312 | Sus | Y | Vegetation¦Treebranchfellonline¦ConductorOverhead¦Together
19-0068208 | Unknown Cause | Patrol - found nothing |  |  | 2019 | Tier 2 - Elevated | Distribution Circuit | 6 | 16 | 2019-06-16 | 415702 | Sus | Y | UnknownCause¦Patrolfoundnothing¦¦
19-0070028 | Unknown Cause | Patrol - found nothing |  |  | 2019 | Tier 2 - Elevated | Distribution Circuit | 6 | 20 | 2019-06-20 | 422129 | Sus | Y | UnknownCause¦Patrolfoundnothing¦¦
19-0070681 | Equipment Failure/Involved | Overhead | Fuse | Failed/Faulted | 2019 | Tier 3 - Extreme | Distribution Circuit | 6 | 21 | 2019-06-21 | 425438 | Sus | Y | EquipmentFailureInvolved¦Overhead¦Fuse¦FailedFaulted
19-0071644 | Equipment Failure/Involved | Overhead | Connector or Splice (OH) | Deteriorated | 2019 | Tier 3 - Extreme | Distribution Circuit | 6 | 24 | 2019-06-24 | 427958 | Sus | Y | EquipmentFailureInvolved¦Overhead¦ConnectororSplice(OH)¦Deteriorated
19-0074952 | Equipment Failure/Involved | Overhead | Transformer | Failed/Faulted | 2019 | Tier 3 - Extreme | Transformer only | 7 | 6 | 2019-07-06 | 441826 | Sus | Y | EquipmentFailureInvolved¦Overhead¦Transformer¦FailedFaulted
19-0080080 | Unknown Cause | Patrol - found nothing |  |  | 2019 | Tier 2 - Elevated | Distribution Circuit | 7 | 23 | 2019-07-23 | 468627 | Sus | Y | UnknownCause¦Patrolfoundnothing¦¦
19-0089611 | 3rd Party | Vehicle | Pole-Wood | Broken | 2019 | Tier 3 - Extreme | Distribution Circuit | 8 | 19 | 2019-08-19 | 523415 | Sus | Y | 3rdParty¦Vehicle¦PoleWood¦Broken
19-0091247 | 3rd Party | Fire, house or bldg. | Conductor, Overhead | Normal | 2019 | Tier 2 - Elevated | Distribution Circuit | 8 | 23 | 2019-08-23 | 532997 | Sus | Y | 3rdParty¦Firehouseorbldg¦ConductorOverhead¦Normal
19-0094991 | Animal | Squirrel | Fuse | Failed/Faulted | 2019 | Tier 3 - Extreme | Distribution Circuit | 9 | 3 | 2019-09-03 | 551939 | Sus | Y | Animal¦Squirrel¦Fuse¦FailedFaulted
19-0096116 | Company Initiated | Return Circuit Normal | Other | Normal | 2019 | Tier 3 - Extreme | Distribution Circuit | 11 | 22 | 2019-11-22 | 713242 | Sus | Y | CompanyInitiated¦ReturnCircuitNormal¦Other¦Normal
19-0104067 | Vegetation | Tree - branch fell on line | Conductor, Overhead | Normal | 2019 | Tier 2 - Elevated | Distribution Circuit | 9 | 26 | 2019-09-26 | 618056 | Sus | Y | Vegetation¦Treebranchfellonline¦ConductorOverhead¦Normal
19-0107038 | Unknown Cause | Patrol - found nothing |  |  | 2019 | Tier 3 - Extreme | Distribution Circuit | 10 | 3 | 2019-10-03 | 640213 | Sus | Y | UnknownCause¦Patrolfoundnothing¦¦
19-0112635 | Unknown Cause | Patrol - found nothing |  |  | 2019 | Tier 2 - Elevated | Distribution Circuit | 10 | 17 | 2019-10-17 | 663296 | Sus | Y | UnknownCause¦Patrolfoundnothing¦¦
19-0113253 | Unknown Cause | Patrol - found nothing |  |  | 2019 | Tier 2 - Elevated | Distribution Circuit | 10 | 18 | 2019-10-18 | 667391 | Sus | Y | UnknownCause¦Patrolfoundnothing¦¦
19-0116818 | Unknown Cause | Patrol - found nothing |  |  | 2019 | Tier 3 - Extreme | Distribution Circuit | 10 | 26 | 2019-10-26 | 680818 | Sus | Y | UnknownCause¦Patrolfoundnothing¦¦
19-0119529 | Vegetation | Tree - branch fell on line | Conductor, Overhead | Normal | 2019 | Tier 3 - Extreme | Distribution Circuit | 10 | 31 | 2019-10-31 | 696545 | Sus | Y | Vegetation¦Treebranchfellonline¦ConductorOverhead¦Normal
19-0119840 | Equipment Failure/Involved | Overhead | Transformer (OH) | Broken | 2019 | Tier 2 - Elevated | Distribution Circuit | 11 | 1 | 2019-11-01 | 697287 | Sus | Y | EquipmentFailureInvolved¦Overhead¦Transformer(OH)¦Broken
19-0123420 | Equipment Failure/Involved | Overhead | Cutout, fuse holder | Failed/Faulted | 2019 | Tier 3 - Extreme | Distribution Circuit | 11 | 10 | 2019-11-10 | 703976 | Sus | Y | EquipmentFailureInvolved¦Overhead¦Cutoutfuseholder¦FailedFaulted
19-0125515 | Equipment Failure/Involved | Overhead | Fuse | Failed/Faulted | 2019 | Tier 3 - Extreme | Distribution Circuit | 11 | 17 | 2019-11-17 | 708779 | Sus | Y | EquipmentFailureInvolved¦Overhead¦Fuse¦FailedFaulted
19-0126820 | Unknown Cause | Patrol - found nothing |  |  | 2019 | Tier 2 - Elevated | Distribution Circuit | 11 | 20 | 2019-11-20 | 711169 | Sus | Y | UnknownCause¦Patrolfoundnothing¦¦
19-0129312 | Vegetation | Tree - branch fell on line | Recloser | Normal | 2019 | Tier 3 - Extreme | Distribution Circuit | 11 | 26 | 2019-11-26 | 716789 | Sus | Y | Vegetation¦Treebranchfellonline¦Recloser¦Normal
19-0129639 | Equipment Failure/Involved | Overhead | Insulator | Failed/Faulted | 2019 | Tier 2 - Elevated | Distribution Circuit | 11 | 26 | 2019-11-26 | 718829 | Sus | Y | EquipmentFailureInvolved¦Overhead¦Insulator¦FailedFaulted
19-0129860 | Unknown Cause | Patrol - found nothing |  |  | 2019 | Tier 3 - Extreme | Distribution Circuit | 11 | 26 | 2019-11-26 | 719364 | Sus | Y | UnknownCause¦Patrolfoundnothing¦¦
19-0131564 | 3rd Party | Thrown Object | Conductor, Overhead | Normal | 2019 | Tier 3 - Extreme | Distribution Circuit | 11 | 30 | 2019-11-30 | 725097 | Sus | Y | 3rdParty¦ThrownObject¦ConductorOverhead¦Normal
19-0132037 | Unknown Cause | Patrol - found nothing |  |  | 2019 | Tier 2 - Elevated | Distribution Circuit | 12 | 1 | 2019-12-01 | 726339 | Sus | N | UnknownCause¦Patrolfoundnothing¦¦
19-0134401 | Equipment Failure/Involved | Overhead | Crossarm, Wood | Broken | 2019 | Tier 3 - Extreme | Transformer only | 12 | 6 | 2019-12-06 | 731519 | Sus | N | EquipmentFailureInvolved¦Overhead¦CrossarmWood¦Broken
19-0134696 | Vegetation | Tree - fell into line | Conductor, Overhead | Normal | 2019 | Tier 2 - Elevated | Distribution Circuit | 12 | 7 | 2019-12-07 | 732296 | Sus | N | Vegetation¦Treefellintoline¦ConductorOverhead¦Normal
19-0137976 | Equipment Failure/Involved | Overhead | Pole-Wood | Broken | 2019 | Tier 2 - Elevated | Distribution Circuit | 12 | 26 | 2019-12-26 | 750818 | Sus | N | EquipmentFailureInvolved¦Overhead¦PoleWood¦Broken
20-0009772 | Equipment Failure/Involved | Overhead | Transformer | Failed/Faulted | 2020 | Tier 3 - Extreme | Distribution Circuit | 1 | 16 | 2020-01-16 | 762544 | Sus | N | EquipmentFailureInvolved¦Overhead¦Transformer¦FailedFaulted
20-0010315 | Vegetation | Tree - fell into line | Conductor, Overhead | Broken, wire on ground | 2020 | Tier 2 - Elevated | Distribution Circuit | 1 | 16 | 2020-01-16 | 763354 | Sus | N | Vegetation¦Treefellintoline¦ConductorOverhead¦Brokenwireonground
20-0012001 | Unknown Cause | Patrol - found nothing |  |  | 2020 | Tier 3 - Extreme | Distribution Circuit | 1 | 21 | 2020-01-21 | 767454 | Sus | N | UnknownCause¦Patrolfoundnothing¦¦
20-0019224 | Unknown Cause | Patrol - not conducted |  |  | 2020 | Tier 3 - Extreme | Distribution Circuit | 2 | 9 | 2020-02-09 | 782682 | Sus | N | UnknownCause¦Patrolnotconducted¦¦
20-0031360 | Unknown Cause | Patrol - found nothing |  |  | 2020 | Tier 3 - Extreme | Distribution Circuit | 3 | 12 | 2020-03-12 | 845513 | Sus | N | UnknownCause¦Patrolfoundnothing¦¦
20-0032425 | Environmental/External | Lightning | Transformer | Failed/Faulted | 2020 | Tier 2 - Elevated | Transformer only | 3 | 15 | 2020-03-15 | 852748 | Sus | N | EnvironmentalExternal¦Lightning¦Transformer¦FailedFaulted
20-0033537 | Vegetation | Tree - fell into line | Conductor, Overhead | Broken, wire on ground | 2020 | Tier 2 - Elevated | Distribution Circuit | 3 | 17 | 2020-03-17 | 857020 | Sus | N | Vegetation¦Treefellintoline¦ConductorOverhead¦Brokenwireonground
20-0033908 | Vegetation | Tree - fell into line | Conductor, Overhead | Normal | 2020 | Tier 3 - Extreme | Distribution Circuit | 3 | 15 | 2020-03-15 | 858398 | Sus | N | Vegetation¦Treefellintoline¦ConductorOverhead¦Normal
20-0038917 | Vegetation | Tree - branch fell on line | Conductor, Overhead | Broken, wire on ground | 2020 | Tier 3 - Extreme | Distribution Circuit | 4 | 6 | 2020-04-06 | 885494 | Sus | N | Vegetation¦Treebranchfellonline¦ConductorOverhead¦Brokenwireonground
20-0040744 | Wildfire Mitigation | CWSP - Vegetation Removal | Conductor, Overhead | Normal | 2020 | Tier 2 - Elevated | Distribution Circuit | 4 | 13 | 2020-04-13 | 894382 | Sus | N | WildfireMitigation¦CWSPVegetationRemoval¦ConductorOverhead¦Normal
20-0041608 | Equipment Failure/Involved | Overhead | Transformer (OH) | Failed/Faulted | 2020 | Tier 3 - Extreme | Transformer only | 4 | 15 | 2020-04-15 | 895781 | Sus | N | EquipmentFailureInvolved¦Overhead¦Transformer(OH)¦FailedFaulted
20-0042510 | Unknown Cause | Patrol - found nothing |  |  | 2020 | Tier 2 - Elevated | Distribution Circuit | 4 | 18 | 2020-04-18 | 897345 | Sus | N | UnknownCause¦Patrolfoundnothing¦¦
20-0043047 | Equipment Failure/Involved | Overhead | Connector or Splice (OH) | Burned/flashed | 2020 | Tier 3 - Extreme | Transformer only | 4 | 20 | 2020-04-20 | 898350 | Sus | N | EquipmentFailureInvolved¦Overhead¦ConnectororSplice(OH)¦Burnedflashed
20-0048335 | Equipment Failure/Involved | Electrical Overload | Conductor, Overhead | Broken | 2020 | Tier 2 - Elevated | Transformer only | 5 | 7 | 2020-05-07 | 909263 | Sus | Y | EquipmentFailureInvolved¦ElectricalOverload¦ConductorOverhead¦Broken
20-0060795 | Equipment Failure/Involved | Overhead | Jumper | Burned Open | 2020 | Tier 3 - Extreme | Distribution Circuit | 6 | 12 | 2020-06-12 | 937714 | Sus | Y | EquipmentFailureInvolved¦Overhead¦Jumper¦BurnedOpen
20-0062696 | Equipment Failure/Involved | Overhead | Pole-Wood | Broken | 2020 | Tier 2 - Elevated | Distribution Circuit | 6 | 18 | 2020-06-18 | 942011 | Sus | Y | EquipmentFailureInvolved¦Overhead¦PoleWood¦Broken
20-0063256 | Equipment Failure/Involved | Underground | Conductor, Underground | Deteriorated | 2020 | Tier 3 - Extreme | Distribution Circuit | 6 | 20 | 2020-06-20 | 943009 | Sus | Y | EquipmentFailureInvolved¦Underground¦ConductorUnderground¦Deteriorated
20-0063308 | Equipment Failure/Involved | Overhead | Transformer | Failed/Faulted | 2020 | Tier 3 - Extreme | Transformer only | 6 | 20 | 2020-06-20 | 943208 | Sus | Y | EquipmentFailureInvolved¦Overhead¦Transformer¦FailedFaulted
20-0063827 | Unknown Cause | Patrol - found nothing |  |  | 2020 | Tier 2 - Elevated | Distribution Circuit | 6 | 23 | 2020-06-23 | 944879 | Sus | Y | UnknownCause¦Patrolfoundnothing¦¦
20-0064054 | Vegetation | Tree - fell into line | Conductor, Overhead | Broken, wire on ground | 2020 | Tier 3 - Extreme | Distribution Circuit | 6 | 23 | 2020-06-23 | 945360 | Sus | Y | Vegetation¦Treefellintoline¦ConductorOverhead¦Brokenwireonground
20-0064404 | Animal | Other | Other | Broken | 2020 | Tier 3 - Extreme | Distribution Circuit | 6 | 24 | 2020-06-24 | 946221 | Sus | Y | Animal¦Other¦Other¦Broken
20-0068435 | Animal | Bird found | Conductor, Overhead | Normal | 2020 | Tier 2 - Elevated | Distribution Circuit | 7 | 5 | 2020-07-05 | 958044 | Sus | Y | Animal¦Birdfound¦ConductorOverhead¦Normal
20-0076943 | Equipment Failure/Involved | Overhead | Transformer (OH) | Failed/Faulted | 2020 | Tier 2 - Elevated | Transformer only | 7 | 28 | 2020-07-28 | 973701 | Sus | Y | EquipmentFailureInvolved¦Overhead¦Transformer(OH)¦FailedFaulted
20-0081964 | Equipment Failure/Involved | Overhead | Crossarm, Wood | Broken | 2020 | Tier 3 - Extreme | Distribution Circuit | 8 | 11 | 2020-08-11 | 992030 | Sus | Y | EquipmentFailureInvolved¦Overhead¦CrossarmWood¦Broken
20-0085195 | Vegetation | Tree - branch fell on line | Conductor, Overhead | Normal | 2020 | Tier 3 - Extreme | Distribution Circuit | 8 | 16 | 2020-08-16 | 1013222 | Sus | Y | Vegetation¦Treebranchfellonline¦ConductorOverhead¦Normal
20-0085463 | Unknown Cause | Patrol - found nothing |  |  | 2020 | Tier 2 - Elevated | Distribution Circuit | 8 | 16 | 2020-08-16 | 1013589 | Sus | Y | UnknownCause¦Patrolfoundnothing¦¦
20-0087178 | Equipment Failure/Involved | Electrical Overload | Transformer (OH) | Failed/Faulted | 2020 | Tier 2 - Elevated | Transformer only | 8 | 18 | 2020-08-18 | 1021230 | Sus | Y | EquipmentFailureInvolved¦ElectricalOverload¦Transformer(OH)¦FailedFaulted
20-0090210 | Equipment Failure/Involved | Overhead | Transformer (OH) | Failed/Faulted | 2020 | Tier 2 - Elevated | Transformer only | 8 | 26 | 2020-08-26 | 1032404 | Sus | Y | EquipmentFailureInvolved¦Overhead¦Transformer(OH)¦FailedFaulted
20-0090489 | Environmental/External | Fire, Forest/Grass | Conductor, Overhead | Normal | 2020 | Tier 3 - Extreme | Distribution Circuit | 8 | 19 | 2020-08-19 | 1033394 | Sus | Y | EnvironmentalExternal¦FireForestGrass¦ConductorOverhead¦Normal
20-0091449 | Environmental/External | Fire, Forest/Grass | Conductor, Overhead | Normal | 2020 | Tier 3 - Extreme | Distribution Circuit | 8 | 19 | 2020-08-19 | 1041125 | Sus | Y | EnvironmentalExternal¦FireForestGrass¦ConductorOverhead¦Normal
20-0094227 | Vegetation | Tree - fell into line | Conductor, Overhead | Normal | 2020 | Tier 3 - Extreme | Distribution Circuit | 9 | 7 | 2020-09-07 | 1058355 | Sus | Y | Vegetation¦Treefellintoline¦ConductorOverhead¦Normal
20-0097026 | Unknown Cause | Patrol - found nothing |  |  | 2020 | Tier 3 - Extreme | Distribution Circuit | 9 | 13 | 2020-09-13 | 1067458 | Sus | Y | UnknownCause¦Patrolfoundnothing¦¦
20-0099815 | Environmental/External | Fire, Forest/Grass | Conductor, Overhead | Burned/flashed | 2020 | Tier 3 - Extreme | Distribution Circuit | 9 | 7 | 2020-09-07 | 1086120 | Sus | Y | EnvironmentalExternal¦FireForestGrass¦ConductorOverhead¦Burnedflashed
20-0104386 | Equipment Failure/Involved | Underground | Transformer (UG) | Leaking | 2020 | Tier 2 - Elevated | Distribution Circuit | 10 | 2 | 2020-10-02 | 1107000 | Sus | Y | EquipmentFailureInvolved¦Underground¦Transformer(UG)¦Leaking
20-0104924 | Vegetation | Tree - fell into line | Conductor, Overhead | Normal | 2020 | Tier 2 - Elevated | Distribution Circuit | 10 | 4 | 2020-10-04 | 1110722 | Sus | Y | Vegetation¦Treefellintoline¦ConductorOverhead¦Normal
20-0106787 | Unknown Cause | Patrol - found nothing |  |  | 2020 | Tier 3 - Extreme | Distribution Circuit | 10 | 9 | 2020-10-09 | 1113917 | Sus | Y | UnknownCause¦Patrolfoundnothing¦¦
20-0109973 | Unknown Cause | Patrol - found nothing |  |  | 2020 | Tier 2 - Elevated | Transformer only | 10 | 17 | 2020-10-17 | 1119905 | Sus | Y | UnknownCause¦Patrolfoundnothing¦¦
20-0113169 | Unknown Cause | Patrol - found nothing |  |  | 2020 | Tier 2 - Elevated | Transmission line | 10 | 25 | 2020-10-25 | 1126942 | Sus | Y | UnknownCause¦Patrolfoundnothing¦¦
20-0119073 | Unknown Cause | Patrol - found nothing |  |  | 2020 | Tier 2 - Elevated | Distribution Circuit | 11 | 9 | 2020-11-09 | 1140736 | Sus | Y | UnknownCause¦Patrolfoundnothing¦¦
20-0125348 | Unknown Cause | Patrol - found nothing |  |  | 2020 | Tier 2 - Elevated | Transformer only | 11 | 25 | 2020-11-25 | 1154687 | Sus | Y | UnknownCause¦Patrolfoundnothing¦¦
20-0128829 | Equipment Failure/Involved | Overhead | Pole-Wood | Broken | 2020 | Tier 2 - Elevated | Distribution Circuit | 12 | 8 | 2020-12-08 | 1171427 | Sus | N | EquipmentFailureInvolved¦Overhead¦PoleWood¦Broken
20-0129085 | Unknown Cause | Patrol - found nothing |  |  | 2020 | Tier 2 - Elevated | Distribution Circuit | 12 | 9 | 2020-12-09 | 1173018 | Sus | N | UnknownCause¦Patrolfoundnothing¦¦
20-0130703 | Equipment Failure/Involved | Overhead | Switch (OH) | Broken | 2020 | Tier 2 - Elevated | Distribution Circuit | 12 | 16 | 2020-12-16 | 1191173 | Sus | N | EquipmentFailureInvolved¦Overhead¦Switch(OH)¦Broken
21-0004247 | Unknown Cause | Patrol - found nothing |  |  | 2021 | Tier 2 - Elevated | Distribution Circuit | 1 | 1 | 2021-01-01 | 1202115 | Sus | N | UnknownCause¦Patrolfoundnothing¦¦
21-0004419 | Vegetation | Tree - fell into line | Conductor, Overhead | On Ground | 2021 | Tier 2 - Elevated | Distribution Circuit | 1 | 3 | 2021-01-03 | 1202724 | Sus | N | Vegetation¦Treefellintoline¦ConductorOverhead¦OnGround
21-0010354 | Vegetation | Tree - branch fell on line | Conductor, Overhead | Arcing | 2021 | Tier 2 - Elevated | Distribution Circuit | 1 | 19 | 2021-01-19 | 1214825 | Sus | N | Vegetation¦Treebranchfellonline¦ConductorOverhead¦Arcing
21-0011085 | Vegetation | Tree - branch fell on line | Conductor, Overhead | Broken, wire on ground | 2021 | Tier 3 - Extreme | Distribution Circuit | 1 | 19 | 2021-01-19 | 1216345 | Sus | N | Vegetation¦Treebranchfellonline¦ConductorOverhead¦Brokenwireonground
21-0011245 | Vegetation | Tree - branch fell on line | Conductor, Overhead | Broken, wire on ground | 2021 | Tier 3 - Extreme | Distribution Circuit | 1 | 19 | 2021-01-19 | 1214870 | Sus | N | Vegetation¦Treebranchfellonline¦ConductorOverhead¦Brokenwireonground
21-0012605 | Vegetation | Tree - branch fell on line | Conductor, Overhead | Normal | 2021 | Tier 2 - Elevated | Distribution Circuit | 1 | 22 | 2021-01-22 | 1220697 | Sus | N | Vegetation¦Treebranchfellonline¦ConductorOverhead¦Normal
21-0013165 | Unknown Cause | Patrol - found nothing |  |  | 2021 | Tier 3 - Extreme | Transformer only | 1 | 22 | 2021-01-22 | 1221499 | Sus | N | UnknownCause¦Patrolfoundnothing¦¦
21-0017043 | Vegetation | Tree - palm frond fell into line | Conductor, Overhead | Normal | 2021 | Tier 3 - Extreme | Distribution Circuit | 1 | 28 | 2021-01-28 | 1238224 | Sus | N | Vegetation¦Treepalmfrondfellintoline¦ConductorOverhead¦Normal
21-0017149 | Vegetation | Tree - branch fell on line | Conductor, Overhead | Normal | 2021 | Tier 2 - Elevated | Distribution Circuit | 1 | 27 | 2021-01-27 | 1232687 | Sus | N | Vegetation¦Treebranchfellonline¦ConductorOverhead¦Normal
21-0017774 | Vegetation | Tree - branch fell on line | Conductor, Overhead | Normal | 2021 | Tier 3 - Extreme | Transformer only | 1 | 28 | 2021-01-28 | 1239893 | Sus | N | Vegetation¦Treebranchfellonline¦ConductorOverhead¦Normal
21-0018533 | Equipment Failure/Involved | Overhead | Conductor, Overhead | On Ground | 2021 | Tier 3 - Extreme | Distribution Circuit | 1 | 26 | 2021-01-26 | 1242149 | Sus | N | EquipmentFailureInvolved¦Overhead¦ConductorOverhead¦OnGround
21-0029329 | Vegetation | Tree - fell into line | Conductor, Overhead | Broken, wire on ground | 2021 | Tier 2 - Elevated | Distribution Circuit | 2 | 24 | 2021-02-24 | 1261780 | Sus | N | Vegetation¦Treefellintoline¦ConductorOverhead¦Brokenwireonground
21-0031753 | Unknown Cause | Patrol - found nothing |  |  | 2021 | Tier 2 - Elevated | Transformer only | 3 | 3 | 2021-03-03 | 1266167 | Sus | N | UnknownCause¦Patrolfoundnothing¦¦
21-0032402 | Vegetation | Tree - branch fell on line | Conductor, Overhead | Normal | 2021 | Tier 2 - Elevated | Distribution Circuit | 3 | 4 | 2021-03-04 | 1268047 | Sus | N | Vegetation¦Treebranchfellonline¦ConductorOverhead¦Normal
21-0034655 | Vegetation | Tree - fell into line | Conductor, Overhead | Normal | 2021 | Tier 3 - Extreme | Distribution Circuit | 3 | 10 | 2021-03-10 | 1276975 | Sus | N | Vegetation¦Treefellintoline¦ConductorOverhead¦Normal
21-0034979 | Environmental/External | Lightning | Transformer (OH) | Failed/Faulted | 2021 | Tier 2 - Elevated | Transformer only | 3 | 10 | 2021-03-10 | 1278106 | Sus | N | EnvironmentalExternal¦Lightning¦Transformer(OH)¦FailedFaulted
21-0036798 | Equipment Failure/Involved | Overhead | Fuse | Broken | 2021 | Tier 2 - Elevated | Transformer only | 3 | 15 | 2021-03-15 | 1283757 | Sus | N | EquipmentFailureInvolved¦Overhead¦Fuse¦Broken
21-0036806 | Vegetation | Tree - fell into line | Conductor, Overhead | Broken, wire on ground | 2021 | Tier 2 - Elevated | Distribution Circuit | 3 | 15 | 2021-03-15 | 1283577 | Sus | N | Vegetation¦Treefellintoline¦ConductorOverhead¦Brokenwireonground
21-0039619 | 3rd Party | Vehicle | Pole-Wood | Broken | 2021 | Tier 2 - Elevated | Distribution Circuit | 3 | 23 | 2021-03-23 | 1292774 | Sus | N | 3rdParty¦Vehicle¦PoleWood¦Broken
21-0042339 | Equipment Failure/Involved | Overhead | Conductor, Overhead | Deteriorated | 2021 | Tier 3 - Extreme | Distribution Circuit | 3 | 29 | 2021-03-29 | 1302764 | Sus | N | EquipmentFailureInvolved¦Overhead¦ConductorOverhead¦Deteriorated
21-0043846 | Equipment Failure/Involved | Overhead | Pole-Wood | Broken | 2021 | Tier 3 - Extreme | Distribution Circuit | 4 | 1 | 2021-04-01 | 1305293 | Sus | N | EquipmentFailureInvolved¦Overhead¦PoleWood¦Broken
21-0044340 | Equipment Failure/Involved | Overhead | Cutout, fuse holder | Failed/Faulted | 2021 | Tier 2 - Elevated | Transformer only | 4 | 2 | 2021-04-02 | 1306041 | Sus | N | EquipmentFailureInvolved¦Overhead¦Cutoutfuseholder¦FailedFaulted
21-0044557 | Vegetation | Tree - branch fell on line | Conductor, Overhead | Normal | 2021 | Tier 3 - Extreme | Distribution Circuit | 4 | 4 | 2021-04-04 | 1306734 | Sus | N | Vegetation¦Treebranchfellonline¦ConductorOverhead¦Normal
21-0046029 | Unknown Cause | Patrol - found nothing |  |  | 2021 | Tier 2 - Elevated | Distribution Circuit | 4 | 7 | 2021-04-07 | 1309893 | Sus | N | UnknownCause¦Patrolfoundnothing¦¦
21-0047704 | Unknown Cause | Patrol - found nothing |  |  | 2021 | Tier 2 - Elevated | Distribution Circuit | 4 | 12 | 2021-04-12 | 1313942 | Sus | N | UnknownCause¦Patrolfoundnothing¦¦
21-0054606 | Unknown Cause | Patrol - found nothing |  |  | 2021 | Tier 2 - Elevated | Distribution Circuit | 4 | 29 | 2021-04-29 | 1336580 | Sus | N | UnknownCause¦Patrolfoundnothing¦¦
21-0061636 | Equipment Failure/Involved | Overhead | Conductor, Overhead | Deteriorated | 2021 | Tier 2 - Elevated | Distribution Circuit | 5 | 14 | 2021-05-14 | 1349414 | Sus | Y | EquipmentFailureInvolved¦Overhead¦ConductorOverhead¦Deteriorated
21-0061921 | Animal | Bird found | Transformer (OH) | Normal | 2021 | Tier 2 - Elevated | Transformer only | 5 | 15 | 2021-05-15 | 1350284 | Sus | Y | Animal¦Birdfound¦Transformer(OH)¦Normal
21-0061940 | Environmental/External | Lightning | Transformer | Failed/Faulted | 2021 | Tier 3 - Extreme | Transformer only | 5 | 15 | 2021-05-15 | 1350232 | Sus | Y | EnvironmentalExternal¦Lightning¦Transformer¦FailedFaulted
21-0064316 | Animal | Bird found | Conductor, Overhead | Together | 2021 | Tier 3 - Extreme | Distribution Circuit | 5 | 21 | 2021-05-21 | 1355471 | Sus | Y | Animal¦Birdfound¦ConductorOverhead¦Together
21-0064622 | Unknown Cause | Patrol - found nothing |  |  | 2021 | Tier 2 - Elevated | Distribution Circuit | 5 | 21 | 2021-05-21 | 1355817 | Sus | Y | UnknownCause¦Patrolfoundnothing¦¦
21-0070643 | Equipment Failure/Involved | Overhead | Pothead(Riser Termination) | Burned/flashed | 2021 | Tier 2 - Elevated | Distribution Circuit | 6 | 6 | 2021-06-06 | 1367067 | Sus | Y | EquipmentFailureInvolved¦Overhead¦Pothead(RiserTermination)¦Burnedflashed
21-0075619 | Unknown Cause | Patrol - not conducted |  |  | 2021 | Tier 3 - Extreme | Distribution Circuit | 6 | 17 | 2021-06-17 | 1376305 | Sus | Y | UnknownCause¦Patrolnotconducted¦¦
21-0076501 | Unknown Cause | Patrol - found nothing |  |  | 2021 | Tier 2 - Elevated | Distribution Circuit | 6 | 18 | 2021-06-18 | 1378576 | Sus | Y | UnknownCause¦Patrolfoundnothing¦¦
21-0076810 | Unknown Cause | Patrol - found nothing |  |  | 2021 | Tier 2 - Elevated | Distribution Circuit | 6 | 20 | 2021-06-20 | 1380272 | Sus | Y | UnknownCause¦Patrolfoundnothing¦¦
21-0078415 | Equipment Failure/Involved | Overhead | Transformer (OH) | Leaking | 2021 | Tier 3 - Extreme | Distribution Circuit | 6 | 23 | 2021-06-23 | 1383357 | Sus | Y | EquipmentFailureInvolved¦Overhead¦Transformer(OH)¦Leaking
21-0079398 | Vegetation | Tree - fell into line | Crossarm, Wood | Broken, wire on ground | 2021 | Tier 2 - Elevated | Distribution Circuit | 6 | 24 | 2021-06-24 | 1384316 | Sus | Y | Vegetation¦Treefellintoline¦CrossarmWood¦Brokenwireonground
21-0080653 | Vegetation | Tree - fell into line | Conductor, Overhead | Broken, wire on ground | 2021 | Tier 3 - Extreme | Distribution Circuit | 6 | 27 | 2021-06-27 | 1386354 | Sus | Y | Vegetation¦Treefellintoline¦ConductorOverhead¦Brokenwireonground
21-0087978 | Vegetation | Tree - fell into line | Conductor, Overhead | Broken, wire on ground | 2021 | Tier 2 - Elevated | Distribution Circuit | 7 | 12 | 2021-07-12 | 1400545 | Sus | Y | Vegetation¦Treefellintoline¦ConductorOverhead¦Brokenwireonground
21-0099437 | 3rd Party | Fire, house or bldg. | Secondary | Burned/flashed | 2021 | Tier 2 - Elevated | Transformer only | 8 | 4 | 2021-08-04 | 1433358 | Sus | Y | 3rdParty¦Firehouseorbldg¦Secondary¦Burnedflashed
21-0101636 | Unknown Cause | Patrol - found nothing |  |  | 2021 | Tier 2 - Elevated | Distribution Circuit | 8 | 8 | 2021-08-08 | 1437028 | Sus | Y | UnknownCause¦Patrolfoundnothing¦¦
21-0106972 | Equipment Failure/Involved | Overhead | Transformer (OH) | Failed/Faulted | 2021 | Tier 2 - Elevated | Transformer only | 8 | 19 | 2021-08-19 | 1447681 | Sus | Y | EquipmentFailureInvolved¦Overhead¦Transformer(OH)¦FailedFaulted
21-0107084 | Vegetation | Tree - branch fell on line | Conductor, Overhead | Normal | 2021 | Tier 3 - Extreme | Distribution Circuit | 8 | 19 | 2021-08-19 | 1448108 | Sus | Y | Vegetation¦Treebranchfellonline¦ConductorOverhead¦Normal
21-0115649 | Unknown Cause | Patrol - found nothing |  |  | 2021 | Tier 2 - Elevated | Distribution Circuit | 9 | 9 | 2021-09-09 | 1466777 | Sus | Y | UnknownCause¦Patrolfoundnothing¦¦
21-0116660 | Equipment Failure/Involved | Overhead | Pole-Wood | Deteriorated | 2021 | Tier 2 - Elevated | Transformer only | 9 | 13 | 2021-09-13 | 1470449 | Sus | Y | EquipmentFailureInvolved¦Overhead¦PoleWood¦Deteriorated
21-0125079 | Animal | Bird found | Conductor, Overhead | Normal | 2021 | Tier 3 - Extreme | Distribution Circuit | 10 | 1 | 2021-10-01 | 1485169 | Sus | Y | Animal¦Birdfound¦ConductorOverhead¦Normal
21-0131823 | 3rd Party | Tree - cutting, 3rd party | Conductor, Overhead | Normal | 2021 | Tier 2 - Elevated | Distribution Circuit | 10 | 15 | 2021-10-15 | 1498565 | Sus | Y | 3rdParty¦Treecutting3rdparty¦ConductorOverhead¦Normal
21-0133380 | Vegetation | Tree - fell into line | Conductor, Overhead | Broken, wire on ground | 2021 | Tier 2 - Elevated | Distribution Circuit | 10 | 19 | 2021-10-19 | 1502457 | Sus | Y | Vegetation¦Treefellintoline¦ConductorOverhead¦Brokenwireonground
21-0134598 | Unknown Cause | Patrol - found nothing |  |  | 2021 | Tier 3 - Extreme | Distribution Circuit | 10 | 21 | 2021-10-21 | 1504762 | Sus | Y | UnknownCause¦Patrolfoundnothing¦¦
21-0135936 | Unknown Cause | Patrol - not conducted |  |  | 2021 | Tier 3 - Extreme | Distribution Circuit | 10 | 24 | 2021-10-24 | 1509928 | Sus | Y | UnknownCause¦Patrolnotconducted¦¦
21-0136438 | Equipment Failure/Involved | Overhead | Conductor, Overhead | Broken, wire on ground | 2021 | Tier 2 - Elevated | Distribution Circuit | 10 | 24 | 2021-10-24 | 1513820 | Sus | Y | EquipmentFailureInvolved¦Overhead¦ConductorOverhead¦Brokenwireonground
21-0137184 | Vegetation | Tree - branch fell on line | Conductor, Overhead | Broken, wire on ground | 2021 | Tier 2 - Elevated | Distribution Circuit | 10 | 25 | 2021-10-25 | 1518466 | Sus | Y | Vegetation¦Treebranchfellonline¦ConductorOverhead¦Brokenwireonground
21-0137883 | Equipment Failure/Involved | Overhead | Fuse | Broken | 2021 | Tier 2 - Elevated | Transformer only | 10 | 26 | 2021-10-26 | 1520749 | Sus | Y | EquipmentFailureInvolved¦Overhead¦Fuse¦Broken
21-0160252 | Equipment Failure/Involved | Overhead | Secondary | Broken, wire on ground | 2021 | Tier 2 - Elevated | Transformer only | 12 | 23 | 2021-12-23 | 1579745 | Sus | N | EquipmentFailureInvolved¦Overhead¦Secondary¦Brokenwireonground
21-0160632 | Vegetation | Tree - fell into line | Conductor, Overhead | Broken, wire on ground | 2021 | Tier 3 - Extreme | Distribution Circuit | 12 | 25 | 2021-12-25 | 1581692 | Sus | N | Vegetation¦Treefellintoline¦ConductorOverhead¦Brokenwireonground
21-0161133 | Unknown Cause | Patrol - found nothing |  |  | 2021 | Tier 2 - Elevated | Distribution Circuit | 12 | 27 | 2021-12-27 | 1585557 | Sus | N | UnknownCause¦Patrolfoundnothing¦¦
21-0161286 | Vegetation | Tree - fell into line | Conductor, Overhead | Broken, wire on ground | 2021 | Tier 2 - Elevated | Distribution Circuit | 12 | 28 | 2021-12-28 | 1586449 | Sus | N | Vegetation¦Treefellintoline¦ConductorOverhead¦Brokenwireonground
21-0161328 | Vegetation | Tree - fell into line | Conductor, Overhead | Broken, wire on ground | 2021 | Tier 2 - Elevated | Distribution Circuit | 12 | 27 | 2021-12-27 | 1586361 | Sus | N | Vegetation¦Treefellintoline¦ConductorOverhead¦Brokenwireonground
21-0161525 | Vegetation | Tree - fell into line | Transformer | Broken, wire on ground | 2021 | Tier 3 - Extreme | Transformer only | 12 | 29 | 2021-12-29 | 1587803 | Sus | N | Vegetation¦Treefellintoline¦Transformer¦Brokenwireonground
21-0161634 | Vegetation | Tree - fell into line | Conductor, Overhead | Broken, wire on ground | 2021 | Tier 2 - Elevated | Distribution Circuit | 12 | 29 | 2021-12-29 | 1588829 | Sus | N | Vegetation¦Treefellintoline¦ConductorOverhead¦Brokenwireonground
21-0161915 | Vegetation | Tree - fell into line | Conductor, Overhead | Broken, wire on ground | 2021 | Tier 3 - Extreme | Distribution Circuit | 12 | 30 | 2021-12-30 | 1589803 | Sus | N | Vegetation¦Treefellintoline¦ConductorOverhead¦Brokenwireonground
22-0005931 | Vegetation | Tree - fell into line | Secondary | Broken | 2022 | Tier 3 - Extreme | Transformer only | 1 | 4 | 2022-01-04 | 1594709 | Sus | N | Vegetation¦Treefellintoline¦Secondary¦Broken
22-0011603 | Unknown Cause | Patrol - found nothing |  |  | 2022 | Tier 2 - Elevated | Transformer only | 1 | 19 | 2022-01-19 | 1605483 | Sus | N | UnknownCause¦Patrolfoundnothing¦¦
22-0012831 | Equipment Failure/Involved | Overhead | Insulator | Failed/Faulted | 2022 | Tier 2 - Elevated | Transmission line | 1 | 22 | 2022-01-22 | 1608285 | Sus | N | EquipmentFailureInvolved¦Overhead¦Insulator¦FailedFaulted
22-0025473 | Vegetation | Tree - fell into line | Conductor, Overhead | Broken, wire on ground | 2022 | Tier 2 - Elevated | Distribution Circuit | 2 | 23 | 2022-02-23 | 1634448 | Sus | N | Vegetation¦Treefellintoline¦ConductorOverhead¦Brokenwireonground
22-0030731 | Equipment Failure/Involved | Overhead | Service conductor | Broken | 2022 | Tier 3 - Extreme | Transformer only | 3 | 7 | 2022-03-07 | 1644121 | Sus | N | EquipmentFailureInvolved¦Overhead¦Serviceconductor¦Broken
22-0031473 | Equipment Failure/Involved | Overhead | Transformer (OH) | Failed/Faulted | 2022 | Tier 2 - Elevated | Transformer only | 3 | 8 | 2022-03-08 | 1645005 | Sus | N | EquipmentFailureInvolved¦Overhead¦Transformer(OH)¦FailedFaulted
22-0039006 | Equipment Failure/Involved | Overhead | Transformer | Malfunctioning | 2022 | Tier 2 - Elevated | Transformer only | 3 | 27 | 2022-03-27 | 1656677 | Sus | N | EquipmentFailureInvolved¦Overhead¦Transformer¦Malfunctioning
22-0039023 | Unknown Cause | Patrol - not conducted |  |  | 2022 | Tier 3 - Extreme | Distribution Circuit | 3 | 27 | 2022-03-27 | 1656814 | Sus | N | UnknownCause¦Patrolnotconducted¦¦
22-0045616 | Unknown Cause | Patrol - found nothing |  |  | 2022 | Tier 2 - Elevated | Distribution Circuit | 4 | 11 | 2022-04-11 | 1668564 | Sus | N | UnknownCause¦Patrolfoundnothing¦¦
22-0053764 | Animal | Squirrel | Transformer (OH) | Normal | 2022 | Tier 2 - Elevated | Distribution Circuit | 4 | 24 | 2022-04-24 | 1680239 | Sus | N | Animal¦Squirrel¦Transformer(OH)¦Normal
22-0055530 | 3rd Party | Tree - cutting, 3rd party | Conductor, Overhead | Normal | 2022 | Tier 2 - Elevated | Distribution Circuit | 4 | 28 | 2022-04-28 | 1683736 | Sus | N | 3rdParty¦Treecutting3rdparty¦ConductorOverhead¦Normal
22-0059510 | Unknown Cause | Patrol - found nothing |  |  | 2022 | Tier 2 - Elevated | Distribution Circuit | 5 | 8 | 2022-05-08 | 1691526 | Sus | Y | UnknownCause¦Patrolfoundnothing¦¦
22-0059774 | Vegetation | Tree - fell into line | Crossarm, Wood | Broken, wire on ground | 2022 | Tier 3 - Extreme | Distribution Circuit | 5 | 9 | 2022-05-09 | 1692187 | Sus | Y | Vegetation¦Treefellintoline¦CrossarmWood¦Brokenwireonground
22-0061614 | Equipment Failure/Involved | Overhead | Transformer | Failed/Faulted | 2022 | Tier 2 - Elevated | Transformer only | 5 | 13 | 2022-05-13 | 1695131 | Sus | Y | EquipmentFailureInvolved¦Overhead¦Transformer¦FailedFaulted
22-0064018 | Vegetation | Tree - fell into line | Conductor, Overhead | Normal | 2022 | Tier 3 - Extreme | Distribution Circuit | 5 | 19 | 2022-05-19 | 1704573 | Sus | Y | Vegetation¦Treefellintoline¦ConductorOverhead¦Normal
22-0065938 | Unknown Cause | Patrol - found nothing |  |  | 2022 | Tier 2 - Elevated | Distribution Circuit | 5 | 24 | 2022-05-24 | 1709383 | Sus | Y | UnknownCause¦Patrolfoundnothing¦¦
22-0068082 | Equipment Failure/Involved | Underground | Conductor, Underground | Deteriorated | 2022 | Tier 2 - Elevated | Distribution Circuit | 5 | 30 | 2022-05-30 | 1714166 | Sus | Y | EquipmentFailureInvolved¦Underground¦ConductorUnderground¦Deteriorated
22-0070409 | Equipment Failure/Involved | Overhead | Connector or Splice (OH) | Broken, wire on ground | 2022 | Tier 2 - Elevated | Distribution Circuit | 6 | 6 | 2022-06-06 | 1719838 | Sus | Y | EquipmentFailureInvolved¦Overhead¦ConnectororSplice(OH)¦Brokenwireonground
22-0071444 | Animal | Bird found | Recloser | Normal | 2022 | Tier 2 - Elevated | Distribution Circuit | 6 | 8 | 2022-06-08 | 1722284 | Sus | Y | Animal¦Birdfound¦Recloser¦Normal
22-0073399 | Equipment Failure/Involved | Overhead | Jumper | Broken | 2022 | Tier 2 - Elevated | Distribution Circuit | 6 | 12 | 2022-06-12 | 1729377 | Sus | Y | EquipmentFailureInvolved¦Overhead¦Jumper¦Broken
22-0075392 | Vegetation | Tree - fell into line | Conductor, Overhead | Broken, wire on ground | 2022 | Tier 3 - Extreme | Distribution Circuit | 6 | 17 | 2022-06-17 | 1733556 | Sus | Y | Vegetation¦Treefellintoline¦ConductorOverhead¦Brokenwireonground
22-0075497 | 3rd Party | Vehicle | Pole-Wood | Broken | 2022 | Tier 2 - Elevated | Distribution Circuit | 6 | 17 | 2022-06-17 | 1733718 | Sus | Y | 3rdParty¦Vehicle¦PoleWood¦Broken
22-0077463 | Equipment Failure/Involved | Overhead | Transformer (OH) | Broken | 2022 | Tier 3 - Extreme | Transformer only | 6 | 22 | 2022-06-22 | 1739444 | Sus | Y | EquipmentFailureInvolved¦Overhead¦Transformer(OH)¦Broken
22-0082512 | Vegetation | Tree - fell into line | Conductor, Overhead | Bent or Twisted | 2022 | Tier 2 - Elevated | Distribution Circuit | 7 | 6 | 2022-07-06 | 1750298 | Sus | Y | Vegetation¦Treefellintoline¦ConductorOverhead¦BentorTwisted
22-0097009 | 3rd Party | Customer Equipment | Fuse | Normal | 2022 | Tier 3 - Extreme | Distribution Circuit | 8 | 12 | 2022-08-12 | 1779625 | Sus | Y | 3rdParty¦CustomerEquipment¦Fuse¦Normal
22-0099041 | 3rd Party | Vehicle | Conductor, Overhead | Normal | 2022 | Tier 2 - Elevated | Distribution Circuit | 8 | 18 | 2022-08-18 | 1784158 | Sus | Y | 3rdParty¦Vehicle¦ConductorOverhead¦Normal
22-0100173 | Unknown Cause | Patrol - found nothing |  |  | 2022 | Tier 3 - Extreme | Transformer only | 8 | 20 | 2022-08-20 | 1786384 | Sus | Y | UnknownCause¦Patrolfoundnothing¦¦
22-0106825 | Unknown Cause | Patrol - found nothing |  |  | 2022 | Tier 2 - Elevated | Distribution Circuit | 9 | 6 | 2022-09-06 | 1802883 | Sus | Y | UnknownCause¦Patrolfoundnothing¦¦
22-0111695 | Vegetation | Tree - branch fell on line | Secondary | Normal | 2022 | Tier 2 - Elevated | Distribution Circuit | 9 | 18 | 2022-09-18 | 1814331 | Sus | Y | Vegetation¦Treebranchfellonline¦Secondary¦Normal
22-0113016 | Company Initiated | Personnel, company | Transformer | Together | 2022 | Tier 3 - Extreme | Transformer only | 9 | 21 | 2022-09-21 | 1818266 | Sus | Y | CompanyInitiated¦Personnelcompany¦Transformer¦Together
22-0116269 | Unknown Cause | Patrol - found nothing |  |  | 2022 | Tier 3 - Extreme | Distribution Circuit | 9 | 29 | 2022-09-29 | 1824342 | Sus | Y | UnknownCause¦Patrolfoundnothing¦¦
22-0119870 | Equipment Failure/Involved | Overhead | Fuse | Burned Open | 2022 | Tier 2 - Elevated | Transformer only | 10 | 10 | 2022-10-10 | 1834330 | Sus | Y | EquipmentFailureInvolved¦Overhead¦Fuse¦BurnedOpen
22-0128183 | Unknown Cause | Patrol - not conducted |  |  | 2022 | Tier 2 - Elevated | Distribution Circuit | 11 | 5 | 2022-11-05 | 1854416 | Sus | Y | UnknownCause¦Patrolnotconducted¦¦
22-0128215 | Equipment Failure/Involved | Overhead | Other | Deteriorated | 2022 | Tier 2 - Elevated | Transformer only | 11 | 5 | 2022-11-05 | 1854535 | Sus | Y | EquipmentFailureInvolved¦Overhead¦Other¦Deteriorated
22-0128982 | Vegetation | Tree - fell into line | Conductor, Overhead | Normal | 2022 | Tier 3 - Extreme | Distribution Circuit | 11 | 8 | 2022-11-08 | 1857159 | Sus | Y | Vegetation¦Treefellintoline¦ConductorOverhead¦Normal
22-0138290 | Unknown Cause | Patrol - found nothing |  |  | 2022 | Tier 3 - Extreme | Distribution Circuit | 12 | 10 | 2022-12-10 | 1880955 | Sus | N | UnknownCause¦Patrolfoundnothing¦¦
22-0138411 | Equipment Failure/Involved | Overhead | Conductor, Overhead | Broken, wire on ground | 2022 | Tier 2 - Elevated | Distribution Circuit | 12 | 10 | 2022-12-10 | 1881328 | Sus | N | EquipmentFailureInvolved¦Overhead¦ConductorOverhead¦Brokenwireonground
22-0138635 | Animal | Squirrel | Fuse | Failed/Faulted | 2022 | Tier 2 - Elevated | Transformer only | 12 | 10 | 2022-12-10 | 1883763 | Sus | N | Animal¦Squirrel¦Fuse¦FailedFaulted
22-0141711 | Unknown Cause | Patrol - found nothing |  |  | 2022 | Tier 2 - Elevated | Distribution Circuit | 12 | 27 | 2022-12-27 | 1898441 | Sus | N | UnknownCause¦Patrolfoundnothing¦¦
22-0141729 | Unknown Cause | Patrol - found nothing |  |  | 2022 | Tier 2 - Elevated | Distribution Circuit | 12 | 27 | 2022-12-27 | 1899354 | Sus | N | UnknownCause¦Patrolfoundnothing¦¦
22-0142291 | Animal | Squirrel | Transformer (OH) | Normal | 2022 | Tier 2 - Elevated | Distribution Circuit | 12 | 30 | 2022-12-30 | 1902465 | Sus | N | Animal¦Squirrel¦Transformer(OH)¦Normal
22-0142565 | Equipment Failure/Involved | Underground | Transformer (UG) | Failed/Faulted | 2022 | Tier 3 - Extreme | Distribution Circuit | 12 | 31 | 2022-12-31 | 1903848 | Sus | N | EquipmentFailureInvolved¦Underground¦Transformer(UG)¦FailedFaulted
22-0142570 | Vegetation | Tree - branch fell on line | Conductor, Overhead | Normal | 2022 | Tier 3 - Extreme | Distribution Circuit | 12 | 31 | 2022-12-31 | 1903534 | Sus | N | Vegetation¦Treebranchfellonline¦ConductorOverhead¦Normal
22-0142710 | Vegetation | Tree - fell into line | Conductor, Overhead | Broken, wire on ground | 2022 | Tier 2 - Elevated | Distribution Circuit | 12 | 31 | 2022-12-31 | 1905056 | Sus | N | Vegetation¦Treefellintoline¦ConductorOverhead¦Brokenwireonground
15-0004441 | Equipment Failure/Involved | Other | Transformer | Arcing | 2015 | Tier 2 - Elevated | Distribution Circuit | 1 | 14 | 2015-01-14 | 1163491 | Sus | N | EquipmentFailureInvolved¦Other¦Transformer¦Arcing
15-0009853 | Vegetation | Tree - branch fell on line | Conductor, Overhead | Broken, wire on ground | 2015 | Tier 2 - Elevated | Distribution Circuit | 2 | 6 | 2015-02-06 | 1173268 | Sus | N | Vegetation¦Treebranchfellonline¦ConductorOverhead¦Brokenwireonground
15-0011041 | Vegetation | Tree - fell into line | Conductor, Overhead | Broken, wire on ground | 2015 | Tier 2 - Elevated | Distribution Circuit | 2 | 7 | 2015-02-07 | 1180149 | Sus | N | Vegetation¦Treefellintoline¦ConductorOverhead¦Brokenwireonground
15-0011553 | Equipment Failure/Involved | Electrical Overload | Cutout, fuse holder | Broken | 2015 | Tier 3 - Extreme | Transformer only | 2 | 8 | 2015-02-08 | 1182301 | Sus | N | EquipmentFailureInvolved¦ElectricalOverload¦Cutoutfuseholder¦Broken
15-0011835 | Vegetation | Tree - fell into line | Conductor, Overhead | Broken, wire on ground | 2015 | Tier 3 - Extreme | Distribution Circuit | 2 | 8 | 2015-02-08 | 1184157 | Sus | N | Vegetation¦Treefellintoline¦ConductorOverhead¦Brokenwireonground
15-0012069 | Vegetation | Tree - fell into line | Pole-Wood | Broken, wire on ground | 2015 | Tier 2 - Elevated | Distribution Circuit | 2 | 9 | 2015-02-09 | 1185879 | Sus | N | Vegetation¦Treefellintoline¦PoleWood¦Brokenwireonground
15-0018028 | Vegetation | Tree - cutting, 3rd party | Crossarm, Wood | Broken | 2015 | Tier 2 - Elevated | Distribution Circuit | 3 | 7 | 2015-03-07 | 1200640 | Sus | N | Vegetation¦Treecutting3rdparty¦CrossarmWood¦Broken
15-0019330 | Unknown Cause | Patrol - not conducted |  |  | 2015 | Tier 2 - Elevated | Distribution Circuit | 3 | 13 | 2015-03-13 | 1202950 | Sus | N | UnknownCause¦Patrolnotconducted¦¦
15-0039168 | Equipment Failure/Involved | Overhead | Connector or Splice (OH) | Broken | 2015 | Tier 2 - Elevated | Transformer only | 6 | 7 | 2015-06-07 | 1245368 | Sus | Y | EquipmentFailureInvolved¦Overhead¦ConnectororSplice(OH)¦Broken
15-0040525 | Unknown Cause | Patrol - found nothing | Transformer | Failed/Faulted | 2015 | Tier 2 - Elevated | Distribution Circuit | 6 | 11 | 2015-06-11 | 1249503 | Sus | Y | UnknownCause¦Patrolfoundnothing¦Transformer¦FailedFaulted
15-0041211 | 3rd Party | Vehicle | Pole-Wood | Broken, wire on ground | 2015 | Tier 2 - Elevated | Distribution Circuit | 6 | 16 | 2015-06-16 | 1251448 | Sus | Y | 3rdParty¦Vehicle¦PoleWood¦Brokenwireonground
15-0048042 | Vegetation | Tree - branch fell on line | Conductor, Underground | Normal | 2015 | Tier 2 - Elevated | Distribution Circuit | 7 | 16 | 2015-07-16 | 1269235 | Sus | Y | Vegetation¦Treebranchfellonline¦ConductorUnderground¦Normal
15-0048418 | 3rd Party | Vehicle | Pole-Wood | Broken | 2015 | Tier 3 - Extreme | Distribution Circuit | 7 | 18 | 2015-07-18 | 1271245 | Sus | Y | 3rdParty¦Vehicle¦PoleWood¦Broken
15-0048777 | Unknown Cause | Patrol - found nothing |  |  | 2015 | Tier 2 - Elevated | Distribution Circuit | 7 | 19 | 2015-07-19 | 1272822 | Sus | Y | UnknownCause¦Patrolfoundnothing¦¦
15-0049243 | Equipment Failure/Involved | Overhead | Transformer | Failed/Faulted | 2015 | Tier 2 - Elevated | Transformer only | 7 | 20 | 2015-07-20 | 1274007 | Sus | Y | EquipmentFailureInvolved¦Overhead¦Transformer¦FailedFaulted
15-0053151 | Animal | Squirrel | Fuse | Failed/Faulted | 2015 | Tier 3 - Extreme | Distribution Circuit | 8 | 6 | 2015-08-06 | 1283437 | Sus | Y | Animal¦Squirrel¦Fuse¦FailedFaulted
15-0056995 | Unknown Cause | Patrol - found nothing |  |  | 2015 | Tier 3 - Extreme | Distribution Circuit | 8 | 24 | 2015-08-24 | 1293729 | Sus | Y | UnknownCause¦Patrolfoundnothing¦¦
15-0057119 | 3rd Party | Vehicle | Anchor or Guy | Broken | 2015 | Tier 2 - Elevated | Distribution Circuit | 8 | 25 | 2015-08-25 | 1294077 | Sus | Y | 3rdParty¦Vehicle¦AnchororGuy¦Broken
15-0058252 | Unknown Cause | Patrol - found nothing |  |  | 2015 | Tier 2 - Elevated | Distribution Circuit | 8 | 30 | 2015-08-30 | 1297128 | Sus | Y | UnknownCause¦Patrolfoundnothing¦¦
15-0058352 | Unknown Cause | Patrol - found nothing |  |  | 2015 | Tier 2 - Elevated | Distribution Circuit | 8 | 31 | 2015-08-31 | 1297598 | Sus | Y | UnknownCause¦Patrolfoundnothing¦¦
15-0059205 | Unknown Cause | Patrol - found nothing |  |  | 2015 | Tier 2 - Elevated | Transformer only | 9 | 3 | 2015-09-03 | 1299789 | Sus | Y | UnknownCause¦Patrolfoundnothing¦¦
15-0061012 | Vegetation | Tree - fell into line | Conductor, Overhead | Normal | 2015 | Tier 3 - Extreme | Distribution Circuit | 9 | 12 | 2015-09-12 | 1304619 | Sus | Y | Vegetation¦Treefellintoline¦ConductorOverhead¦Normal
15-0063132 | Unknown Cause | Patrol - found nothing |  |  | 2015 | Tier 3 - Extreme | Distribution Circuit | 9 | 24 | 2015-09-24 | 1311244 | Sus | Y | UnknownCause¦Patrolfoundnothing¦¦
15-0071198 | Environmental/External | Lightning | Transformer (OH) | Failed/Faulted | 2015 | Tier 3 - Extreme | Distribution Circuit | 10 | 17 | 2015-10-17 | 1323957 | Sus | Y | EnvironmentalExternal¦Lightning¦Transformer(OH)¦FailedFaulted
15-0071745 | 3rd Party | Vehicle | Pole-Wood | Broken, wire on ground | 2015 | Tier 2 - Elevated | Distribution Circuit | 10 | 19 | 2015-10-19 | 1325870 | Sus | Y | 3rdParty¦Vehicle¦PoleWood¦Brokenwireonground
15-0073224 | Unknown Cause | Patrol - found nothing |  |  | 2015 | Tier 3 - Extreme | Distribution Circuit | 10 | 25 | 2015-10-25 | 1328946 | Sus | Y | UnknownCause¦Patrolfoundnothing¦¦
15-0073704 | Vegetation | Tree - cutting, PG&E contractor | Crossarm, Wood | Broken | 2015 | Tier 3 - Extreme | Distribution Circuit | 10 | 27 | 2015-10-27 | 1330073 | Sus | Y | Vegetation¦TreecuttingPG&Econtractor¦CrossarmWood¦Broken
15-0074188 | 3rd Party | Vehicle | Pole-Wood | Broken, wire on ground | 2015 | Tier 2 - Elevated | Distribution Circuit | 10 | 30 | 2015-10-30 | 1331382 | Sus | Y | 3rdParty¦Vehicle¦PoleWood¦Brokenwireonground
15-0078276 | Environmental/External | Lightning | Transformer | Failed/Faulted | 2015 | Tier 3 - Extreme | Transformer only | 11 | 16 | 2015-11-16 | 1342884 | Sus | Y | EnvironmentalExternal¦Lightning¦Transformer¦FailedFaulted
15-0081514 | Unknown Cause | Patrol - found nothing |  |  | 2015 | Tier 2 - Elevated | Distribution Circuit | 11 | 28 | 2015-11-28 | 1349911 | Sus | Y | UnknownCause¦Patrolfoundnothing¦¦
15-0082329 | Vegetation | Tree - fell into line | Crossarm, Wood | Broken | 2015 | Tier 2 - Elevated | Distribution Circuit | 12 | 3 | 2015-12-03 | 1352123 | Sus | N | Vegetation¦Treefellintoline¦CrossarmWood¦Broken
15-0083506 | Vegetation | Tree - branch fell on line | Conductor, Overhead | Normal | 2015 | Tier 2 - Elevated | Distribution Circuit | 12 | 9 | 2015-12-09 | 1355979 | Sus | N | Vegetation¦Treebranchfellonline¦ConductorOverhead¦Normal
15-0083757 | Unknown Cause | Patrol - found nothing |  |  | 2015 | Tier 2 - Elevated | Distribution Circuit | 12 | 10 | 2015-12-10 | 1356600 | Sus | N | UnknownCause¦Patrolfoundnothing¦¦
15-0084647 | Vegetation | Tree - fell into line | Pole-Wood | Broken | 2015 | Tier 2 - Elevated | Distribution Circuit | 12 | 13 | 2015-12-13 | 1360956 | Sus | N | Vegetation¦Treefellintoline¦PoleWood¦Broken
15-0084715 | Vegetation | Tree - branch fell on line | Conductor, Overhead | Normal | 2015 | Tier 3 - Extreme | Distribution Circuit | 12 | 13 | 2015-12-13 | 1360346 | Sus | N | Vegetation¦Treebranchfellonline¦ConductorOverhead¦Normal
15-0086713 | Equipment Failure/Involved | Overhead | Transformer | Broken | 2015 | Tier 3 - Extreme | Transformer only | 12 | 22 | 2015-12-22 | 1369074 | Sus | N | EquipmentFailureInvolved¦Overhead¦Transformer¦Broken
15-0086991 | Equipment Failure/Involved | Overhead | Fuse | Burned Open | 2015 | Tier 3 - Extreme | Distribution Circuit | 12 | 23 | 2015-12-23 | 1370485 | Sus | N | EquipmentFailureInvolved¦Overhead¦Fuse¦BurnedOpen
15-0087148 | Equipment Failure/Involved | Overhead | Transformer | Failed/Faulted | 2015 | Tier 2 - Elevated | Transformer only | 12 | 24 | 2015-12-24 | 1371227 | Sus | N | EquipmentFailureInvolved¦Overhead¦Transformer¦FailedFaulted
15-0087242 | Vegetation | Tree - fell into line | Conductor, Overhead | Broken, wire on ground | 2015 | Tier 2 - Elevated | Distribution Circuit | 12 | 25 | 2015-12-25 | 1371536 | Sus | N | Vegetation¦Treefellintoline¦ConductorOverhead¦Brokenwireonground
15-0087933 | Equipment Failure/Involved | Overhead | Conductor, Overhead | Arcing | 2015 | Tier 2 - Elevated | Distribution Circuit | 12 | 31 | 2015-12-31 | 1375215 | Sus | N | EquipmentFailureInvolved¦Overhead¦ConductorOverhead¦Arcing
16-0005012 | 3rd Party | Tree - cutting, 3rd party | Conductor, Overhead | Normal | 2016 | Tier 2 - Elevated | Distribution Circuit | 1 | 13 | 2016-01-13 | 1382697 | Sus | N | 3rdParty¦Treecutting3rdparty¦ConductorOverhead¦Normal
16-0006020 | Equipment Failure/Involved | Overhead | Pole-Wood | Broken | 2016 | Tier 3 - Extreme | Distribution Circuit | 1 | 18 | 2016-01-18 | 1385925 | Sus | N | EquipmentFailureInvolved¦Overhead¦PoleWood¦Broken
16-0011317 | Vegetation | Tree - branch fell on line | Transformer | Failed/Faulted | 2016 | Tier 2 - Elevated | Transformer only | 2 | 8 | 2016-02-08 | 1400157 | Sus | N | Vegetation¦Treebranchfellonline¦Transformer¦FailedFaulted
16-0013537 | Unknown Cause | Patrol - not conducted |  |  | 2016 | Tier 2 - Elevated | Distribution Circuit | 2 | 18 | 2016-02-18 | 1407641 | Sus | N | UnknownCause¦Patrolnotconducted¦¦
16-0015151 | Equipment Failure/Involved | Overhead | Connector or Splice (OH) | Burned Open | 2016 | Tier 2 - Elevated | Transformer only | 2 | 23 | 2016-02-23 | 1411153 | Sus | N | EquipmentFailureInvolved¦Overhead¦ConnectororSplice(OH)¦BurnedOpen
16-0018193 | Equipment Failure/Involved | Overhead | Transformer (OH) | Broken | 2016 | Tier 2 - Elevated | Transformer only | 3 | 5 | 2016-03-05 | 1416860 | Sus | N | EquipmentFailureInvolved¦Overhead¦Transformer(OH)¦Broken
16-0019010 | Equipment Failure/Involved | Overhead | Transformer (OH) | Broken | 2016 | Tier 2 - Elevated | Distribution Circuit | 3 | 7 | 2016-03-07 | 1424128 | Sus | N | EquipmentFailureInvolved¦Overhead¦Transformer(OH)¦Broken
16-0020453 | Unknown Cause | Patrol - found nothing |  |  | 2016 | Tier 2 - Elevated | Distribution Circuit | 3 | 11 | 2016-03-11 | 1427304 | Sus | N | UnknownCause¦Patrolfoundnothing¦¦
16-0029088 | 3rd Party | Vehicle | Pole-Wood | Broken | 2016 | Tier 2 - Elevated | Distribution Circuit | 4 | 16 | 2016-04-16 | 1451817 | Sus | N | 3rdParty¦Vehicle¦PoleWood¦Broken
16-0029231 | Equipment Failure/Involved | Overhead | Transformer | Failed/Faulted | 2016 | Tier 2 - Elevated | Transformer only | 4 | 17 | 2016-04-17 | 1452510 | Sus | N | EquipmentFailureInvolved¦Overhead¦Transformer¦FailedFaulted
16-0030462 | Vegetation | Tree - fell into line | Conductor, Overhead | Normal | 2016 | Tier 2 - Elevated | Distribution Circuit | 4 | 22 | 2016-04-22 | 1455480 | Sus | N | Vegetation¦Treefellintoline¦ConductorOverhead¦Normal
16-0030673 | Unknown Cause | Patrol - found nothing |  |  | 2016 | Tier 3 - Extreme | Distribution Circuit | 4 | 22 | 2016-04-22 | 1455759 | Sus | N | UnknownCause¦Patrolfoundnothing¦¦
16-0031139 | Environmental/External | Lightning | Insulator | Failed/Faulted | 2016 | Tier 2 - Elevated | Distribution Circuit | 4 | 24 | 2016-04-24 | 1457747 | Sus | N | EnvironmentalExternal¦Lightning¦Insulator¦FailedFaulted
16-0032562 | Equipment Failure/Involved | Underground | Transformer | Broken | 2016 | Tier 2 - Elevated | Distribution Circuit | 4 | 29 | 2016-04-29 | 1461334 | Sus | N | EquipmentFailureInvolved¦Underground¦Transformer¦Broken
16-0034005 | Equipment Failure/Involved | Overhead | Transformer | Failed/Faulted | 2016 | Tier 2 - Elevated | Transformer only | 5 | 5 | 2016-05-05 | 1464939 | Sus | Y | EquipmentFailureInvolved¦Overhead¦Transformer¦FailedFaulted
16-0042608 | Unknown Cause | Patrol - found nothing |  |  | 2016 | Tier 2 - Elevated | Distribution Circuit | 6 | 11 | 2016-06-11 | 1487221 | Sus | Y | UnknownCause¦Patrolfoundnothing¦¦
16-0049289 | Vegetation | Tree - fell into line | Conductor, Overhead | Broken, wire on ground | 2016 | Tier 2 - Elevated | Distribution Circuit | 7 | 12 | 2016-07-12 | 1508687 | Sus | Y | Vegetation¦Treefellintoline¦ConductorOverhead¦Brokenwireonground
16-0051534 | Vegetation | Tree - cutting, PG&E contractor | Conductor, Overhead | Broken, wire on ground | 2016 | Tier 3 - Extreme | Distribution Circuit | 7 | 21 | 2016-07-21 | 1513601 | Sus | Y | Vegetation¦TreecuttingPG&Econtractor¦ConductorOverhead¦Brokenwireonground
16-0053744 | Vegetation | Tree - fell into line | Conductor, Overhead | Together | 2016 | Tier 2 - Elevated | Distribution Circuit | 7 | 29 | 2016-07-29 | 1518705 | Sus | Y | Vegetation¦Treefellintoline¦ConductorOverhead¦Together
16-0054588 | Equipment Failure/Involved | Overhead | Jumper | Burned Open | 2016 | Tier 2 - Elevated | Distribution Circuit | 8 | 2 | 2016-08-02 | 1520675 | Sus | Y | EquipmentFailureInvolved¦Overhead¦Jumper¦BurnedOpen
16-0056175 | Vegetation | Tree - branch fell on line | Conductor, Overhead | Normal | 2016 | Tier 3 - Extreme | Distribution Circuit | 8 | 10 | 2016-08-10 | 1524072 | Sus | Y | Vegetation¦Treebranchfellonline¦ConductorOverhead¦Normal
16-0068822 | Equipment Failure/Involved | Overhead | Transformer | Deteriorated | 2016 | Tier 2 - Elevated | Transformer only | 9 | 30 | 2016-09-30 | 1550612 | Sus | Y | EquipmentFailureInvolved¦Overhead¦Transformer¦Deteriorated
16-0071692 | Equipment Failure/Involved | Overhead | Secondary | Broken, wire on ground | 2016 | Tier 2 - Elevated | Transformer only | 10 | 13 | 2016-10-13 | 1557573 | Sus | Y | EquipmentFailureInvolved¦Overhead¦Secondary¦Brokenwireonground
16-0076883 | Vegetation | Tree - branch fell on line | Conductor, Overhead | Normal | 2016 | Tier 2 - Elevated | Distribution Circuit | 10 | 31 | 2016-10-31 | 1573536 | Sus | Y | Vegetation¦Treebranchfellonline¦ConductorOverhead¦Normal
16-0085879 | Unknown Cause | Patrol - found nothing | Conductor, Overhead | Broken | 2016 | Tier 3 - Extreme | Distribution Circuit | 12 | 15 | 2016-12-15 | 1603471 | Sus | N | UnknownCause¦Patrolfoundnothing¦ConductorOverhead¦Broken
16-0085880 | Vegetation | Tree - fell into line | Conductor, Overhead | Broken, wire on ground | 2016 | Tier 3 - Extreme | Distribution Circuit | 12 | 15 | 2016-12-15 | 1603637 | Sus | N | Vegetation¦Treefellintoline¦ConductorOverhead¦Brokenwireonground
17-0005127 | Vegetation | Tree - fell into line | Conductor, Overhead | Broken, wire on ground | 2017 | Tier 2 - Elevated | Distribution Circuit | 1 | 8 | 2017-01-08 | 1624138 | Sus | N | Vegetation¦Treefellintoline¦ConductorOverhead¦Brokenwireonground
17-0005528 | Vegetation | Tree - fell into line | Conductor, Overhead | Broken, wire on ground | 2017 | Tier 2 - Elevated | Distribution Circuit | 1 | 8 | 2017-01-08 | 1626420 | Sus | N | Vegetation¦Treefellintoline¦ConductorOverhead¦Brokenwireonground
17-0005921 | Vegetation | Tree - fell into line | Conductor, Overhead | Broken, wire on ground | 2017 | Tier 2 - Elevated | Distribution Circuit | 1 | 8 | 2017-01-08 | 1627757 | Sus | N | Vegetation¦Treefellintoline¦ConductorOverhead¦Brokenwireonground
17-0007278 | Vegetation | Tree - fell into line | Crossarm, Wood | Broken, wire on ground | 2017 | Tier 3 - Extreme | Distribution Circuit | 1 | 10 | 2017-01-10 | 1634391 | Sus | N | Vegetation¦Treefellintoline¦CrossarmWood¦Brokenwireonground
17-0007303 | Equipment Failure/Involved | Overhead | Pole-Wood | Broken | 2017 | Tier 3 - Extreme | Distribution Circuit | 1 | 10 | 2017-01-10 | 1635091 | Sus | N | EquipmentFailureInvolved¦Overhead¦PoleWood¦Broken
17-0007716 | Vegetation | Tree - fell into line | Transformer | Normal | 2017 | Tier 3 - Extreme | Transformer only | 1 | 11 | 2017-01-11 | 1640000 | Sus | N | Vegetation¦Treefellintoline¦Transformer¦Normal
17-0010455 | Vegetation | Tree - branch fell on line | Conductor, Overhead | Broken, wire on ground | 2017 | Tier 3 - Extreme | Distribution Circuit | 1 | 18 | 2017-01-18 | 1648649 | Sus | N | Vegetation¦Treebranchfellonline¦ConductorOverhead¦Brokenwireonground
17-0011530 | Vegetation | Tree - fell into line | Fuse | Failed/Faulted | 2017 | Tier 3 - Extreme | Distribution Circuit | 1 | 20 | 2017-01-20 | 1653518 | Sus | N | Vegetation¦Treefellintoline¦Fuse¦FailedFaulted
17-0011581 | Unknown Cause | Patrol - not conducted |  |  | 2017 | Tier 3 - Extreme | Distribution Circuit | 1 | 20 | 2017-01-20 | 1654340 | Sus | N | UnknownCause¦Patrolnotconducted¦¦
17-0011867 | Vegetation | Tree - fell into line | Pole-Wood | Broken, wire on ground | 2017 | Tier 3 - Extreme | Distribution Circuit | 1 | 21 | 2017-01-21 | 1655343 | Sus | N | Vegetation¦Treefellintoline¦PoleWood¦Brokenwireonground
17-0012152 | Unknown Cause | Patrol - not conducted |  |  | 2017 | Tier 3 - Extreme | Distribution Circuit | 1 | 21 | 2017-01-21 | 1656915 | Sus | N | UnknownCause¦Patrolnotconducted¦¦
17-0013033 | Vegetation | Tree - fell into line | Pole-Wood | Broken, wire on ground | 2017 | Tier 3 - Extreme | Distribution Circuit | 1 | 22 | 2017-01-22 | 1659678 | Sus | N | Vegetation¦Treefellintoline¦PoleWood¦Brokenwireonground
17-0013347 | Vegetation | Tree - fell into line | Conductor, Overhead | Broken, wire on ground | 2017 | Tier 2 - Elevated | Distribution Circuit | 1 | 22 | 2017-01-22 | 1661628 | Sus | N | Vegetation¦Treefellintoline¦ConductorOverhead¦Brokenwireonground
17-0013564 | Vegetation | Tree - fell into line | Conductor, Overhead | Normal | 2017 | Tier 2 - Elevated | Distribution Circuit | 1 | 22 | 2017-01-22 | 1662666 | Sus | N | Vegetation¦Treefellintoline¦ConductorOverhead¦Normal
17-0017451 | Vegetation | Tree - fell into line | Conductor, Overhead | On Ground | 2017 | Tier 3 - Extreme | Distribution Circuit | 2 | 4 | 2017-02-04 | 1674780 | Sus | N | Vegetation¦Treefellintoline¦ConductorOverhead¦OnGround
17-0017984 | Equipment Failure/Involved | Overhead | Transformer | Failed/Faulted | 2017 | Tier 2 - Elevated | Transformer only | 2 | 6 | 2017-02-06 | 1676954 | Sus | N | EquipmentFailureInvolved¦Overhead¦Transformer¦FailedFaulted
17-0017994 | Equipment Failure/Involved | Overhead | Pole-Wood | Broken, wire on ground | 2017 | Tier 2 - Elevated | Distribution Circuit | 2 | 6 | 2017-02-06 | 1677120 | Sus | N | EquipmentFailureInvolved¦Overhead¦PoleWood¦Brokenwireonground
17-0019322 | Equipment Failure/Involved | Overhead | Conductor, Overhead | Broken, wire on ground | 2017 | Tier 2 - Elevated | Distribution Circuit | 2 | 9 | 2017-02-09 | 1682851 | Sus | N | EquipmentFailureInvolved¦Overhead¦ConductorOverhead¦Brokenwireonground
17-0021273 | Vegetation | Tree - fell into line | Conductor, Overhead | Broken, wire on ground | 2017 | Tier 3 - Extreme | Distribution Circuit | 2 | 15 | 2017-02-15 | 1689233 | Sus | N | Vegetation¦Treefellintoline¦ConductorOverhead¦Brokenwireonground
17-0023007 | Equipment Failure/Involved | Overhead | Conductor, Overhead | Broken, wire on ground | 2017 | Tier 2 - Elevated | Distribution Circuit | 2 | 18 | 2017-02-18 | 1699093 | Sus | N | EquipmentFailureInvolved¦Overhead¦ConductorOverhead¦Brokenwireonground
17-0023342 | Equipment Failure/Involved | Overhead | Pole-Wood | Broken | 2017 | Tier 3 - Extreme | Distribution Circuit | 2 | 19 | 2017-02-19 | 1701033 | Sus | N | EquipmentFailureInvolved¦Overhead¦PoleWood¦Broken
17-0024696 | Equipment Failure/Involved | Overhead | Conductor, Overhead | Broken, wire on ground | 2017 | Zone 1 - HHZ | Distribution Circuit | 2 | 20 | 2017-02-20 | 1706444 | Sus | N | EquipmentFailureInvolved¦Overhead¦ConductorOverhead¦Brokenwireonground
17-0025630 | Vegetation | Tree - fell into line | Conductor, Overhead | Normal | 2017 | Tier 3 - Extreme | Distribution Circuit | 2 | 22 | 2017-02-22 | 1710819 | Sus | N | Vegetation¦Treefellintoline¦ConductorOverhead¦Normal
17-0030206 | Vegetation | Tree - fell into line | Conductor, Overhead | Broken, wire on ground | 2017 | Tier 2 - Elevated | Distribution Circuit | 3 | 12 | 2017-03-12 | 1725299 | Sus | N | Vegetation¦Treefellintoline¦ConductorOverhead¦Brokenwireonground
17-0032347 | Vegetation | Tree - bark fell into line | Fuse | Failed/Faulted | 2017 | Tier 2 - Elevated | Distribution Circuit | 3 | 21 | 2017-03-21 | 1731935 | Sus | N | Vegetation¦Treebarkfellintoline¦Fuse¦FailedFaulted
17-0035616 | Vegetation | Tree - branch fell on line | Conductor, Overhead | Normal | 2017 | Tier 2 - Elevated | Distribution Circuit | 3 | 31 | 2017-03-31 | 1741384 | Sus | N | Vegetation¦Treebranchfellonline¦ConductorOverhead¦Normal
17-0037402 | Unknown Cause | Patrol - found nothing |  |  | 2017 | Tier 3 - Extreme | Distribution Circuit | 4 | 6 | 2017-04-06 | 1748447 | Sus | N | UnknownCause¦Patrolfoundnothing¦¦
17-0039836 | Unknown Cause | Patrol - not conducted |  |  | 2017 | Zone 1 - HHZ | Distribution Circuit | 4 | 13 | 2017-04-13 | 1756831 | Sus | N | UnknownCause¦Patrolnotconducted¦¦
17-0040131 | Unknown Cause | Patrol - found nothing |  |  | 2017 | Tier 2 - Elevated | Distribution Circuit | 4 | 13 | 2017-04-13 | 1757284 | Sus | N | UnknownCause¦Patrolfoundnothing¦¦
17-0042225 | Vegetation | Tree - fell into line | Conductor, Overhead | Broken, wire on ground | 2017 | Tier 3 - Extreme | Distribution Circuit | 4 | 23 | 2017-04-23 | 1765392 | Sus | N | Vegetation¦Treefellintoline¦ConductorOverhead¦Brokenwireonground
17-0043185 | Vegetation | Tree - fell into line | Conductor, Overhead | Broken, wire on ground | 2017 | Tier 2 - Elevated | Distribution Circuit | 4 | 26 | 2017-04-26 | 1767857 | Sus | N | Vegetation¦Treefellintoline¦ConductorOverhead¦Brokenwireonground
17-0045095 | 3rd Party | Vehicle | Pole-Wood | Broken, wire on ground | 2017 | Tier 2 - Elevated | Distribution Circuit | 5 | 4 | 2017-05-04 | 1774240 | Sus | Y | 3rdParty¦Vehicle¦PoleWood¦Brokenwireonground
17-0047080 | Equipment Failure/Involved | Overhead | Transformer (OH) | Broken | 2017 | Tier 2 - Elevated | Transformer only | 5 | 11 | 2017-05-11 | 1779712 | Sus | Y | EquipmentFailureInvolved¦Overhead¦Transformer(OH)¦Broken
17-0049324 | Unknown Cause | Patrol - not conducted |  |  | 2017 | Tier 2 - Elevated | Distribution Circuit | 5 | 20 | 2017-05-20 | 1785958 | Sus | Y | UnknownCause¦Patrolnotconducted¦¦
17-0049386 | Equipment Failure/Involved | Overhead | Pole-Wood | Broken | 2017 | Tier 3 - Extreme | Distribution Circuit | 5 | 20 | 2017-05-20 | 1786374 | Sus | Y | EquipmentFailureInvolved¦Overhead¦PoleWood¦Broken
17-0049386 | Equipment Failure/Involved | Overhead | Pole-Wood | Broken | 2017 | Tier 3 - Extreme | Distribution Circuit | 5 | 20 | 2017-05-20 | 1786374 | Sus | Y | EquipmentFailureInvolved¦Overhead¦PoleWood¦Broken
17-0051772 | Equipment Failure/Involved | Overhead | Transformer | Leaking | 2017 | Tier 2 - Elevated | Transformer only | 5 | 31 | 2017-05-31 | 1793986 | Sus | Y | EquipmentFailureInvolved¦Overhead¦Transformer¦Leaking
17-0056943 | Vegetation | Tree - fell into line | Conductor, Overhead | On Ground | 2017 | Tier 2 - Elevated | Distribution Circuit | 6 | 20 | 2017-06-20 | 1812274 | Sus | Y | Vegetation¦Treefellintoline¦ConductorOverhead¦OnGround
17-0057075 | Unknown Cause | Patrol - found nothing |  |  | 2017 | Tier 3 - Extreme | Distribution Circuit | 6 | 20 | 2017-06-20 | 1812591 | Sus | Y | UnknownCause¦Patrolfoundnothing¦¦
17-0058522 | 3rd Party | Vehicle | Pole-Wood | Broken, wire on ground | 2017 | Tier 2 - Elevated | Distribution Circuit | 6 | 25 | 2017-06-25 | 1817967 | Sus | Y | 3rdParty¦Vehicle¦PoleWood¦Brokenwireonground
17-0064972 | Company Initiated | Operating error | Relay | Normal | 2017 | Tier 2 - Elevated | Substation - Transmission | 7 | 24 | 2017-07-24 | 1838606 | Sus | Y | CompanyInitiated¦Operatingerror¦Relay¦Normal
17-0066441 | Animal | Bird found | Fuse | Failed/Faulted | 2017 | Tier 2 - Elevated | Distribution Circuit | 7 | 29 | 2017-07-29 | 1842079 | Sus | Y | Animal¦Birdfound¦Fuse¦FailedFaulted
17-0069651 | Equipment Failure/Involved | Overhead | Transformer | Failed/Faulted | 2017 | Tier 2 - Elevated | Transformer only | 8 | 11 | 2017-08-11 | 1850449 | Sus | Y | EquipmentFailureInvolved¦Overhead¦Transformer¦FailedFaulted
17-0086853 | Vegetation | Tree - fell into line | Conductor, Overhead | Normal | 2017 | Tier 3 - Extreme | Distribution Circuit | 10 | 12 | 2017-10-12 | 1899540 | Sus | Y | Vegetation¦Treefellintoline¦ConductorOverhead¦Normal
17-0088344 | Unknown Cause | Patrol - found nothing |  |  | 2017 | Tier 3 - Extreme | Distribution Circuit | 10 | 13 | 2017-10-13 | 1903423 | Sus | Y | UnknownCause¦Patrolfoundnothing¦¦
17-0088983 | Unknown Cause | Patrol - found nothing |  |  | 2017 | Tier 2 - Elevated | Distribution Circuit | 10 | 20 | 2017-10-20 | 1905282 | Sus | Y | UnknownCause¦Patrolfoundnothing¦¦
17-0091209 | Equipment Failure/Involved | Overhead | Crossarm, Wood | Burned/flashed | 2017 | Tier 2 - Elevated | Distribution Circuit | 10 | 30 | 2017-10-30 | 1911922 | Sus | Y | EquipmentFailureInvolved¦Overhead¦CrossarmWood¦Burnedflashed
17-0091367 | Unknown Cause | Patrol - found nothing |  | Failed/Faulted | 2017 | Tier 3 - Extreme | Distribution Circuit | 10 | 30 | 2017-10-30 | 1912471 | Sus | Y | UnknownCause¦Patrolfoundnothing¦¦FailedFaulted
17-0092254 | Unknown Cause | Patrol - found nothing |  |  | 2017 | Tier 2 - Elevated | Distribution Circuit | 11 | 2 | 2017-11-02 | 1914668 | Sus | Y | UnknownCause¦Patrolfoundnothing¦¦
17-0095294 | Equipment Failure/Involved | Overhead |  | Arcing | 2017 | Tier 2 - Elevated | Transformer only | 11 | 15 | 2017-11-15 | 1923045 | Sus | Y | EquipmentFailureInvolved¦Overhead¦¦Arcing
17-0096957 | Equipment Failure/Involved | Overhead | Transformer | Failed/Faulted | 2017 | Tier 3 - Extreme | Transformer only | 11 | 21 | 2017-11-21 | 1927483 | Sus | Y | EquipmentFailureInvolved¦Overhead¦Transformer¦FailedFaulted
17-0097491 | 3rd Party | Tree - cutting, 3rd party | Cutout, fuse holder | Normal | 2017 | Tier 2 - Elevated | Distribution Circuit | 11 | 25 | 2017-11-25 | 1928953 | Sus | Y | 3rdParty¦Treecutting3rdparty¦Cutoutfuseholder¦Normal
17-0099764 | Equipment Failure/Involved | Overhead | Conductor, Overhead | Together | 2017 | Tier 3 - Extreme | Distribution Circuit | 12 | 4 | 2017-12-04 | 1935267 | Sus | N | EquipmentFailureInvolved¦Overhead¦ConductorOverhead¦Together
17-0101229 | Environmental/External | Fire, Forest/Grass | Metering Equipment | Burned/flashed | 2017 | Tier 3 - Extreme | Transformer only | 12 | 11 | 2017-12-11 | 1940942 | Sus | N | EnvironmentalExternal¦FireForestGrass¦MeteringEquipment¦Burnedflashed
17-0102345 | Vegetation | Tree - branch fell on line | Conductor, Overhead | Normal | 2017 | Tier 2 - Elevated | Distribution Circuit | 12 | 16 | 2017-12-16 | 1946325 | Sus | N | Vegetation¦Treebranchfellonline¦ConductorOverhead¦Normal
17-0102734 | Vegetation | Tree - bark fell into line | Conductor, Overhead | Normal | 2017 | Tier 3 - Extreme | Distribution Circuit | 12 | 20 | 2017-12-20 | 1948168 | Sus | N | Vegetation¦Treebarkfellintoline¦ConductorOverhead¦Normal
17-0103354 | Unknown Cause | Patrol - found nothing |  |  | 2017 | Tier 2 - Elevated | Distribution Circuit | 12 | 26 | 2017-12-26 | 1951594 | Sus | N | UnknownCause¦Patrolfoundnothing¦¦
18-0003716 | Vegetation | Tree - fell into line | Conductor, Overhead | Broken, wire on ground | 2018 | Tier 3 - Extreme | Distribution Circuit | 1 | 4 | 2018-01-04 | 2210 | Sus | N | Vegetation¦Treefellintoline¦ConductorOverhead¦Brokenwireonground
18-0005593 | Unknown Cause | Patrol - found nothing |  |  | 2018 | Tier 2 - Elevated | Distribution Circuit | 1 | 12 | 2018-01-12 | 7038 | Sus | N | UnknownCause¦Patrolfoundnothing¦¦
18-0006217 | Equipment Failure/Involved | Overhead | Conductor, Overhead | Broken, wire on ground | 2018 | Tier 2 - Elevated | Distribution Circuit | 1 | 15 | 2018-01-15 | 8563 | Sus | N | EquipmentFailureInvolved¦Overhead¦ConductorOverhead¦Brokenwireonground
18-0017046 | Animal | Squirrel | Fuse | Failed/Faulted | 2018 | Tier 3 - Extreme | Distribution Circuit | 2 | 25 | 2018-02-25 | 31137 | Sus | N | Animal¦Squirrel¦Fuse¦FailedFaulted
18-0019347 | Vegetation | Tree - branch fell on line | Conductor, Overhead | Normal | 2018 | Tier 3 - Extreme | Distribution Circuit | 3 | 3 | 2018-03-03 | 37222 | Sus | N | Vegetation¦Treebranchfellonline¦ConductorOverhead¦Normal
18-0019422 | 3rd Party | Vehicle | Pole-Wood | Normal | 2018 | Tier 3 - Extreme | Distribution Circuit | 3 | 3 | 2018-03-03 | 37444 | Sus | N | 3rdParty¦Vehicle¦PoleWood¦Normal
18-0023258 | Vegetation | Tree - fell into line | Conductor, Overhead | Broken, wire on ground | 2018 | Tier 3 - Extreme | Distribution Circuit | 3 | 16 | 2018-03-16 | 45306 | Sus | N | Vegetation¦Treefellintoline¦ConductorOverhead¦Brokenwireonground
18-0023267 | Unknown Cause | Patrol - found nothing |  |  | 2018 | Tier 2 - Elevated | Distribution Circuit | 3 | 16 | 2018-03-16 | 45262 | Sus | N | UnknownCause¦Patrolfoundnothing¦¦
18-0023751 | Equipment Failure/Involved | Overhead | Crossarm, Wood | Broken, wire on ground | 2018 | Tier 3 - Extreme | Distribution Circuit | 3 | 16 | 2018-03-16 | 46261 | Sus | N | EquipmentFailureInvolved¦Overhead¦CrossarmWood¦Brokenwireonground
18-0023775 | Equipment Failure/Involved | Overhead | Transformer | Failed/Faulted | 2018 | Tier 2 - Elevated | Distribution Circuit | 3 | 17 | 2018-03-17 | 46613 | Sus | N | EquipmentFailureInvolved¦Overhead¦Transformer¦FailedFaulted
18-0027829 | Equipment Failure/Involved | Overhead | Transformer | Failed/Faulted | 2018 | Tier 2 - Elevated | Transformer only | 3 | 29 | 2018-03-29 | 56135 | Sus | N | EquipmentFailureInvolved¦Overhead¦Transformer¦FailedFaulted
18-0037371 | Environmental/External | Lightning | Fuse | Failed/Faulted | 2018 | Tier 3 - Extreme | Distribution Circuit | 5 | 1 | 2018-05-01 | 77599 | Sus | Y | EnvironmentalExternal¦Lightning¦Fuse¦FailedFaulted
18-0051404 | Equipment Failure/Involved | Overhead | Crossarm, Wood | Broken | 2018 | Tier 2 - Elevated | Distribution Circuit | 6 | 15 | 2018-06-15 | 110193 | Sus | Y | EquipmentFailureInvolved¦Overhead¦CrossarmWood¦Broken
18-0052544 | Unknown Cause | Patrol - found nothing |  |  | 2018 | Tier 2 - Elevated | Distribution Circuit | 6 | 20 | 2018-06-20 | 113371 | Sus | Y | UnknownCause¦Patrolfoundnothing¦¦
18-0055459 | 3rd Party | Contact with High Voltage, 3rd party | Pole-Wood | Broken | 2018 | Tier 2 - Elevated | Distribution Circuit | 6 | 28 | 2018-06-28 | 120299 | Sus | Y | 3rdParty¦ContactwithHighVoltage3rdparty¦PoleWood¦Broken
18-0056112 | Vegetation | Tree - branch fell on line | Conductor, Overhead | Normal | 2018 | Tier 3 - Extreme | Distribution Circuit | 7 | 1 | 2018-07-01 | 122499 | Sus | Y | Vegetation¦Treebranchfellonline¦ConductorOverhead¦Normal
18-0061481 | Vegetation | Tree - fell into line | Pole-Wood | Broken, wire on ground | 2018 | Tier 2 - Elevated | Distribution Circuit | 7 | 19 | 2018-07-19 | 135565 | Sus | Y | Vegetation¦Treefellintoline¦PoleWood¦Brokenwireonground
18-0066263 | Environmental/External | Fire, Forest/Grass | Pole-Wood | Burned/flashed | 2018 | Tier 3 - Extreme | Distribution Circuit | 7 | 26 | 2018-07-26 | 147827 | Sus | Y | EnvironmentalExternal¦FireForestGrass¦PoleWood¦Burnedflashed
18-0066668 | Unknown Cause | Patrol - found nothing |  |  | 2018 | Tier 2 - Elevated | Distribution Circuit | 8 | 4 | 2018-08-04 | 148696 | Sus | Y | UnknownCause¦Patrolfoundnothing¦¦
18-0067286 | Equipment Failure/Involved | Overhead | Connector or Splice (OH) | Broken | 2018 | Tier 2 - Elevated | Distribution Circuit | 8 | 7 | 2018-08-07 | 150369 | Sus | Y | EquipmentFailureInvolved¦Overhead¦ConnectororSplice(OH)¦Broken
18-0078492 | Animal | Squirrel | Fuse | Failed/Faulted | 2018 | Tier 2 - Elevated | Distribution Circuit | 9 | 11 | 2018-09-11 | 172053 | Sus | Y | Animal¦Squirrel¦Fuse¦FailedFaulted
18-0079249 | Wildfire Mitigation | CWSP - Vegetation Removal |  |  | 2018 | Tier 3 - Extreme | Distribution Circuit | 9 | 13 | 2018-09-13 | 173506 | Sus | Y | WildfireMitigation¦CWSPVegetationRemoval¦¦
18-0083896 | Unknown Cause | Patrol - found nothing |  |  | 2018 | Tier 2 - Elevated | Distribution Circuit | 9 | 26 | 2018-09-26 | 182002 | Sus | Y | UnknownCause¦Patrolfoundnothing¦¦
18-0087208 | Vegetation | Tree - fell into line | Transformer | Broken, wire on ground | 2018 | Tier 2 - Elevated | Transformer only | 10 | 5 | 2018-10-05 | 188862 | Sus | Y | Vegetation¦Treefellintoline¦Transformer¦Brokenwireonground
18-0087898 | Equipment Failure/Involved | Overhead | Conductor, Overhead | Broken, wire on ground | 2018 | Tier 3 - Extreme | Distribution Circuit | 10 | 7 | 2018-10-07 | 190113 | Sus | Y | EquipmentFailureInvolved¦Overhead¦ConductorOverhead¦Brokenwireonground
18-0091623 | Animal | Squirrel | Fuse | Failed/Faulted | 2018 | Tier 2 - Elevated | Distribution Circuit | 10 | 18 | 2018-10-18 | 197782 | Sus | Y | Animal¦Squirrel¦Fuse¦FailedFaulted
18-0096834 | Vegetation | Tree - fell into line | Transformer | Failed/Faulted | 2018 | Tier 2 - Elevated | Transformer only | 11 | 3 | 2018-11-03 | 208338 | Sus | Y | Vegetation¦Treefellintoline¦Transformer¦FailedFaulted
18-0099780 | 3rd Party | Other | Conductor, Overhead | Normal | 2018 | Tier 2 - Elevated | Distribution Circuit | 11 | 14 | 2018-11-14 | 215357 | Sus | Y | 3rdParty¦Other¦ConductorOverhead¦Normal
18-0101257 | Environmental/External | Fire, Forest/Grass | Pole-Wood | Burned/flashed | 2018 | Tier 2 - Elevated | Distribution Circuit | 11 | 8 | 2018-11-08 | 218630 | Sus | Y | EnvironmentalExternal¦FireForestGrass¦PoleWood¦Burnedflashed
18-0102539 | Equipment Failure/Involved | Overhead | Lightning Arrestor | Broken | 2018 | Tier 2 - Elevated | Distribution Circuit | 11 | 23 | 2018-11-23 | 222663 | Sus | Y | EquipmentFailureInvolved¦Overhead¦LightningArrestor¦Broken
18-0103780 | Environmental/External | Fire, Forest/Grass | Pole-Wood | Burned/flashed | 2018 | Tier 3 - Extreme | Distribution Circuit | 11 | 8 | 2018-11-08 | 225550 | Sus | Y | EnvironmentalExternal¦FireForestGrass¦PoleWood¦Burnedflashed
18-0105371 | Unknown Cause | Patrol - found nothing |  |  | 2018 | Tier 3 - Extreme | Distribution Circuit | 11 | 29 | 2018-11-29 | 227902 | Sus | Y | UnknownCause¦Patrolfoundnothing¦¦
18-0106996 | Unknown Cause | Patrol - found nothing |  |  | 2018 | Tier 3 - Extreme | Distribution Circuit | 12 | 4 | 2018-12-04 | 233564 | Sus | N | UnknownCause¦Patrolfoundnothing¦¦
18-0109563 | Vegetation | Tree - fell into line | Conductor, Overhead | Broken, wire on ground | 2018 | Tier 3 - Extreme | Distribution Circuit | 12 | 16 | 2018-12-16 | 241829 | Sus | N | Vegetation¦Treefellintoline¦ConductorOverhead¦Brokenwireonground
18-0110122 | Equipment Failure/Involved | Underground | Elbow | Deteriorated | 2018 | Tier 2 - Elevated | Distribution Circuit | 12 | 20 | 2018-12-20 | 244498 | Sus | N | EquipmentFailureInvolved¦Underground¦Elbow¦Deteriorated
18-0110550 | Unknown Cause | Patrol - found nothing |  |  | 2018 | Tier 3 - Extreme | Distribution Circuit | 12 | 24 | 2018-12-24 | 246683 | Sus | N | UnknownCause¦Patrolfoundnothing¦¦
18-0110558 | Vegetation | Tree - fell into line | Conductor, Overhead | Broken, wire on ground | 2018 | Tier 2 - Elevated | Distribution Circuit | 12 | 24 | 2018-12-24 | 246699 | Sus | N | Vegetation¦Treefellintoline¦ConductorOverhead¦Brokenwireonground
18-0111253 | Vegetation | Tree - fell into line | Pole-Wood | Broken, wire on ground | 2018 | Tier 2 - Elevated | Distribution Circuit | 12 | 31 | 2018-12-31 | 250292 | Sus | N | Vegetation¦Treefellintoline¦PoleWood¦Brokenwireonground
18-0111321 | Equipment Failure/Involved | Overhead | Transformer (OH) | Failed/Faulted | 2018 | Tier 2 - Elevated | Transformer only | 12 | 31 | 2018-12-31 | 251188 | Sus | N | EquipmentFailureInvolved¦Overhead¦Transformer(OH)¦FailedFaulted
19-0004865 | Unknown Cause | Patrol - found nothing |  |  | 2019 | Tier 2 - Elevated | Distribution Circuit | 1 | 5 | 2019-01-05 | 254367 | Sus | N | UnknownCause¦Patrolfoundnothing¦¦
19-0005266 | Vegetation | Tree - fell into line | Conductor, Overhead | Broken, wire on ground | 2019 | Tier 3 - Extreme | Distribution Circuit | 1 | 6 | 2019-01-06 | 256415 | Sus | N | Vegetation¦Treefellintoline¦ConductorOverhead¦Brokenwireonground
19-0010040 | Vegetation | Tree - fell into line | Conductor, Overhead | On Ground | 2019 | Tier 2 - Elevated | Distribution Circuit | 1 | 16 | 2019-01-16 | 269193 | Sus | N | Vegetation¦Treefellintoline¦ConductorOverhead¦OnGround
19-0011107 | Vegetation | Tree - branch fell on line | Conductor, Overhead | Broken, wire on ground | 2019 | Tier 2 - Elevated | Distribution Circuit | 1 | 17 | 2019-01-17 | 272280 | Sus | N | Vegetation¦Treebranchfellonline¦ConductorOverhead¦Brokenwireonground
19-0011313 | Equipment Failure/Involved | Overhead | Connector or Splice (OH) | Broken, wire on ground | 2019 | Tier 2 - Elevated | Distribution Circuit | 1 | 17 | 2019-01-17 | 274695 | Sus | N | EquipmentFailureInvolved¦Overhead¦ConnectororSplice(OH)¦Brokenwireonground
19-0011395 | Equipment Failure/Involved | Overhead |  | Normal | 2019 | Tier 3 - Extreme | Transformer only | 1 | 17 | 2019-01-17 | 272804 | Sus | N | EquipmentFailureInvolved¦Overhead¦¦Normal
19-0011723 | Vegetation | Tree - fell into line | Pole-Wood | Broken, wire on ground | 2019 | Tier 2 - Elevated | Distribution Circuit | 1 | 17 | 2019-01-17 | 275675 | Sus | N | Vegetation¦Treefellintoline¦PoleWood¦Brokenwireonground
19-0016978 | Vegetation | Tree - fell into line | Conductor, Overhead | Broken, wire on ground | 2019 | Tier 2 - Elevated | Distribution Circuit | 2 | 2 | 2019-02-02 | 286092 | Sus | N | Vegetation¦Treefellintoline¦ConductorOverhead¦Brokenwireonground
19-0020663 | Vegetation | Tree - fell into line | Conductor, Overhead | Together | 2019 | Tier 2 - Elevated | Distribution Circuit | 2 | 10 | 2019-02-10 | 298035 | Sus | N | Vegetation¦Treefellintoline¦ConductorOverhead¦Together
19-0021871 | Vegetation | Tree - fell into line | Conductor, Overhead | Together | 2019 | Tier 2 - Elevated | Distribution Circuit | 2 | 12 | 2019-02-12 | 301371 | Sus | N | Vegetation¦Treefellintoline¦ConductorOverhead¦Together
19-0023727 | Vegetation | Tree - fell into line | Conductor, Overhead | Broken | 2019 | Tier 3 - Extreme | Distribution Circuit | 2 | 14 | 2019-02-14 | 310097 | Sus | N | Vegetation¦Treefellintoline¦ConductorOverhead¦Broken
19-0023826 | Unknown Cause | Patrol - found nothing |  |  | 2019 | Tier 2 - Elevated | Distribution Circuit | 2 | 14 | 2019-02-14 | 309643 | Sus | N | UnknownCause¦Patrolfoundnothing¦¦
19-0024234 | Vegetation | Tree - fell into line | Conductor, Overhead | Broken, wire on ground | 2019 | Tier 2 - Elevated | Distribution Circuit | 2 | 13 | 2019-02-13 | 312776 | Sus | N | Vegetation¦Treefellintoline¦ConductorOverhead¦Brokenwireonground
19-0024243 | Vegetation | Tree - fell into line | Conductor, Overhead | Broken, wire on ground | 2019 | Tier 2 - Elevated | Distribution Circuit | 2 | 13 | 2019-02-13 | 312811 | Sus | N | Vegetation¦Treefellintoline¦ConductorOverhead¦Brokenwireonground
19-0025087 | Vegetation | Tree - fell into line | Conductor, Overhead | Broken, wire on ground | 2019 | Tier 3 - Extreme | Distribution Circuit | 2 | 17 | 2019-02-17 | 315499 | Sus | N | Vegetation¦Treefellintoline¦ConductorOverhead¦Brokenwireonground
19-0028161 | Vegetation | Tree - fell into line | Conductor, Overhead | Broken, wire on ground | 2019 | Tier 2 - Elevated | Distribution Circuit | 2 | 26 | 2019-02-26 | 324061 | Sus | N | Vegetation¦Treefellintoline¦ConductorOverhead¦Brokenwireonground
19-0029126 | Vegetation | Tree - fell into line | Conductor, Overhead | Together | 2019 | Tier 2 - Elevated | Distribution Circuit | 2 | 27 | 2019-02-27 | 327347 | Sus | N | Vegetation¦Treefellintoline¦ConductorOverhead¦Together
19-0030556 | Equipment Failure/Involved | Overhead | Transformer (OH) | Failed/Faulted | 2019 | Tier 2 - Elevated | Transformer only | 3 | 4 | 2019-03-04 | 330869 | Sus | N | EquipmentFailureInvolved¦Overhead¦Transformer(OH)¦FailedFaulted
19-0030957 | Vegetation | Tree - fell into line | Conductor, Overhead | Broken, wire on ground | 2019 | Tier 3 - Extreme | Distribution Circuit | 3 | 5 | 2019-03-05 | 331716 | Sus | N | Vegetation¦Treefellintoline¦ConductorOverhead¦Brokenwireonground
19-0031496 | Vegetation | Tree - branch fell on line | Conductor, Overhead | Broken, wire on ground | 2019 | Tier 3 - Extreme | Distribution Circuit | 3 | 6 | 2019-03-06 | 333295 | Sus | N | Vegetation¦Treebranchfellonline¦ConductorOverhead¦Brokenwireonground
19-0032410 | Vegetation | Tree - fell into line | Conductor, Overhead | Normal | 2019 | Tier 3 - Extreme | Distribution Circuit | 3 | 9 | 2019-03-09 | 335296 | Sus | N | Vegetation¦Treefellintoline¦ConductorOverhead¦Normal
19-0033627 | Vegetation | Tree - fell into line | Conductor, Overhead | Broken, wire on ground | 2019 | Tier 3 - Extreme | Distribution Circuit | 3 | 13 | 2019-03-13 | 338125 | Sus | N | Vegetation¦Treefellintoline¦ConductorOverhead¦Brokenwireonground
19-0037675 | Environmental/External | Lightning | Transformer (OH) | Failed/Faulted | 2019 | Tier 3 - Extreme | Transformer only | 3 | 27 | 2019-03-27 | 349016 | Sus | N | EnvironmentalExternal¦Lightning¦Transformer(OH)¦FailedFaulted
19-0039820 | Animal | Other | Crossarm, Wood | Normal | 2019 | Tier 3 - Extreme | Distribution Circuit | 4 | 4 | 2019-04-04 | 353963 | Sus | N | Animal¦Other¦CrossarmWood¦Normal
19-0040906 | Animal | Bird found | Bushing | Burned/flashed | 2019 | Tier 3 - Extreme | Substation - Transmission | 4 | 9 | 2019-04-09 | 356478 | Sus | N | Animal¦Birdfound¦Bushing¦Burnedflashed
19-0042758 | Unknown Cause | Patrol - found nothing |  |  | 2019 | Tier 2 - Elevated | Distribution Circuit | 4 | 16 | 2019-04-16 | 361516 | Sus | N | UnknownCause¦Patrolfoundnothing¦¦
19-0045529 | Unknown Cause | Patrol - found nothing |  |  | 2019 | Tier 3 - Extreme | Distribution Circuit | 4 | 24 | 2019-04-24 | 366764 | Sus | N | UnknownCause¦Patrolfoundnothing¦¦
19-0050910 | Unknown Cause | Patrol - found nothing |  |  | 2019 | Tier 2 - Elevated | Transformer only | 5 | 10 | 2019-05-10 | 378190 | Sus | Y | UnknownCause¦Patrolfoundnothing¦¦
19-0052524 | Equipment Failure/Involved | Overhead | Woodpin | Broken | 2019 | Tier 2 - Elevated | Distribution Circuit | 5 | 16 | 2019-05-16 | 381722 | Sus | Y | EquipmentFailureInvolved¦Overhead¦Woodpin¦Broken
19-0053951 | Unknown Cause | Patrol - found nothing |  |  | 2019 | Tier 2 - Elevated | Distribution Circuit | 5 | 19 | 2019-05-19 | 385151 | Sus | Y | UnknownCause¦Patrolfoundnothing¦¦
19-0055258 | Equipment Failure/Involved | Overhead | Transformer | Failed/Faulted | 2019 | Tier 2 - Elevated | Transformer only | 5 | 21 | 2019-05-21 | 387440 | Sus | Y | EquipmentFailureInvolved¦Overhead¦Transformer¦FailedFaulted
19-0061845 | Unknown Cause | Patrol - found nothing |  |  | 2019 | Tier 3 - Extreme | Distribution Circuit | 6 | 3 | 2019-06-03 | 396107 | Sus | Y | UnknownCause¦Patrolfoundnothing¦¦
19-0064381 | Vegetation | Tree - fell into line | Fuse | Failed/Faulted | 2019 | Tier 3 - Extreme | Distribution Circuit | 6 | 7 | 2019-06-07 | 401108 | Sus | Y | Vegetation¦Treefellintoline¦Fuse¦FailedFaulted
19-0067639 | Animal | Squirrel | Cutout, fuse holder | Broken | 2019 | Tier 2 - Elevated | Transformer only | 6 | 14 | 2019-06-14 | 410679 | Sus | Y | Animal¦Squirrel¦Cutoutfuseholder¦Broken
19-0068080 | Equipment Failure/Involved | Overhead | Crossarm, Wood | Broken | 2019 | Tier 2 - Elevated | Transformer only | 6 | 15 | 2019-06-15 | 414776 | Sus | Y | EquipmentFailureInvolved¦Overhead¦CrossarmWood¦Broken
19-0070199 | Unknown Cause | Patrol - found nothing |  |  | 2019 | Tier 3 - Extreme | Distribution Circuit | 6 | 20 | 2019-06-20 | 422313 | Sus | Y | UnknownCause¦Patrolfoundnothing¦¦
19-0070967 | Equipment Failure/Involved | Overhead | Transformer | Failed/Faulted | 2019 | Tier 2 - Elevated | Transformer only | 6 | 21 | 2019-06-21 | 425921 | Sus | Y | EquipmentFailureInvolved¦Overhead¦Transformer¦FailedFaulted
19-0074385 | Unknown Cause | Patrol - found nothing |  |  | 2019 | Tier 3 - Extreme | Distribution Circuit | 7 | 3 | 2019-07-03 | 440385 | Sus | Y | UnknownCause¦Patrolfoundnothing¦¦
19-0076298 | Vegetation | Tree - branch fell on line | Conductor, Overhead | Normal | 2019 | Tier 3 - Extreme | Distribution Circuit | 7 | 11 | 2019-07-11 | 444990 | Sus | Y | Vegetation¦Treebranchfellonline¦ConductorOverhead¦Normal
19-0080149 | Unknown Cause | Patrol - found nothing |  |  | 2019 | Tier 2 - Elevated | Distribution Circuit | 7 | 23 | 2019-07-23 | 468787 | Sus | Y | UnknownCause¦Patrolfoundnothing¦¦
19-0086514 | Unknown Cause | Patrol - found nothing |  |  | 2019 | Tier 2 - Elevated | Distribution Circuit | 8 | 10 | 2019-08-10 | 499015 | Sus | Y | UnknownCause¦Patrolfoundnothing¦¦
19-0087642 | Unknown Cause | Patrol - found nothing |  |  | 2019 | Tier 2 - Elevated | Distribution Circuit | 8 | 14 | 2019-08-14 | 507989 | Sus | Y | UnknownCause¦Patrolfoundnothing¦¦
19-0088614 | Equipment Failure/Involved | Electrical Overload | Transformer (OH) | Failed/Faulted | 2019 | Tier 2 - Elevated | Distribution Circuit | 8 | 15 | 2019-08-15 | 514178 | Sus | Y | EquipmentFailureInvolved¦ElectricalOverload¦Transformer(OH)¦FailedFaulted
19-0099222 | Unknown Cause | Patrol - found nothing |  |  | 2019 | Tier 2 - Elevated | Distribution Circuit | 9 | 15 | 2019-09-15 | 583158 | Sus | Y | UnknownCause¦Patrolfoundnothing¦¦
19-0114136 | Animal | Squirrel | Transformer (OH) | Leaking | 2019 | Tier 2 - Elevated | Distribution Circuit | 10 | 21 | 2019-10-21 | 676272 | Sus | Y | Animal¦Squirrel¦Transformer(OH)¦Leaking
19-0116361 | Wildfire Mitigation | Public Safety Power Shut-off | Conductor, Overhead | Normal | 2019 | Tier 2 - Elevated | Distribution Circuit | 10 | 26 | 2019-10-26 | 681831 | Sus | Y | WildfireMitigation¦PublicSafetyPowerShutoff¦ConductorOverhead¦Normal
19-0119459 | Vegetation | Tree - fell into line | Conductor, Overhead | Normal | 2019 | Tier 3 - Extreme | Distribution Circuit | 10 | 31 | 2019-10-31 | 696460 | Sus | Y | Vegetation¦Treefellintoline¦ConductorOverhead¦Normal
19-0126131 | Wildfire Mitigation | Public Safety Power Shut-off | Conductor, Overhead | Normal | 2019 | Tier 2 - Elevated | Distribution Circuit | 11 | 20 | 2019-11-20 | 710719 | Sus | Y | WildfireMitigation¦PublicSafetyPowerShutoff¦ConductorOverhead¦Normal
19-0130573 | Equipment Failure/Involved | Overhead | Conductor, Overhead | Broken, wire on ground | 2019 | Tier 2 - Elevated | Distribution Circuit | 11 | 26 | 2019-11-26 | 721989 | Sus | Y | EquipmentFailureInvolved¦Overhead¦ConductorOverhead¦Brokenwireonground
19-0130917 | Vegetation | Tree - fell into line | Conductor, Overhead | Normal | 2019 | Tier 3 - Extreme | Distribution Circuit | 11 | 28 | 2019-11-28 | 722986 | Sus | Y | Vegetation¦Treefellintoline¦ConductorOverhead¦Normal
19-0134746 | Vegetation | Tree - branch fell on line | Conductor, Overhead | Normal | 2019 | Tier 2 - Elevated | Distribution Circuit | 12 | 7 | 2019-12-07 | 732591 | Sus | N | Vegetation¦Treebranchfellonline¦ConductorOverhead¦Normal
19-0136867 | Equipment Failure/Involved | Overhead | PT/CCVT | Failed/Faulted | 2019 | Tier 2 - Elevated | Distribution Circuit | 12 | 16 | 2019-12-16 | 743887 | Sus | N | EquipmentFailureInvolved¦Overhead¦PTCCVT¦FailedFaulted
19-0137064 | Vegetation | Tree - fell into line | Pole-Wood | Broken, wire on ground | 2019 | Tier 3 - Extreme | Distribution Circuit | 12 | 18 | 2019-12-18 | 745100 | Sus | N | Vegetation¦Treefellintoline¦PoleWood¦Brokenwireonground
20-0010846 | Vegetation | Tree - fell into line | Conductor, Overhead | Bent or Twisted | 2020 | Tier 3 - Extreme | Distribution Circuit | 1 | 17 | 2020-01-17 | 764818 | Sus | N | Vegetation¦Treefellintoline¦ConductorOverhead¦BentorTwisted
20-0011180 | Equipment Failure/Involved | Overhead | Transformer (OH) | Failed/Faulted | 2020 | Tier 3 - Extreme | Distribution Circuit | 1 | 19 | 2020-01-19 | 766110 | Sus | N | EquipmentFailureInvolved¦Overhead¦Transformer(OH)¦FailedFaulted
20-0016073 | Unknown Cause | Patrol - found nothing |  |  | 2020 | Tier 2 - Elevated | Distribution Circuit | 1 | 31 | 2020-01-31 | 774650 | Sus | N | UnknownCause¦Patrolfoundnothing¦¦
20-0019177 | Vegetation | Tree - fell into line | Conductor, Overhead | Broken, wire on ground | 2020 | Tier 2 - Elevated | Distribution Circuit | 2 | 9 | 2020-02-09 | 781568 | Sus | N | Vegetation¦Treefellintoline¦ConductorOverhead¦Brokenwireonground
20-0022115 | Unknown Cause | Patrol - found nothing |  |  | 2020 | Tier 2 - Elevated | Distribution Circuit | 2 | 14 | 2020-02-14 | 790765 | Sus | N | UnknownCause¦Patrolfoundnothing¦¦
20-0026387 | Company Initiated | Construction Activity/equip, company | Conductor, Overhead | Normal | 2020 | Tier 2 - Elevated | Distribution Circuit | 2 | 27 | 2020-02-27 | 814634 | Sus | N | CompanyInitiated¦ConstructionActivityequipcompany¦ConductorOverhead¦Normal
20-0030382 | Unknown Cause | Patrol - found nothing |  |  | 2020 | Tier 2 - Elevated | Distribution Circuit | 3 | 10 | 2020-03-10 | 841728 | Sus | N | UnknownCause¦Patrolfoundnothing¦¦
20-0034973 | Vegetation | Tree - fell into line | Crossarm, Wood | Broken, wire on ground | 2020 | Tier 3 - Extreme | Distribution Circuit | 3 | 21 | 2020-03-21 | 861135 | Sus | N | Vegetation¦Treefellintoline¦CrossarmWood¦Brokenwireonground
20-0036995 | Equipment Failure/Involved | Overhead | Transformer (OH) | Broken, wire on ground | 2020 | Tier 2 - Elevated | Distribution Circuit | 3 | 29 | 2020-03-29 | 869241 | Sus | N | EquipmentFailureInvolved¦Overhead¦Transformer(OH)¦Brokenwireonground
20-0038744 | Unknown Cause | Patrol - found nothing |  |  | 2020 | Tier 3 - Extreme | Distribution Circuit | 4 | 6 | 2020-04-06 | 883546 | Sus | N | UnknownCause¦Patrolfoundnothing¦¦
20-0038817 | Unknown Cause | Patrol - found nothing |  |  | 2020 | Tier 3 - Extreme | Distribution Circuit | 4 | 6 | 2020-04-06 | 883657 | Sus | N | UnknownCause¦Patrolfoundnothing¦¦
20-0042617 | Animal | Bird found | Fuse | Failed/Faulted | 2020 | Tier 3 - Extreme | Distribution Circuit | 4 | 19 | 2020-04-19 | 897619 | Sus | N | Animal¦Birdfound¦Fuse¦FailedFaulted
20-0043067 | Equipment Failure/Involved | Underground | Secondary | Deteriorated | 2020 | Tier 3 - Extreme | Transformer only | 4 | 20 | 2020-04-20 | 898436 | Sus | N | EquipmentFailureInvolved¦Underground¦Secondary¦Deteriorated
20-0044199 | Equipment Failure/Involved | Overhead | Transformer (OH) | Failed/Faulted | 2020 | Tier 3 - Extreme | Distribution Circuit | 4 | 23 | 2020-04-23 | 900328 | Sus | N | EquipmentFailureInvolved¦Overhead¦Transformer(OH)¦FailedFaulted
20-0044555 | Equipment Failure/Involved | Overhead | Secondary | Broken | 2020 | Tier 2 - Elevated | Transformer only | 4 | 25 | 2020-04-25 | 901426 | Sus | N | EquipmentFailureInvolved¦Overhead¦Secondary¦Broken
20-0051121 | Vegetation | Tree - branch fell on line | Conductor, Overhead | Normal | 2020 | Tier 2 - Elevated | Distribution Circuit | 5 | 18 | 2020-05-18 | 915626 | Sus | Y | Vegetation¦Treebranchfellonline¦ConductorOverhead¦Normal
20-0056228 | Equipment Failure/Involved | Overhead | Transformer | Failed/Faulted | 2020 | Tier 2 - Elevated | Transformer only | 6 | 1 | 2020-06-01 | 927224 | Sus | Y | EquipmentFailureInvolved¦Overhead¦Transformer¦FailedFaulted
20-0066301 | Equipment Failure/Involved | Overhead | Pole-Wood | Broken | 2020 | Tier 2 - Elevated | Distribution Circuit | 6 | 29 | 2020-06-29 | 953955 | Sus | Y | EquipmentFailureInvolved¦Overhead¦PoleWood¦Broken
20-0067416 | Unknown Cause | Patrol - found nothing |  |  | 2020 | Tier 2 - Elevated | Distribution Circuit | 7 | 1 | 2020-07-01 | 956260 | Sus | Y | UnknownCause¦Patrolfoundnothing¦¦
20-0076436 | 3rd Party | Vehicle | Anchor or Guy | Normal | 2020 | Tier 2 - Elevated | Distribution Circuit | 7 | 27 | 2020-07-27 | 973056 | Sus | Y | 3rdParty¦Vehicle¦AnchororGuy¦Normal
20-0084296 | Vegetation | Tree - branch fell on line | Conductor, Overhead | Normal | 2020 | Tier 3 - Extreme | Distribution Circuit | 8 | 15 | 2020-08-15 | 1005365 | Sus | Y | Vegetation¦Treebranchfellonline¦ConductorOverhead¦Normal
20-0085180 | Environmental/External | Lightning | Transformer | Failed/Faulted | 2020 | Tier 2 - Elevated | Transformer only | 8 | 16 | 2020-08-16 | 1011443 | Sus | Y | EnvironmentalExternal¦Lightning¦Transformer¦FailedFaulted
20-0087943 | Vegetation | Tree - fell into line | Conductor, Overhead | Broken, wire on ground | 2020 | Tier 3 - Extreme | Distribution Circuit | 8 | 20 | 2020-08-20 | 1025160 | Sus | Y | Vegetation¦Treefellintoline¦ConductorOverhead¦Brokenwireonground
20-0088384 | Animal | Bird found | Conductor, Overhead | Normal | 2020 | Tier 3 - Extreme | Distribution Circuit | 8 | 21 | 2020-08-21 | 1026076 | Sus | Y | Animal¦Birdfound¦ConductorOverhead¦Normal
20-0093354 | 3rd Party | Tree - cutting, 3rd party | Crossarm, Wood | Broken, wire on ground | 2020 | Tier 3 - Extreme | Distribution Circuit | 9 | 4 | 2020-09-04 | 1053520 | Sus | Y | 3rdParty¦Treecutting3rdparty¦CrossarmWood¦Brokenwireonground
20-0094151 | Animal | Bird found | Conductor, Overhead | Normal | 2020 | Tier 2 - Elevated | Distribution Circuit | 9 | 7 | 2020-09-07 | 1058199 | Sus | Y | Animal¦Birdfound¦ConductorOverhead¦Normal
20-0095934 | Company Initiated | Construction Activity/equip, company | Anchor or Guy | Normal | 2020 | Tier 3 - Extreme | Distribution Circuit | 9 | 10 | 2020-09-10 | 1062845 | Sus | Y | CompanyInitiated¦ConstructionActivityequipcompany¦AnchororGuy¦Normal
20-0096219 | Environmental/External | Fire, Forest/Grass | Transformer | Normal | 2020 | Tier 3 - Extreme | Transformer only | 8 | 19 | 2020-08-19 | 1063993 | Sus | Y | EnvironmentalExternal¦FireForestGrass¦Transformer¦Normal
20-0096894 | Unknown Cause | Patrol - found nothing |  |  | 2020 | Tier 2 - Elevated | Distribution Circuit | 9 | 12 | 2020-09-12 | 1067145 | Sus | Y | UnknownCause¦Patrolfoundnothing¦¦
20-0101941 | Wildfire Mitigation | Public Safety Power Shut-off | Conductor, Overhead | Normal | 2020 | Tier 3 - Extreme | Distribution Circuit | 9 | 27 | 2020-09-27 | 1096191 | Sus | Y | WildfireMitigation¦PublicSafetyPowerShutoff¦ConductorOverhead¦Normal
20-0101963 | Wildfire Mitigation | Public Safety Power Shut-off | Conductor, Overhead | Normal | 2020 | Tier 2 - Elevated | Distribution Circuit | 9 | 27 | 2020-09-27 | 1095641 | Sus | Y | WildfireMitigation¦PublicSafetyPowerShutoff¦ConductorOverhead¦Normal
20-0104479 | Vegetation | Tree - fell into line | Conductor, Overhead | Broken, wire on ground | 2020 | Tier 3 - Extreme | Distribution Circuit | 10 | 2 | 2020-10-02 | 1107356 | Sus | Y | Vegetation¦Treefellintoline¦ConductorOverhead¦Brokenwireonground
20-0107230 | Equipment Failure/Involved | Overhead | Transformer (OH) | Deteriorated | 2020 | Tier 3 - Extreme | Distribution Circuit | 10 | 10 | 2020-10-10 | 1114787 | Sus | Y | EquipmentFailureInvolved¦Overhead¦Transformer(OH)¦Deteriorated
20-0107880 | Unknown Cause | Patrol - found nothing |  |  | 2020 | Tier 2 - Elevated | Distribution Circuit | 10 | 12 | 2020-10-12 | 1116198 | Sus | Y | UnknownCause¦Patrolfoundnothing¦¦
20-0108334 | Animal | Bird found | Conductor, Overhead | Normal | 2020 | Tier 2 - Elevated | Distribution Circuit | 10 | 13 | 2020-10-13 | 1116902 | Sus | Y | Animal¦Birdfound¦ConductorOverhead¦Normal
20-0109952 | Unknown Cause | Patrol - found nothing |  |  | 2020 | Tier 3 - Extreme | Distribution Circuit | 10 | 17 | 2020-10-17 | 1119773 | Sus | Y | UnknownCause¦Patrolfoundnothing¦¦
20-0116317 | Equipment Failure/Involved | Overhead | Transformer (OH) | Failed/Faulted | 2020 | Tier 2 - Elevated | Distribution Circuit | 11 | 2 | 2020-11-02 | 1134847 | Sus | Y | EquipmentFailureInvolved¦Overhead¦Transformer(OH)¦FailedFaulted
20-0117621 | Unknown Cause | Patrol - found nothing |  |  | 2020 | Tier 2 - Elevated | Distribution Circuit | 11 | 6 | 2020-11-06 | 1137106 | Sus | Y | UnknownCause¦Patrolfoundnothing¦¦
20-0117623 | Equipment Failure/Involved | Overhead | Conductor, Overhead | Broken, wire on ground | 2020 | Tier 2 - Elevated | Distribution Circuit | 11 | 6 | 2020-11-06 | 1137109 | Sus | Y | EquipmentFailureInvolved¦Overhead¦ConductorOverhead¦Brokenwireonground
20-0120743 | Unknown Cause | Patrol - found nothing |  |  | 2020 | Tier 2 - Elevated | Distribution Circuit | 11 | 13 | 2020-11-13 | 1143953 | Sus | Y | UnknownCause¦Patrolfoundnothing¦¦
20-0122735 | Equipment Failure/Involved | Underground | Conductor, Underground | Deteriorated | 2020 | Tier 2 - Elevated | Distribution Circuit | 11 | 18 | 2020-11-18 | 1149061 | Sus | Y | EquipmentFailureInvolved¦Underground¦ConductorUnderground¦Deteriorated
20-0131563 | Unknown Cause | Patrol - found nothing |  |  | 2020 | Tier 2 - Elevated | Distribution Circuit | 12 | 23 | 2020-12-23 | 1197555 | Sus | N | UnknownCause¦Patrolfoundnothing¦¦
21-0010393 | Vegetation | Tree - branch fell on line | Conductor, Overhead | Normal | 2021 | Tier 2 - Elevated | Distribution Circuit | 1 | 19 | 2021-01-19 | 1215317 | Sus | N | Vegetation¦Treebranchfellonline¦ConductorOverhead¦Normal
21-0010573 | Vegetation | Tree - fell into line | Pole-Wood | Broken, wire on ground | 2021 | Tier 3 - Extreme | Distribution Circuit | 1 | 19 | 2021-01-19 | 1214541 | Sus | N | Vegetation¦Treefellintoline¦PoleWood¦Brokenwireonground
21-0011084 | Unknown Cause | Patrol - found nothing |  |  | 2021 | Tier 2 - Elevated | Distribution Circuit | 1 | 19 | 2021-01-19 | 1216258 | Sus | N | UnknownCause¦Patrolfoundnothing¦¦
21-0011589 | Equipment Failure/Involved | Overhead | Conductor, Overhead | Broken, wire on ground | 2021 | Tier 3 - Extreme | Distribution Circuit | 1 | 19 | 2021-01-19 | 1218940 | Sus | N | EquipmentFailureInvolved¦Overhead¦ConductorOverhead¦Brokenwireonground
21-0011648 | Equipment Failure/Involved | Overhead | Fuse | Normal | 2021 | Tier 3 - Extreme | Distribution Circuit | 1 | 20 | 2021-01-20 | 1218220 | Sus | N | EquipmentFailureInvolved¦Overhead¦Fuse¦Normal
21-0012501 | Equipment Failure/Involved | Overhead | Transformer (OH) | Normal | 2021 | Tier 3 - Extreme | Distribution Circuit | 1 | 22 | 2021-01-22 | 1220608 | Sus | N | EquipmentFailureInvolved¦Overhead¦Transformer(OH)¦Normal
21-0013276 | Vegetation | Tree - fell into line | Conductor, Overhead | Broken, wire on ground | 2021 | Tier 2 - Elevated | Distribution Circuit | 1 | 23 | 2021-01-23 | 1221758 | Sus | N | Vegetation¦Treefellintoline¦ConductorOverhead¦Brokenwireonground
21-0014051 | Unknown Cause | Patrol - found nothing |  |  | 2021 | Tier 2 - Elevated | Distribution Circuit | 1 | 25 | 2021-01-25 | 1223680 | Sus | N | UnknownCause¦Patrolfoundnothing¦¦
21-0014910 | Equipment Failure/Involved | Overhead | Conductor, Overhead | Broken, wire on ground | 2021 | Tier 2 - Elevated | Distribution Circuit | 1 | 26 | 2021-01-26 | 1226438 | Sus | N | EquipmentFailureInvolved¦Overhead¦ConductorOverhead¦Brokenwireonground
21-0015827 | Equipment Failure/Involved | Overhead | Conductor, Overhead | Broken, wire on ground | 2021 | Tier 3 - Extreme | Distribution Circuit | 1 | 27 | 2021-01-27 | 1233425 | Sus | N | EquipmentFailureInvolved¦Overhead¦ConductorOverhead¦Brokenwireonground
21-0015888 | Vegetation | Tree - fell into line | Conductor, Overhead | Broken, wire on ground | 2021 | Tier 2 - Elevated | Distribution Circuit | 1 | 26 | 2021-01-26 | 1230706 | Sus | N | Vegetation¦Treefellintoline¦ConductorOverhead¦Brokenwireonground
21-0016703 | Vegetation | Tree - fell into line | Conductor, Overhead | Broken, wire on ground | 2021 | Tier 2 - Elevated | Distribution Circuit | 1 | 27 | 2021-01-27 | 1235887 | Sus | N | Vegetation¦Treefellintoline¦ConductorOverhead¦Brokenwireonground
21-0017133 | Vegetation | Tree - fell into line | Conductor, Overhead | Broken, wire on ground | 2021 | Tier 3 - Extreme | Distribution Circuit | 1 | 28 | 2021-01-28 | 1238378 | Sus | N | Vegetation¦Treefellintoline¦ConductorOverhead¦Brokenwireonground
21-0017950 | Vegetation | Tree - fell into line | Conductor, Overhead | Broken, wire on ground | 2021 | Tier 2 - Elevated | Distribution Circuit | 1 | 26 | 2021-01-26 | 1240603 | Sus | N | Vegetation¦Treefellintoline¦ConductorOverhead¦Brokenwireonground
21-0018190 | Equipment Failure/Involved | Overhead | Secondary | Normal | 2021 | Tier 2 - Elevated | Transformer only | 1 | 29 | 2021-01-29 | 1241222 | Sus | N | EquipmentFailureInvolved¦Overhead¦Secondary¦Normal
21-0020534 | Vegetation | Tree - branch fell on line | Conductor, Overhead | Normal | 2021 | Tier 3 - Extreme | Distribution Circuit | 2 | 1 | 2021-02-01 | 1245180 | Sus | N | Vegetation¦Treebranchfellonline¦ConductorOverhead¦Normal
21-0021836 | Animal | Squirrel | Switch (OH) | Normal | 2021 | Tier 2 - Elevated | Distribution Circuit | 2 | 4 | 2021-02-04 | 1247857 | Sus | N | Animal¦Squirrel¦Switch(OH)¦Normal
21-0022004 | Vegetation | Tree - branch fell on line | Conductor, Overhead | Broken, wire on ground | 2021 | Tier 2 - Elevated | Distribution Circuit | 2 | 4 | 2021-02-04 | 1248064 | Sus | N | Vegetation¦Treebranchfellonline¦ConductorOverhead¦Brokenwireonground
21-0024068 | Equipment Failure/Involved | Overhead | Transformer (OH) | Deteriorated | 2021 | Tier 2 - Elevated | Transformer only | 2 | 10 | 2021-02-10 | 1252410 | Sus | N | EquipmentFailureInvolved¦Overhead¦Transformer(OH)¦Deteriorated
21-0024532 | Equipment Failure/Involved | Overhead | Conductor, Overhead | Broken, wire on ground | 2021 | Tier 2 - Elevated | Distribution Circuit | 2 | 11 | 2021-02-11 | 1253073 | Sus | N | EquipmentFailureInvolved¦Overhead¦ConductorOverhead¦Brokenwireonground
21-0026553 | Unknown Cause | Patrol - found nothing |  |  | 2021 | Tier 3 - Extreme | Transformer only | 2 | 17 | 2021-02-17 | 1256530 | Sus | N | UnknownCause¦Patrolfoundnothing¦¦
21-0028698 | Equipment Failure/Involved | Overhead | Conductor, Overhead | Broken | 2021 | Tier 3 - Extreme | Distribution Circuit | 2 | 23 | 2021-02-23 | 1260201 | Sus | N | EquipmentFailureInvolved¦Overhead¦ConductorOverhead¦Broken
21-0033968 | Vegetation | Tree - branch fell on line | Conductor, Overhead | Normal | 2021 | Tier 2 - Elevated | Distribution Circuit | 3 | 9 | 2021-03-09 | 1275268 | Sus | N | Vegetation¦Treebranchfellonline¦ConductorOverhead¦Normal
21-0034304 | Vegetation | Tree - branch fell on line | Conductor, Overhead | Broken, wire on ground | 2021 | Tier 2 - Elevated | Distribution Circuit | 3 | 10 | 2021-03-10 | 1276711 | Sus | N | Vegetation¦Treebranchfellonline¦ConductorOverhead¦Brokenwireonground
21-0035417 | Equipment Failure/Involved | Overhead | Transformer | Broken | 2021 | Tier 3 - Extreme | Transformer only | 3 | 11 | 2021-03-11 | 1278701 | Sus | N | EquipmentFailureInvolved¦Overhead¦Transformer¦Broken
21-0035972 | 3rd Party | Vehicle | Secondary | Burned Open | 2021 | Tier 2 - Elevated | Transformer only | 3 | 12 | 2021-03-12 | 1280558 | Sus | N | 3rdParty¦Vehicle¦Secondary¦BurnedOpen
21-0036715 | Equipment Failure/Involved | Overhead | Fuse | Burned Open | 2021 | Tier 2 - Elevated | Distribution Circuit | 3 | 15 | 2021-03-15 | 1283386 | Sus | N | EquipmentFailureInvolved¦Overhead¦Fuse¦BurnedOpen
21-0038317 | Equipment Failure/Involved | Underground | Transformer (UG) | Leaking | 2021 | Tier 2 - Elevated | Distribution Circuit | 3 | 18 | 2021-03-18 | 1288323 | Sus | N | EquipmentFailureInvolved¦Underground¦Transformer(UG)¦Leaking
21-0048724 | Environmental/External | Lightning | Transformer (OH) | Failed/Faulted | 2021 | Tier 2 - Elevated | Transformer only | 4 | 14 | 2021-04-14 | 1317159 | Sus | N | EnvironmentalExternal¦Lightning¦Transformer(OH)¦FailedFaulted
21-0059189 | Animal | Other | Transformer (OH) | Normal | 2021 | Tier 3 - Extreme | Distribution Circuit | 5 | 9 | 2021-05-09 | 1344509 | Sus | Y | Animal¦Other¦Transformer(OH)¦Normal
21-0072374 | Equipment Failure/Involved | Overhead | Transformer (OH) | Failed/Faulted | 2021 | Tier 3 - Extreme | Transformer only | 6 | 9 | 2021-06-09 | 1369799 | Sus | Y | EquipmentFailureInvolved¦Overhead¦Transformer(OH)¦FailedFaulted
21-0075555 | Vegetation | Tree - fell into line | Conductor, Overhead | Normal | 2021 | Tier 3 - Extreme | Distribution Circuit | 6 | 17 | 2021-06-17 | 1376247 | Sus | Y | Vegetation¦Treefellintoline¦ConductorOverhead¦Normal
21-0085175 | Equipment Failure/Involved | Overhead | Cutout, fuse holder | Broken | 2021 | Tier 2 - Elevated | Transformer only | 7 | 6 | 2021-07-06 | 1392749 | Sus | Y | EquipmentFailureInvolved¦Overhead¦Cutoutfuseholder¦Broken
21-0085655 | Vegetation | Tree - fell into line | Conductor, Overhead | Normal | 2021 | Tier 2 - Elevated | Distribution Circuit | 7 | 6 | 2021-07-06 | 1393205 | Sus | Y | Vegetation¦Treefellintoline¦ConductorOverhead¦Normal
21-0088662 | Animal | Bird found | Conductor, Overhead | Normal | 2021 | Tier 2 - Elevated | Distribution Circuit | 7 | 13 | 2021-07-13 | 1402847 | Sus | Y | Animal¦Birdfound¦ConductorOverhead¦Normal
21-0089202 | Equipment Failure/Involved | Overhead | Crossarm, Wood | Broken | 2021 | Tier 2 - Elevated | Distribution Circuit | 7 | 13 | 2021-07-13 | 1403703 | Sus | Y | EquipmentFailureInvolved¦Overhead¦CrossarmWood¦Broken
21-0100641 | Equipment Failure/Involved | Overhead | Regulator | Malfunctioning | 2021 | Tier 3 - Extreme | Distribution Circuit | 8 | 5 | 2021-08-05 | 1435029 | Sus | Y | EquipmentFailureInvolved¦Overhead¦Regulator¦Malfunctioning
21-0103905 | Environmental/External | Fire, Forest/Grass | Conductor, Overhead | Burned/flashed | 2021 | Tier 2 - Elevated | Transmission line | 8 | 12 | 2021-08-12 | 1441405 | Sus | Y | EnvironmentalExternal¦FireForestGrass¦ConductorOverhead¦Burnedflashed
21-0103918 | Animal | Other | Switch (OH) | Broken | 2021 | Tier 2 - Elevated | Distribution Circuit | 8 | 12 | 2021-08-12 | 1441466 | Sus | Y | Animal¦Other¦Switch(OH)¦Broken
21-0107612 | Unknown Cause | Patrol - found nothing |  |  | 2021 | Tier 2 - Elevated | Transformer only | 8 | 20 | 2021-08-20 | 1448868 | Sus | Y | UnknownCause¦Patrolfoundnothing¦¦
21-0117060 | Unknown Cause | Patrol - found nothing |  |  | 2021 | Tier 3 - Extreme | Distribution Circuit | 9 | 13 | 2021-09-13 | 1471129 | Sus | Y | UnknownCause¦Patrolfoundnothing¦¦
21-0117428 | Equipment Failure/Involved | Overhead | Jumper | Burned Open | 2021 | Tier 2 - Elevated | Distribution Circuit | 9 | 24 | 2021-09-24 | 1480016 | Sus | Y | EquipmentFailureInvolved¦Overhead¦Jumper¦BurnedOpen
21-0123270 | 3rd Party | Tree - cutting, 3rd party | Conductor, Overhead | Broken, wire on ground | 2021 | Tier 2 - Elevated | Distribution Circuit | 9 | 28 | 2021-09-28 | 1482600 | Sus | Y | 3rdParty¦Treecutting3rdparty¦ConductorOverhead¦Brokenwireonground
21-0125450 | Vegetation | Tree - fell into line | Conductor, Overhead | Broken, wire on ground | 2021 | Tier 2 - Elevated | Distribution Circuit | 10 | 4 | 2021-10-04 | 1486302 | Sus | Y | Vegetation¦Treefellintoline¦ConductorOverhead¦Brokenwireonground
21-0132075 | Vegetation | Tree - fell into line | Conductor, Overhead | Broken, wire on ground | 2021 | Tier 2 - Elevated | Distribution Circuit | 10 | 17 | 2021-10-17 | 1499679 | Sus | Y | Vegetation¦Treefellintoline¦ConductorOverhead¦Brokenwireonground
21-0133427 | Equipment Failure/Involved | Overhead | Jumper | Burned Open | 2021 | Tier 2 - Elevated | Distribution Circuit | 10 | 19 | 2021-10-19 | 1502568 | Sus | Y | EquipmentFailureInvolved¦Overhead¦Jumper¦BurnedOpen
21-0133697 | Equipment Failure/Involved | Overhead | Insulator | Burned/flashed | 2021 | Tier 2 - Elevated | Distribution Circuit | 10 | 20 | 2021-10-20 | 1503085 | Sus | Y | EquipmentFailureInvolved¦Overhead¦Insulator¦Burnedflashed
21-0136272 | Vegetation | Tree - fell into line | Conductor, Overhead | Together | 2021 | Tier 2 - Elevated | Distribution Circuit | 10 | 24 | 2021-10-24 | 1512162 | Sus | Y | Vegetation¦Treefellintoline¦ConductorOverhead¦Together
21-0138875 | Vegetation | Tree - fell into line | Conductor, Overhead | Broken, wire on ground | 2021 | Tier 3 - Extreme | Distribution Circuit | 10 | 25 | 2021-10-25 | 1520558 | Sus | Y | Vegetation¦Treefellintoline¦ConductorOverhead¦Brokenwireonground
21-0149963 | Animal | Squirrel | Fuse | Burned Open | 2021 | Tier 3 - Extreme | Distribution Circuit | 11 | 23 | 2021-11-23 | 1553527 | Sus | Y | Animal¦Squirrel¦Fuse¦BurnedOpen
21-0151370 | Equipment Failure/Involved | Overhead | Crossarm, Wood | Normal | 2021 | Tier 2 - Elevated | Distribution Circuit | 11 | 26 | 2021-11-26 | 1554697 | Sus | Y | EquipmentFailureInvolved¦Overhead¦CrossarmWood¦Normal
21-0155128 | Unknown Cause | Patrol - found nothing |  |  | 2021 | Tier 2 - Elevated | Distribution Circuit | 12 | 6 | 2021-12-06 | 1560008 | Sus | N | UnknownCause¦Patrolfoundnothing¦¦
21-0157444 | Unknown Cause | Patrol - found nothing |  |  | 2021 | Tier 2 - Elevated | Distribution Circuit | 12 | 13 | 2021-12-13 | 1567989 | Sus | N | UnknownCause¦Patrolfoundnothing¦¦
21-0160230 | Vegetation | Tree - fell into line | Conductor, Overhead | Broken, wire on ground | 2021 | Tier 3 - Extreme | Distribution Circuit | 12 | 23 | 2021-12-23 | 1579561 | Sus | N | Vegetation¦Treefellintoline¦ConductorOverhead¦Brokenwireonground
21-0161377 | Vegetation | Tree - fell into line | Conductor, Overhead | Broken, wire on ground | 2021 | Tier 2 - Elevated | Distribution Circuit | 12 | 27 | 2021-12-27 | 1587210 | Sus | N | Vegetation¦Treefellintoline¦ConductorOverhead¦Brokenwireonground
21-0161516 | Unknown Cause | Patrol - found nothing |  |  | 2021 | Tier 2 - Elevated | Distribution Circuit | 12 | 29 | 2021-12-29 | 1587799 | Sus | N | UnknownCause¦Patrolfoundnothing¦¦
21-0161658 | Equipment Failure/Involved | Overhead | Pole-Wood | Broken, wire on ground | 2021 | Tier 2 - Elevated | Distribution Circuit | 12 | 27 | 2021-12-27 | 1588930 | Sus | N | EquipmentFailureInvolved¦Overhead¦PoleWood¦Brokenwireonground
21-0161770 | Vegetation | Tree - fell into line | Conductor, Overhead | Broken, wire on ground | 2021 | Tier 3 - Extreme | Distribution Circuit | 12 | 27 | 2021-12-27 | 1589607 | Sus | N | Vegetation¦Treefellintoline¦ConductorOverhead¦Brokenwireonground
21-0161909 | Unknown Cause | Patrol - found nothing |  |  | 2021 | Tier 2 - Elevated | Transformer only | 12 | 30 | 2021-12-30 | 1590198 | Sus | N | UnknownCause¦Patrolfoundnothing¦¦
22-0005405 | Environmental/External | Ice or snow | Conductor, Overhead | Broken, wire on ground | 2021 | Tier 3 - Extreme | Distribution Circuit | 12 | 27 | 2021-12-27 | 1593411 | Sus | N | EnvironmentalExternal¦Iceorsnow¦ConductorOverhead¦Brokenwireonground
22-0005834 | Equipment Failure/Involved | Overhead | Pole-Wood | Broken, wire on ground | 2022 | Tier 3 - Extreme | Distribution Circuit | 1 | 4 | 2022-01-04 | 1594633 | Sus | N | EquipmentFailureInvolved¦Overhead¦PoleWood¦Brokenwireonground
22-0005994 | Vegetation | Tree - fell into line | Pole-Wood | Broken, wire on ground | 2021 | Tier 3 - Extreme | Distribution Circuit | 12 | 27 | 2021-12-27 | 1594887 | Sus | N | Vegetation¦Treefellintoline¦PoleWood¦Brokenwireonground
22-0008723 | Unknown Cause | Patrol - not conducted |  |  | 2022 | Tier 2 - Elevated | Distribution Circuit | 1 | 12 | 2022-01-12 | 1600520 | Sus | N | UnknownCause¦Patrolnotconducted¦¦
22-0013231 | Equipment Failure/Involved | Overhead | Transformer (OH) | Failed/Faulted | 2022 | Tier 2 - Elevated | Distribution Circuit | 1 | 23 | 2022-01-23 | 1610073 | Sus | N | EquipmentFailureInvolved¦Overhead¦Transformer(OH)¦FailedFaulted
22-0037214 | Unknown Cause | Patrol - found nothing |  |  | 2022 | Tier 2 - Elevated | Distribution Circuit | 3 | 23 | 2022-03-23 | 1653963 | Sus | N | UnknownCause¦Patrolfoundnothing¦¦
22-0037698 | Vegetation | Tree - fell into line | Conductor, Overhead | Broken, wire on ground | 2022 | Tier 3 - Extreme | Distribution Circuit | 3 | 23 | 2022-03-23 | 1654585 | Sus | N | Vegetation¦Treefellintoline¦ConductorOverhead¦Brokenwireonground
22-0041469 | 3rd Party | Customer Equipment | Customer Equipment | Failed/Faulted | 2022 | Tier 2 - Elevated | Distribution Circuit | 3 | 31 | 2022-03-31 | 1660712 | Sus | N | 3rdParty¦CustomerEquipment¦CustomerEquipment¦FailedFaulted
22-0047890 | Equipment Failure/Involved | Overhead | Secondary | Broken | 2022 | Tier 2 - Elevated | Transformer only | 4 | 14 | 2022-04-14 | 1672171 | Sus | N | EquipmentFailureInvolved¦Overhead¦Secondary¦Broken
22-0070534 | Unknown Cause | Patrol - found nothing |  |  | 2022 | Tier 3 - Extreme | Transformer only | 6 | 6 | 2022-06-06 | 1720090 | Sus | Y | UnknownCause¦Patrolfoundnothing¦¦
22-0071504 | Unknown Cause | Patrol - found nothing |  |  | 2022 | Tier 3 - Extreme | Transformer only | 6 | 8 | 2022-06-08 | 1722658 | Sus | Y | UnknownCause¦Patrolfoundnothing¦¦
22-0072309 | Equipment Failure/Involved | Underground | Transformer (UG) | Broken | 2022 | Tier 3 - Extreme | Distribution Circuit | 6 | 9 | 2022-06-09 | 1726562 | Sus | Y | EquipmentFailureInvolved¦Underground¦Transformer(UG)¦Broken
22-0077912 | Unknown Cause | Patrol - not conducted |  |  | 2022 | Tier 2 - Elevated | Transformer only | 6 | 22 | 2022-06-22 | 1738961 | Sus | Y | UnknownCause¦Patrolnotconducted¦¦
22-0077937 | 3rd Party | Tree - cutting, 3rd party | Secondary | On Ground | 2022 | Tier 2 - Elevated | Transformer only | 6 | 23 | 2022-06-23 | 1740202 | Sus | Y | 3rdParty¦Treecutting3rdparty¦Secondary¦OnGround
22-0085339 | 3rd Party | Customer Equipment | Customer Equipment | Broken | 2022 | Tier 2 - Elevated | Distribution Circuit | 7 | 14 | 2022-07-14 | 1756285 | Sus | Y | 3rdParty¦CustomerEquipment¦CustomerEquipment¦Broken
22-0086638 | Equipment Failure/Involved | Overhead | Transformer (OH) | Leaking | 2022 | Tier 2 - Elevated | Transformer only | 7 | 18 | 2022-07-18 | 1759365 | Sus | Y | EquipmentFailureInvolved¦Overhead¦Transformer(OH)¦Leaking
22-0088932 | Unknown Cause | Patrol - found nothing |  |  | 2022 | Tier 2 - Elevated | Transformer only | 7 | 22 | 2022-07-22 | 1763477 | Sus | Y | UnknownCause¦Patrolfoundnothing¦¦
22-0096676 | Equipment Failure/Involved | Overhead | Transformer (OH) | Failed/Faulted | 2022 | Tier 2 - Elevated | Transformer only | 8 | 11 | 2022-08-11 | 1779189 | Sus | Y | EquipmentFailureInvolved¦Overhead¦Transformer(OH)¦FailedFaulted
22-0100205 | Unknown Cause | Patrol - found nothing |  |  | 2022 | Tier 3 - Extreme | Distribution Circuit | 8 | 21 | 2022-08-21 | 1786606 | Sus | Y | UnknownCause¦Patrolfoundnothing¦¦
22-0102252 | Unknown Cause | Patrol - found nothing |  |  | 2022 | Tier 3 - Extreme | Distribution Circuit | 8 | 26 | 2022-08-26 | 1792081 | Sus | Y | UnknownCause¦Patrolfoundnothing¦¦
22-0102862 | Vegetation | Tree - fell into line | Conductor, Overhead | Normal | 2022 | Tier 2 - Elevated | Distribution Circuit | 8 | 28 | 2022-08-28 | 1793687 | Sus | Y | Vegetation¦Treefellintoline¦ConductorOverhead¦Normal
22-0103765 | Company Initiated | Personnel, company | Circuit Breaker | Normal | 2022 | Tier 3 - Extreme | Generation | 8 | 30 | 2022-08-30 | 1795139 | Sus | Y | CompanyInitiated¦Personnelcompany¦CircuitBreaker¦Normal
22-0107547 | Animal | Bird found | Conductor, Overhead | Normal | 2022 | Tier 2 - Elevated | Distribution Circuit | 9 | 7 | 2022-09-07 | 1804733 | Sus | Y | Animal¦Birdfound¦ConductorOverhead¦Normal
22-0112450 | Equipment Failure/Involved | Overhead | Customer Equipment | Failed/Faulted | 2022 | Tier 2 - Elevated | Transformer only | 9 | 20 | 2022-09-20 | 1817058 | Sus | Y | EquipmentFailureInvolved¦Overhead¦CustomerEquipment¦FailedFaulted
22-0118020 | 3rd Party | Vehicle | Anchor or Guy | Normal | 2022 | Tier 2 - Elevated | Distribution Circuit | 10 | 5 | 2022-10-05 | 1828897 | Sus | Y | 3rdParty¦Vehicle¦AnchororGuy¦Normal
22-0119595 | Unknown Cause | Patrol - found nothing |  |  | 2022 | Tier 3 - Extreme | Distribution Circuit | 10 | 10 | 2022-10-10 | 1832502 | Sus | Y | UnknownCause¦Patrolfoundnothing¦¦
22-0120307 | Vegetation | Other ground vegetation | Conductor, Overhead | Normal | 2022 | Tier 2 - Elevated | Distribution Circuit | 10 | 11 | 2022-10-11 | 1835165 | Sus | Y | Vegetation¦Othergroundvegetation¦ConductorOverhead¦Normal
22-0125127 | Equipment Failure/Involved | Overhead | Fuse | Broken | 2022 | Zone 1 - HHZ | Transformer only | 10 | 26 | 2022-10-26 | 1846204 | Sus | Y | EquipmentFailureInvolved¦Overhead¦Fuse¦Broken
22-0128272 | Equipment Failure/Involved | Overhead | Insulator | Arcing | 2022 | Tier 2 - Elevated | Distribution Circuit | 11 | 6 | 2022-11-06 | 1855204 | Sus | Y | EquipmentFailureInvolved¦Overhead¦Insulator¦Arcing
22-0129008 | Unknown Cause | Patrol - not conducted |  |  | 2022 | Tier 3 - Extreme | Transformer only | 11 | 8 | 2022-11-08 | 1856717 | Sus | Y | UnknownCause¦Patrolnotconducted¦¦
22-0132315 | Unknown Cause | Patrol - found nothing |  |  | 2022 | Tier 2 - Elevated | Distribution Circuit | 11 | 17 | 2022-11-17 | 1865005 | Sus | Y | UnknownCause¦Patrolfoundnothing¦¦
22-0138676 | Vegetation | Tree - fell into line | Conductor, Overhead | Normal | 2022 | Tier 3 - Extreme | Distribution Circuit | 12 | 10 | 2022-12-10 | 1882365 | Sus | N | Vegetation¦Treefellintoline¦ConductorOverhead¦Normal
22-0139051 | Vegetation | Tree - fell into line | Conductor, Overhead | Broken, wire on ground | 2022 | Tier 3 - Extreme | Distribution Circuit | 12 | 11 | 2022-12-11 | 1886202 | Sus | N | Vegetation¦Treefellintoline¦ConductorOverhead¦Brokenwireonground
22-0141805 | Vegetation | Tree - branch fell on line | Conductor, Overhead | Normal | 2022 | Tier 2 - Elevated | Distribution Circuit | 12 | 27 | 2022-12-27 | 1897864 | Sus | N | Vegetation¦Treebranchfellonline¦ConductorOverhead¦Normal
22-0142233 | Vegetation | Tree - fell into line | Conductor, Overhead | Normal | 2022 | Tier 3 - Extreme | Distribution Circuit | 12 | 30 | 2022-12-30 | 1902179 | Sus | N | Vegetation¦Treefellintoline¦ConductorOverhead¦Normal
22-0142436 | Vegetation | Tree - fell into line | Conductor, Overhead | Normal | 2022 | Tier 2 - Elevated | Distribution Circuit | 12 | 30 | 2022-12-30 | 1902861 | Sus | N | Vegetation¦Treefellintoline¦ConductorOverhead¦Normal
15-0010160 | Vegetation | Tree - branch fell on line | Conductor, Overhead | Together | 2015 | Tier 2 - Elevated | Distribution Circuit | 2 | 6 | 2015-02-06 | 1175044 | Sus | N | Vegetation¦Treebranchfellonline¦ConductorOverhead¦Together
15-0010798 | Vegetation | Tree - branch fell on line | Conductor, Overhead | Burned/flashed | 2015 | Tier 2 - Elevated | Distribution Circuit | 2 | 6 | 2015-02-06 | 1179409 | Sus | N | Vegetation¦Treebranchfellonline¦ConductorOverhead¦Burnedflashed
15-0010859 | Vegetation | Tree - branch fell on line | Conductor, Overhead | Normal | 2015 | Tier 2 - Elevated | Distribution Circuit | 2 | 6 | 2015-02-06 | 1179529 | Sus | N | Vegetation¦Treebranchfellonline¦ConductorOverhead¦Normal
15-0014912 | Vegetation | Tree - fell into line | Pole-Wood | Broken, wire on ground | 2015 | Tier 2 - Elevated | Distribution Circuit | 2 | 23 | 2015-02-23 | 1194304 | Sus | N | Vegetation¦Treefellintoline¦PoleWood¦Brokenwireonground
15-0016353 | Equipment Failure/Involved | Lightning | Transformer | Burned/flashed | 2015 | Tier 3 - Extreme | Transformer only | 2 | 28 | 2015-02-28 | 1197184 | Sus | N | EquipmentFailureInvolved¦Lightning¦Transformer¦Burnedflashed
15-0036853 | Equipment Failure/Involved | Underground | Conductor, Underground | Burned/flashed | 2015 | Tier 2 - Elevated | Distribution Circuit | 5 | 28 | 2015-05-28 | 1240395 | Sus | Y | EquipmentFailureInvolved¦Underground¦ConductorUnderground¦Burnedflashed
15-0044634 | Equipment Failure/Involved | Overhead | Transformer (OH) | Failed/Faulted | 2015 | Tier 2 - Elevated | Transformer only | 7 | 1 | 2015-07-01 | 1260417 | Sus | Y | EquipmentFailureInvolved¦Overhead¦Transformer(OH)¦FailedFaulted
15-0045418 | Vegetation | Tree - fell into line | Conductor, Overhead | Normal | 2015 | Tier 2 - Elevated | Distribution Circuit | 7 | 3 | 2015-07-03 | 1262578 | Sus | Y | Vegetation¦Treefellintoline¦ConductorOverhead¦Normal
15-0049049 | Environmental/External | Lightning | Transformer (OH) | Failed/Faulted | 2015 | Tier 2 - Elevated | Distribution Circuit | 7 | 19 | 2015-07-19 | 1273145 | Sus | Y | EnvironmentalExternal¦Lightning¦Transformer(OH)¦FailedFaulted
15-0049081 | Vegetation | Tree - fell into line | Pole-Wood | Broken | 2015 | Tier 3 - Extreme | Transformer only | 7 | 20 | 2015-07-20 | 1273531 | Sus | Y | Vegetation¦Treefellintoline¦PoleWood¦Broken
15-0051285 | Equipment Failure/Involved | Underground | Conductor, Underground | Burned/flashed | 2015 | Tier 2 - Elevated | Distribution Circuit | 7 | 29 | 2015-07-29 | 1279252 | Sus | Y | EquipmentFailureInvolved¦Underground¦ConductorUnderground¦Burnedflashed
15-0054067 | Unknown Cause | Patrol - found nothing |  |  | 2015 | Tier 2 - Elevated | Distribution Circuit | 8 | 10 | 2015-08-10 | 1285803 | Sus | Y | UnknownCause¦Patrolfoundnothing¦¦
15-0058487 | Vegetation | Tree - fell into line | Conductor, Overhead | Together | 2015 | Tier 3 - Extreme | Distribution Circuit | 8 | 31 | 2015-08-31 | 1297954 | Sus | Y | Vegetation¦Treefellintoline¦ConductorOverhead¦Together
15-0059034 | Unknown Cause | Patrol - found nothing |  |  | 2015 | Tier 3 - Extreme | Distribution Circuit | 9 | 3 | 2015-09-03 | 1299432 | Sus | Y | UnknownCause¦Patrolfoundnothing¦¦
15-0069411 | Unknown Cause | Patrol - found nothing |  |  | 2015 | Tier 2 - Elevated | Distribution Circuit | 10 | 10 | 2015-10-10 | 1319912 | Sus | Y | UnknownCause¦Patrolfoundnothing¦¦
15-0069468 | Unknown Cause | Patrol - found nothing |  |  | 2015 | Tier 2 - Elevated | Distribution Circuit | 10 | 11 | 2015-10-11 | 1320131 | Sus | Y | UnknownCause¦Patrolfoundnothing¦¦
15-0070977 | Unknown Cause | Patrol - found nothing |  |  | 2015 | Tier 3 - Extreme | Distribution Circuit | 10 | 16 | 2015-10-16 | 1323357 | Sus | Y | UnknownCause¦Patrolfoundnothing¦¦
15-0073058 | Animal | Bird found |  | Failed/Faulted | 2015 | Tier 2 - Elevated | Transformer only | 10 | 23 | 2015-10-23 | 1328323 | Sus | Y | Animal¦Birdfound¦¦FailedFaulted
15-0075041 | Environmental/External | Lightning | Transformer | Failed/Faulted | 2015 | Tier 3 - Extreme | Transformer only | 11 | 2 | 2015-11-02 | 1333672 | Sus | Y | EnvironmentalExternal¦Lightning¦Transformer¦FailedFaulted
15-0086286 | Unknown Cause | Patrol - found nothing |  |  | 2015 | Tier 3 - Extreme | Distribution Circuit | 12 | 20 | 2015-12-20 | 1366990 | Sus | N | UnknownCause¦Patrolfoundnothing¦¦
15-0087476 | Vegetation | Tree - fell into line | Conductor, Overhead | Normal | 2015 | Tier 3 - Extreme | Distribution Circuit | 12 | 26 | 2015-12-26 | 1372276 | Sus | N | Vegetation¦Treefellintoline¦ConductorOverhead¦Normal
15-0087483 | Equipment Failure/Involved | Overhead | Transformer | Failed/Faulted | 2015 | Tier 2 - Elevated | Transformer only | 12 | 27 | 2015-12-27 | 1372316 | Sus | N | EquipmentFailureInvolved¦Overhead¦Transformer¦FailedFaulted
15-0087947 | Equipment Failure/Involved | Overhead |  | Failed/Faulted | 2015 | Tier 3 - Extreme | Transformer only | 12 | 31 | 2015-12-31 | 1375335 | Sus | N | EquipmentFailureInvolved¦Overhead¦¦FailedFaulted
16-0012772 | Unknown Cause | Patrol - not conducted |  |  | 2016 | Tier 2 - Elevated | Distribution Circuit | 2 | 16 | 2016-02-16 | 1403955 | Sus | N | UnknownCause¦Patrolnotconducted¦¦
16-0013012 | Equipment Failure/Involved | Electrical Overload | Jumper | Burned Open | 2016 | Tier 2 - Elevated | Distribution Circuit | 2 | 17 | 2016-02-17 | 1404562 | Sus | N | EquipmentFailureInvolved¦ElectricalOverload¦Jumper¦BurnedOpen
16-0017941 | Equipment Failure/Involved | Overhead | Conductor, Overhead | Broken, wire on ground | 2016 | Tier 2 - Elevated | Distribution Circuit | 3 | 5 | 2016-03-05 | 1419432 | Sus | N | EquipmentFailureInvolved¦Overhead¦ConductorOverhead¦Brokenwireonground
16-0018433 | Vegetation | Tree - fell into line | Conductor, Overhead | Broken, wire on ground | 2016 | Tier 2 - Elevated | Distribution Circuit | 3 | 5 | 2016-03-05 | 1421530 | Sus | N | Vegetation¦Treefellintoline¦ConductorOverhead¦Brokenwireonground
16-0018519 | Vegetation | Tree - fell into line | Conductor, Overhead | Normal | 2016 | Tier 2 - Elevated | Distribution Circuit | 3 | 6 | 2016-03-06 | 1422108 | Sus | N | Vegetation¦Treefellintoline¦ConductorOverhead¦Normal
16-0018608 | Vegetation | Tree - fell into line | Conductor, Overhead | Broken, wire on ground | 2016 | Tier 3 - Extreme | Distribution Circuit | 3 | 6 | 2016-03-06 | 1422878 | Sus | N | Vegetation¦Treefellintoline¦ConductorOverhead¦Brokenwireonground
16-0019117 | Unknown Cause | Patrol - found nothing |  |  | 2016 | Tier 2 - Elevated | Distribution Circuit | 3 | 7 | 2016-03-07 | 1424745 | Sus | N | UnknownCause¦Patrolfoundnothing¦¦
16-0020230 | Vegetation | Tree - branch fell on line | Conductor, Overhead | Normal | 2016 | Tier 2 - Elevated | Distribution Circuit | 3 | 11 | 2016-03-11 | 1427134 | Sus | N | Vegetation¦Treebranchfellonline¦ConductorOverhead¦Normal
16-0025635 | 3rd Party | Vehicle | Pole-Wood | Broken | 2016 | Tier 2 - Elevated | Distribution Circuit | 4 | 1 | 2016-04-01 | 1443003 | Sus | N | 3rdParty¦Vehicle¦PoleWood¦Broken
16-0025855 | Vegetation | Tree - fell into line | Crossarm, Wood | Broken | 2016 | Tier 3 - Extreme | Distribution Circuit | 4 | 4 | 2016-04-04 | 1443878 | Sus | N | Vegetation¦Treefellintoline¦CrossarmWood¦Broken
16-0032857 | Unknown Cause | Patrol - found nothing |  |  | 2016 | Tier 3 - Extreme | Distribution Circuit | 4 | 30 | 2016-04-30 | 1462099 | Sus | N | UnknownCause¦Patrolfoundnothing¦¦
16-0033019 | Environmental/External | Lightning | Other | Failed/Faulted | 2016 | Tier 2 - Elevated | Transformer only | 5 | 1 | 2016-05-01 | 1462551 | Sus | Y | EnvironmentalExternal¦Lightning¦Other¦FailedFaulted
16-0035656 | Vegetation | Tree - branch fell on line | Conductor, Overhead | Normal | 2016 | Tier 3 - Extreme | Distribution Circuit | 5 | 12 | 2016-05-12 | 1468734 | Sus | Y | Vegetation¦Treebranchfellonline¦ConductorOverhead¦Normal
16-0036052 | Vegetation | Tree - fell into line | Conductor, Overhead | Normal | 2016 | Tier 3 - Extreme | Distribution Circuit | 5 | 14 | 2016-05-14 | 1469754 | Sus | Y | Vegetation¦Treefellintoline¦ConductorOverhead¦Normal
16-0043548 | Unknown Cause | Patrol - found nothing |  |  | 2016 | Tier 3 - Extreme | Transformer only | 6 | 15 | 2016-06-15 | 1489655 | Sus | Y | UnknownCause¦Patrolfoundnothing¦¦
16-0044160 | Environmental/External | Fire, Forest/Grass | Pole-Wood | Burned/flashed | 2016 | Tier 2 - Elevated | Distribution Circuit | 6 | 17 | 2016-06-17 | 1491576 | Sus | Y | EnvironmentalExternal¦FireForestGrass¦PoleWood¦Burnedflashed
16-0044808 | Unknown Cause | Patrol - found nothing |  |  | 2016 | Tier 2 - Elevated | Distribution Circuit | 6 | 21 | 2016-06-21 | 1493262 | Sus | Y | UnknownCause¦Patrolfoundnothing¦¦
16-0047594 | Equipment Failure/Involved | Overhead | Connector or Splice (OH) | Broken, wire on ground | 2016 | Tier 2 - Elevated | Distribution Circuit | 7 | 2 | 2016-07-02 | 1500239 | Sus | Y | EquipmentFailureInvolved¦Overhead¦ConnectororSplice(OH)¦Brokenwireonground
16-0049524 | Animal | Squirrel |  | Failed/Faulted | 2016 | Tier 2 - Elevated | Transformer only | 7 | 13 | 2016-07-13 | 1509182 | Sus | Y | Animal¦Squirrel¦¦FailedFaulted
16-0052690 | Environmental/External | Fire, Forest/Grass | Conductor, Overhead | Normal | 2016 | Tier 2 - Elevated | Distribution Circuit | 7 | 26 | 2016-07-26 | 1516455 | Sus | Y | EnvironmentalExternal¦FireForestGrass¦ConductorOverhead¦Normal
16-0058189 | Unknown Cause | Patrol - found nothing |  |  | 2016 | Tier 2 - Elevated | Distribution Circuit | 8 | 18 | 2016-08-18 | 1528339 | Sus | Y | UnknownCause¦Patrolfoundnothing¦¦
16-0063096 | Unknown Cause | Patrol - found nothing |  |  | 2016 | Tier 2 - Elevated | Distribution Circuit | 9 | 8 | 2016-09-08 | 1538196 | Sus | Y | UnknownCause¦Patrolfoundnothing¦¦
16-0066451 | Unknown Cause | Patrol - found nothing |  |  | 2016 | Tier 2 - Elevated | Distribution Circuit | 9 | 22 | 2016-09-22 | 1545829 | Sus | Y | UnknownCause¦Patrolfoundnothing¦¦
16-0067209 | Unknown Cause | Patrol - found nothing |  |  | 2016 | Tier 2 - Elevated | Distribution Circuit | 9 | 24 | 2016-09-24 | 1546941 | Sus | Y | UnknownCause¦Patrolfoundnothing¦¦
16-0071167 | Company Initiated | Return Circuit Normal | Conductor, Underground | Normal | 2016 | Tier 2 - Elevated | Distribution Circuit | 11 | 29 | 2016-11-29 | 1591152 | Sus | Y | CompanyInitiated¦ReturnCircuitNormal¦ConductorUnderground¦Normal
16-0075033 | Environmental/External | Lightning | Transformer | Failed/Faulted | 2016 | Tier 3 - Extreme | Transformer only | 10 | 24 | 2016-10-24 | 1568593 | Sus | Y | EnvironmentalExternal¦Lightning¦Transformer¦FailedFaulted
16-0079755 | 3rd Party | Vehicle | Pole-Wood | Broken, wire on ground | 2016 | Tier 2 - Elevated | Distribution Circuit | 11 | 14 | 2016-11-14 | 1581092 | Sus | Y | 3rdParty¦Vehicle¦PoleWood¦Brokenwireonground
16-0083165 | Unknown Cause | Patrol - found nothing |  |  | 2016 | Tier 2 - Elevated | Distribution Circuit | 11 | 30 | 2016-11-30 | 1591989 | Sus | Y | UnknownCause¦Patrolfoundnothing¦¦
16-0086010 | Equipment Failure/Involved | Overhead | Pole-Wood | Broken, wire on ground | 2016 | Tier 2 - Elevated | Distribution Circuit | 12 | 16 | 2016-12-16 | 1604427 | Sus | N | EquipmentFailureInvolved¦Overhead¦PoleWood¦Brokenwireonground
16-0086070 | Vegetation | Tree - fell into line | Conductor, Overhead | Broken, wire on ground | 2016 | Tier 2 - Elevated | Distribution Circuit | 12 | 16 | 2016-12-16 | 1605025 | Sus | N | Vegetation¦Treefellintoline¦ConductorOverhead¦Brokenwireonground
16-0086648 | Vegetation | Tree - fell into line | Insulator | Broken | 2016 | Tier 2 - Elevated | Distribution Circuit | 12 | 21 | 2016-12-21 | 1608636 | Sus | N | Vegetation¦Treefellintoline¦Insulator¦Broken
16-0086827 | Equipment Failure/Involved | Overhead | Pole-Wood | Broken | 2016 | Tier 2 - Elevated | Distribution Circuit | 12 | 23 | 2016-12-23 | 1609878 | Sus | N | EquipmentFailureInvolved¦Overhead¦PoleWood¦Broken
17-0004515 | Vegetation | Tree - fell into line | Conductor, Overhead | Broken, wire on ground | 2017 | Tier 3 - Extreme | Distribution Circuit | 1 | 7 | 2017-01-07 | 1620767 | Sus | N | Vegetation¦Treefellintoline¦ConductorOverhead¦Brokenwireonground
17-0005403 | Unknown Cause | Patrol - found nothing |  |  | 2017 | Tier 3 - Extreme | Distribution Circuit | 1 | 8 | 2017-01-08 | 1623003 | Sus | N | UnknownCause¦Patrolfoundnothing¦¦
17-0005959 | Vegetation | Tree - fell into line | Conductor, Overhead | Normal | 2017 | Tier 3 - Extreme | Distribution Circuit | 1 | 8 | 2017-01-08 | 1628866 | Sus | N | Vegetation¦Treefellintoline¦ConductorOverhead¦Normal
17-0007172 | Vegetation | Tree - fell into line | Conductor, Overhead | Broken, wire on ground | 2017 | Tier 2 - Elevated | Distribution Circuit | 1 | 10 | 2017-01-10 | 1637690 | Sus | N | Vegetation¦Treefellintoline¦ConductorOverhead¦Brokenwireonground
17-0007282 | Equipment Failure/Involved | Fire, pole | Pole-Wood | Burned/flashed | 2017 | Tier 2 - Elevated | Distribution Circuit | 1 | 11 | 2017-01-11 | 1638155 | Sus | N | EquipmentFailureInvolved¦Firepole¦PoleWood¦Burnedflashed
17-0007648 | Equipment Failure/Involved | Overhead | Conductor, Overhead | Broken, wire on ground | 2017 | Tier 3 - Extreme | Distribution Circuit | 1 | 10 | 2017-01-10 | 1638828 | Sus | N | EquipmentFailureInvolved¦Overhead¦ConductorOverhead¦Brokenwireonground
17-0007656 | Vegetation | Tree - fell into line | Conductor, Overhead | Together | 2017 | Tier 2 - Elevated | Distribution Circuit | 1 | 11 | 2017-01-11 | 1638952 | Sus | N | Vegetation¦Treefellintoline¦ConductorOverhead¦Together
17-0008820 | Unknown Cause | Patrol - not conducted |  |  | 2017 | Tier 3 - Extreme | Distribution Circuit | 1 | 13 | 2017-01-13 | 1642632 | Sus | N | UnknownCause¦Patrolnotconducted¦¦
17-0009241 | Equipment Failure/Involved | Overhead | Jumper | Broken | 2017 | Tier 2 - Elevated | Transformer only | 1 | 14 | 2017-01-14 | 1643817 | Sus | N | EquipmentFailureInvolved¦Overhead¦Jumper¦Broken
17-0010288 | Unknown Cause | Patrol - found nothing |  |  | 2017 | Tier 3 - Extreme | Distribution Circuit | 1 | 18 | 2017-01-18 | 1646852 | Sus | N | UnknownCause¦Patrolfoundnothing¦¦
17-0010592 | Unknown Cause | Patrol - found nothing |  |  | 2017 | Tier 3 - Extreme | Distribution Circuit | 1 | 18 | 2017-01-18 | 1649279 | Sus | N | UnknownCause¦Patrolfoundnothing¦¦
17-0010964 | Vegetation | Tree - branch fell on line | Conductor, Overhead | Normal | 2017 | Tier 3 - Extreme | Distribution Circuit | 1 | 19 | 2017-01-19 | 1651247 | Sus | N | Vegetation¦Treebranchfellonline¦ConductorOverhead¦Normal
17-0011858 | Equipment Failure/Involved | Overhead | Conductor, Overhead | Broken, wire on ground | 2017 | Tier 3 - Extreme | Distribution Circuit | 1 | 20 | 2017-01-20 | 1655320 | Sus | N | EquipmentFailureInvolved¦Overhead¦ConductorOverhead¦Brokenwireonground
17-0012018 | 3rd Party | Vehicle | Pole-Wood | Broken | 2017 | Tier 3 - Extreme | Distribution Circuit | 1 | 21 | 2017-01-21 | 1656534 | Sus | N | 3rdParty¦Vehicle¦PoleWood¦Broken
17-0012950 | Vegetation | Tree - fell into line | Crossarm, Wood | Broken, wire on ground | 2017 | Tier 3 - Extreme | Distribution Circuit | 1 | 21 | 2017-01-21 | 1657057 | Sus | N | Vegetation¦Treefellintoline¦CrossarmWood¦Brokenwireonground
17-0013104 | Vegetation | Tree - branch fell on line | Conductor, Overhead | Normal | 2017 | Tier 3 - Extreme | Distribution Circuit | 1 | 21 | 2017-01-21 | 1657238 | Sus | N | Vegetation¦Treebranchfellonline¦ConductorOverhead¦Normal
17-0018535 | Unknown Cause | Patrol - found nothing |  |  | 2017 | Tier 3 - Extreme | Distribution Circuit | 2 | 7 | 2017-02-07 | 1678821 | Sus | N | UnknownCause¦Patrolfoundnothing¦¦
17-0018596 | Vegetation | Tree - fell into line | Conductor, Overhead | Broken, wire on ground | 2017 | Tier 2 - Elevated | Distribution Circuit | 2 | 7 | 2017-02-07 | 1678445 | Sus | N | Vegetation¦Treefellintoline¦ConductorOverhead¦Brokenwireonground
17-0019144 | Vegetation | Tree - branch fell on line | Fuse | Failed/Faulted | 2017 | Tier 2 - Elevated | Distribution Circuit | 2 | 8 | 2017-02-08 | 1682541 | Sus | N | Vegetation¦Treebranchfellonline¦Fuse¦FailedFaulted
17-0022126 | Vegetation | Tree - fell into line | Conductor, Overhead | Broken, wire on ground | 2017 | Tier 2 - Elevated | Distribution Circuit | 2 | 17 | 2017-02-17 | 1693433 | Sus | N | Vegetation¦Treefellintoline¦ConductorOverhead¦Brokenwireonground
17-0022621 | Unknown Cause | Patrol - found nothing |  |  | 2017 | Tier 2 - Elevated | Distribution Circuit | 2 | 17 | 2017-02-17 | 1694948 | Sus | N | UnknownCause¦Patrolfoundnothing¦¦
17-0024992 | Unknown Cause | Patrol - not conducted |  |  | 2017 | Tier 3 - Extreme | Distribution Circuit | 2 | 21 | 2017-02-21 | 1707111 | Sus | N | UnknownCause¦Patrolnotconducted¦¦
17-0025194 | Vegetation | Tree - fell into line | Conductor, Overhead | Bent or Twisted | 2017 | Tier 3 - Extreme | Distribution Circuit | 2 | 20 | 2017-02-20 | 1705230 | Sus | N | Vegetation¦Treefellintoline¦ConductorOverhead¦BentorTwisted
17-0025779 | Equipment Failure/Involved | Electrical Overload | Transformer (OH) | Failed/Faulted | 2017 | Tier 2 - Elevated | Transformer only | 2 | 22 | 2017-02-22 | 1711338 | Sus | N | EquipmentFailureInvolved¦ElectricalOverload¦Transformer(OH)¦FailedFaulted
17-0026686 | Equipment Failure/Involved | Overhead | Transformer | Failed/Faulted | 2017 | Tier 2 - Elevated | Transformer only | 2 | 25 | 2017-02-25 | 1713620 | Sus | N | EquipmentFailureInvolved¦Overhead¦Transformer¦FailedFaulted
17-0030050 | Vegetation | Tree - branch fell on line | Conductor, Overhead | Normal | 2017 | Tier 3 - Extreme | Distribution Circuit | 3 | 10 | 2017-03-10 | 1724046 | Sus | N | Vegetation¦Treebranchfellonline¦ConductorOverhead¦Normal
17-0033642 | Vegetation | Tree - branch fell on line | Conductor, Overhead | Normal | 2017 | Tier 2 - Elevated | Distribution Circuit | 3 | 24 | 2017-03-24 | 1735035 | Sus | N | Vegetation¦Treebranchfellonline¦ConductorOverhead¦Normal
17-0033887 | Unknown Cause | Patrol - found nothing |  |  | 2017 | Tier 3 - Extreme | Distribution Circuit | 3 | 26 | 2017-03-26 | 1736046 | Sus | N | UnknownCause¦Patrolfoundnothing¦¦
17-0039398 | Unknown Cause | Patrol - found nothing |  |  | 2017 | Tier 2 - Elevated | Distribution Circuit | 4 | 12 | 2017-04-12 | 1755826 | Sus | N | UnknownCause¦Patrolfoundnothing¦¦
17-0041294 | Vegetation | Tree - fell into line | Conductor, Overhead | Normal | 2017 | Tier 2 - Elevated | Distribution Circuit | 4 | 19 | 2017-04-19 | 1760747 | Sus | N | Vegetation¦Treefellintoline¦ConductorOverhead¦Normal
17-0042611 | Unknown Cause | Patrol - not conducted |  |  | 2017 | Tier 2 - Elevated | Distribution Circuit | 4 | 24 | 2017-04-24 | 1766334 | Sus | N | UnknownCause¦Patrolnotconducted¦¦
17-0046045 | Vegetation | Tree - branch fell on line | Conductor, Overhead | Normal | 2017 | Tier 2 - Elevated | Distribution Circuit | 5 | 7 | 2017-05-07 | 1776876 | Sus | Y | Vegetation¦Treebranchfellonline¦ConductorOverhead¦Normal
17-0052143 | Vegetation | Tree - branch fell on line | Conductor, Overhead | Bent or Twisted | 2017 | Tier 2 - Elevated | Distribution Circuit | 6 | 1 | 2017-06-01 | 1795071 | Sus | Y | Vegetation¦Treebranchfellonline¦ConductorOverhead¦BentorTwisted
17-0062218 | Animal | Squirrel | Cutout, fuse holder | Normal | 2017 | Tier 2 - Elevated | Distribution Circuit | 7 | 12 | 2017-07-12 | 1829576 | Sus | Y | Animal¦Squirrel¦Cutoutfuseholder¦Normal
17-0074402 | Equipment Failure/Involved | Overhead | Transformer (OH) | Burned/flashed | 2017 | Tier 2 - Elevated | Transformer only | 8 | 31 | 2017-08-31 | 1863984 | Sus | Y | EquipmentFailureInvolved¦Overhead¦Transformer(OH)¦Burnedflashed
17-0076455 | Unknown Cause | Patrol - found nothing |  | Failed/Faulted | 2017 | Tier 2 - Elevated | Distribution Circuit | 9 | 6 | 2017-09-06 | 1871692 | Sus | Y | UnknownCause¦Patrolfoundnothing¦¦FailedFaulted
17-0077317 | Vegetation | Tree - branch fell on line | Conductor, Overhead | Normal | 2017 | Tier 2 - Elevated | Distribution Circuit | 9 | 10 | 2017-09-10 | 1874295 | Sus | Y | Vegetation¦Treebranchfellonline¦ConductorOverhead¦Normal
17-0078578 | Unknown Cause | Patrol - found nothing |  |  | 2017 | Tier 2 - Elevated | Distribution Circuit | 9 | 13 | 2017-09-13 | 1878226 | Sus | Y | UnknownCause¦Patrolfoundnothing¦¦
17-0081337 | Unknown Cause | Patrol - found nothing |  |  | 2017 | Tier 2 - Elevated | Distribution Circuit | 9 | 24 | 2017-09-24 | 1885067 | Sus | Y | UnknownCause¦Patrolfoundnothing¦¦
17-0081902 | Unknown Cause | Patrol - found nothing |  |  | 2017 | Tier 2 - Elevated | Distribution Circuit | 9 | 26 | 2017-09-26 | 1886257 | Sus | Y | UnknownCause¦Patrolfoundnothing¦¦
17-0083028 | Unknown Cause | Patrol - found nothing |  |  | 2017 | Tier 3 - Extreme | Distribution Circuit | 9 | 30 | 2017-09-30 | 1888468 | Sus | Y | UnknownCause¦Patrolfoundnothing¦¦
17-0085701 | Unknown Cause | Patrol - found nothing |  |  | 2017 | Tier 2 - Elevated | Distribution Circuit | 10 | 9 | 2017-10-09 | 1896483 | Sus | Y | UnknownCause¦Patrolfoundnothing¦¦
17-0085724 | Unknown Cause | Patrol - found nothing |  |  | 2017 | Tier 3 - Extreme | Distribution Circuit | 10 | 9 | 2017-10-09 | 1894739 | Sus | Y | UnknownCause¦Patrolfoundnothing¦¦
17-0086386 | Unknown Cause | Patrol - found nothing |  |  | 2017 | Tier 3 - Extreme | Distribution Circuit | 10 | 11 | 2017-10-11 | 1898481 | Sus | Y | UnknownCause¦Patrolfoundnothing¦¦
17-0086827 | Environmental/External | Fire, Forest/Grass | Pole-Wood | Broken, wire on ground | 2017 | Tier 2 - Elevated | Distribution Circuit | 10 | 8 | 2017-10-08 | 1899500 | Sus | Y | EnvironmentalExternal¦FireForestGrass¦PoleWood¦Brokenwireonground
17-0087450 | Equipment Failure/Involved | Overhead | Cutout, fuse holder | Broken | 2017 | Tier 2 - Elevated | Distribution Circuit | 10 | 14 | 2017-10-14 | 1901066 | Sus | Y | EquipmentFailureInvolved¦Overhead¦Cutoutfuseholder¦Broken
17-0088447 | Vegetation | Tree - fell into line | Conductor, Overhead | Normal | 2017 | Tier 2 - Elevated | Distribution Circuit | 10 | 18 | 2017-10-18 | 1903517 | Sus | Y | Vegetation¦Treefellintoline¦ConductorOverhead¦Normal
17-0088893 | Vegetation | Tree - fell into line | Conductor, Overhead | Broken, wire on ground | 2017 | Tier 3 - Extreme | Distribution Circuit | 10 | 20 | 2017-10-20 | 1904944 | Sus | Y | Vegetation¦Treefellintoline¦ConductorOverhead¦Brokenwireonground
17-0093358 | Equipment Failure/Involved | Overhead | Transformer | Broken | 2017 | Tier 2 - Elevated | Transformer only | 11 | 7 | 2017-11-07 | 1917819 | Sus | Y | EquipmentFailureInvolved¦Overhead¦Transformer¦Broken
17-0093987 | Equipment Failure/Involved | Overhead | Regulator | Leaking | 2017 | Tier 2 - Elevated | Distribution Circuit | 11 | 9 | 2017-11-09 | 1919631 | Sus | Y | EquipmentFailureInvolved¦Overhead¦Regulator¦Leaking
17-0099858 | Equipment Failure/Involved | Overhead | Conductor, Overhead | Together | 2017 | Tier 3 - Extreme | Distribution Circuit | 12 | 4 | 2017-12-04 | 1936075 | Sus | N | EquipmentFailureInvolved¦Overhead¦ConductorOverhead¦Together
17-0101173 | Equipment Failure/Involved | Overhead | Pole-Wood | Deteriorated | 2017 | Tier 2 - Elevated | Distribution Circuit | 12 | 11 | 2017-12-11 | 1940764 | Sus | N | EquipmentFailureInvolved¦Overhead¦PoleWood¦Deteriorated
17-0101326 | Equipment Failure/Involved | Overhead | Crossarm, Wood | Broken | 2017 | Tier 2 - Elevated | Distribution Circuit | 12 | 12 | 2017-12-12 | 1941279 | Sus | N | EquipmentFailureInvolved¦Overhead¦CrossarmWood¦Broken
17-0102865 | Equipment Failure/Involved | Overhead | Fuse | Broken | 2017 | Tier 3 - Extreme | Distribution Circuit | 12 | 20 | 2017-12-20 | 1949016 | Sus | N | EquipmentFailureInvolved¦Overhead¦Fuse¦Broken
18-0004365 | Equipment Failure/Involved | Overhead | Transformer | Failed/Faulted | 2018 | Tier 2 - Elevated | Transformer only | 1 | 8 | 2018-01-08 | 3866 | Sus | N | EquipmentFailureInvolved¦Overhead¦Transformer¦FailedFaulted
18-0007215 | Equipment Failure/Involved | Overhead | Pole-Wood | Broken | 2018 | Tier 3 - Extreme | Distribution Circuit | 1 | 18 | 2018-01-18 | 10542 | Sus | N | EquipmentFailureInvolved¦Overhead¦PoleWood¦Broken
18-0018396 | Unknown Cause | Patrol - not conducted |  |  | 2018 | Tier 2 - Elevated | Distribution Circuit | 3 | 1 | 2018-03-01 | 34247 | Sus | N | UnknownCause¦Patrolnotconducted¦¦
18-0019598 | Vegetation | Tree - fell into line | Conductor, Overhead | Broken, wire on ground | 2018 | Tier 3 - Extreme | Distribution Circuit | 3 | 4 | 2018-03-04 | 37914 | Sus | N | Vegetation¦Treefellintoline¦ConductorOverhead¦Brokenwireonground
18-0022098 | Unknown Cause | Patrol - found nothing |  |  | 2018 | Tier 2 - Elevated | Distribution Circuit | 3 | 13 | 2018-03-13 | 43001 | Sus | N | UnknownCause¦Patrolfoundnothing¦¦
18-0023263 | Environmental/External | Ice or snow | Crossarm, Wood | Broken, wire on ground | 2018 | Tier 2 - Elevated | Distribution Circuit | 3 | 16 | 2018-03-16 | 45248 | Sus | N | EnvironmentalExternal¦Iceorsnow¦CrossarmWood¦Brokenwireonground
18-0023665 | Vegetation | Tree - fell into line | Conductor, Overhead | Normal | 2018 | Tier 3 - Extreme | Distribution Circuit | 3 | 16 | 2018-03-16 | 45428 | Sus | N | Vegetation¦Treefellintoline¦ConductorOverhead¦Normal
18-0024076 | Equipment Failure/Involved | Overhead | Pole-Wood | Broken | 2018 | Tier 2 - Elevated | Transformer only | 3 | 19 | 2018-03-19 | 47829 | Sus | N | EquipmentFailureInvolved¦Overhead¦PoleWood¦Broken
18-0024097 | Unknown Cause | Patrol - found nothing |  |  | 2018 | Tier 2 - Elevated | Distribution Circuit | 3 | 19 | 2018-03-19 | 47729 | Sus | N | UnknownCause¦Patrolfoundnothing¦¦
18-0027346 | Equipment Failure/Involved | Underground | Bushing | Burned/flashed | 2018 | Tier 2 - Elevated | Distribution Circuit | 3 | 28 | 2018-03-28 | 55020 | Sus | N | EquipmentFailureInvolved¦Underground¦Bushing¦Burnedflashed
18-0028083 | Unknown Cause | Patrol - found nothing |  |  | 2018 | Tier 3 - Extreme | Distribution Circuit | 3 | 30 | 2018-03-30 | 56943 | Sus | N | UnknownCause¦Patrolfoundnothing¦¦
18-0029663 | Equipment Failure/Involved | Electrical Overload | Transformer | Deteriorated | 2018 | Tier 2 - Elevated | Transformer only | 4 | 5 | 2018-04-05 | 60331 | Sus | N | EquipmentFailureInvolved¦ElectricalOverload¦Transformer¦Deteriorated
18-0030921 | Equipment Failure/Involved | Overhead | Regulator | Malfunctioning | 2018 | Tier 2 - Elevated | Distribution Circuit | 4 | 10 | 2018-04-10 | 63971 | Sus | N | EquipmentFailureInvolved¦Overhead¦Regulator¦Malfunctioning
18-0039311 | Equipment Failure/Involved | Overhead | Anchor or Guy | Broken, wire on object | 2018 | Tier 2 - Elevated | Distribution Circuit | 5 | 8 | 2018-05-08 | 81793 | Sus | Y | EquipmentFailureInvolved¦Overhead¦AnchororGuy¦Brokenwireonobject
18-0056043 | Vegetation | Tree - fell into line | Conductor, Overhead | Broken, wire on ground | 2018 | Tier 2 - Elevated | Distribution Circuit | 7 | 1 | 2018-07-01 | 122109 | Sus | Y | Vegetation¦Treefellintoline¦ConductorOverhead¦Brokenwireonground
18-0057758 | Animal | Bird found | Conductor, Overhead | Normal | 2018 | Tier 2 - Elevated | Distribution Circuit | 7 | 8 | 2018-07-08 | 126533 | Sus | Y | Animal¦Birdfound¦ConductorOverhead¦Normal
18-0062377 | Vegetation | Tree - branch fell on line | Conductor, Overhead | Normal | 2018 | Tier 2 - Elevated | Distribution Circuit | 7 | 21 | 2018-07-21 | 137305 | Sus | Y | Vegetation¦Treebranchfellonline¦ConductorOverhead¦Normal
18-0063013 | 3rd Party | Tree - cutting, 3rd party | Conductor, Overhead | Normal | 2018 | Tier 3 - Extreme | Distribution Circuit | 7 | 24 | 2018-07-24 | 138937 | Sus | Y | 3rdParty¦Treecutting3rdparty¦ConductorOverhead¦Normal
18-0065236 | Animal | Bird found | Conductor, Overhead | Normal | 2018 | Tier 3 - Extreme | Distribution Circuit | 7 | 31 | 2018-07-31 | 145640 | Sus | Y | Animal¦Birdfound¦ConductorOverhead¦Normal
18-0066740 | Environmental/External | Fire, Forest/Grass | Pole-Wood | Burned/flashed | 2018 | Tier 3 - Extreme | Distribution Circuit | 7 | 26 | 2018-07-26 | 148905 | Sus | Y | EnvironmentalExternal¦FireForestGrass¦PoleWood¦Burnedflashed
18-0072490 | Equipment Failure/Involved | Overhead | Pole-Wood | Broken | 2018 | Tier 3 - Extreme | Distribution Circuit | 8 | 22 | 2018-08-22 | 160128 | Sus | Y | EquipmentFailureInvolved¦Overhead¦PoleWood¦Broken
18-0076430 | Unknown Cause | Patrol - found nothing |  |  | 2018 | Tier 2 - Elevated | Distribution Circuit | 9 | 4 | 2018-09-04 | 168143 | Sus | Y | UnknownCause¦Patrolfoundnothing¦¦
18-0094648 | Equipment Failure/Involved | Overhead | Connector or Splice (OH) | Broken | 2018 | Tier 3 - Extreme | Distribution Circuit | 10 | 26 | 2018-10-26 | 203095 | Sus | Y | EquipmentFailureInvolved¦Overhead¦ConnectororSplice(OH)¦Broken
18-0098721 | Vegetation | Tree - fell into line | Conductor, Overhead | On Ground | 2018 | Tier 2 - Elevated | Distribution Circuit | 11 | 9 | 2018-11-09 | 212548 | Sus | Y | Vegetation¦Treefellintoline¦ConductorOverhead¦OnGround
18-0099548 | Animal | Bird found | Conductor, Overhead | Normal | 2018 | Tier 2 - Elevated | Transmission line | 11 | 14 | 2018-11-14 | 214866 | Sus | Y | Animal¦Birdfound¦ConductorOverhead¦Normal
18-0102284 | Vegetation | Tree - branch fell on line | Conductor, Overhead | Normal | 2018 | Tier 3 - Extreme | Distribution Circuit | 11 | 21 | 2018-11-21 | 219740 | Sus | Y | Vegetation¦Treebranchfellonline¦ConductorOverhead¦Normal
18-0102582 | Unknown Cause | Patrol - found nothing |  |  | 2018 | Tier 3 - Extreme | Distribution Circuit | 11 | 23 | 2018-11-23 | 222922 | Sus | Y | UnknownCause¦Patrolfoundnothing¦¦
18-0102717 | Vegetation | Tree - fell into line | Conductor, Overhead | Broken, wire on ground | 2018 | Tier 3 - Extreme | Distribution Circuit | 11 | 23 | 2018-11-23 | 223230 | Sus | Y | Vegetation¦Treefellintoline¦ConductorOverhead¦Brokenwireonground
18-0104549 | Vegetation | Tree - fell into line | Service conductor | Broken | 2018 | Tier 2 - Elevated | Distribution Circuit | 11 | 28 | 2018-11-28 | 226902 | Sus | Y | Vegetation¦Treefellintoline¦Serviceconductor¦Broken
18-0104658 | Vegetation | Tree - bark fell into line | Fuse | Failed/Faulted | 2018 | Tier 2 - Elevated | Distribution Circuit | 11 | 28 | 2018-11-28 | 226951 | Sus | Y | Vegetation¦Treebarkfellintoline¦Fuse¦FailedFaulted
18-0106111 | Unknown Cause | Patrol - found nothing |  |  | 2018 | Tier 2 - Elevated | Distribution Circuit | 12 | 2 | 2018-12-02 | 231747 | Sus | N | UnknownCause¦Patrolfoundnothing¦¦
19-0008346 | 3rd Party | Vehicle | Transformer (UG) | Failed/Faulted | 2019 | Tier 2 - Elevated | Distribution Circuit | 1 | 13 | 2019-01-13 | 264159 | Sus | N | 3rdParty¦Vehicle¦Transformer(UG)¦FailedFaulted
19-0011025 | Unknown Cause | Patrol - found nothing |  |  | 2019 | Tier 3 - Extreme | Distribution Circuit | 1 | 17 | 2019-01-17 | 274040 | Sus | N | UnknownCause¦Patrolfoundnothing¦¦
19-0011362 | Unknown Cause | Patrol - found nothing |  |  | 2019 | Tier 2 - Elevated | Distribution Circuit | 1 | 17 | 2019-01-17 | 272147 | Sus | N | UnknownCause¦Patrolfoundnothing¦¦
19-0012532 | Vegetation | Tree - fell into line | Transformer | Broken, wire on ground | 2019 | Tier 2 - Elevated | Transformer only | 1 | 20 | 2019-01-20 | 277103 | Sus | N | Vegetation¦Treefellintoline¦Transformer¦Brokenwireonground
19-0018040 | Unknown Cause | Patrol - found nothing |  |  | 2019 | Tier 2 - Elevated | Distribution Circuit | 2 | 4 | 2019-02-04 | 290544 | Sus | N | UnknownCause¦Patrolfoundnothing¦¦
19-0018128 | Equipment Failure/Involved | Overhead | Transformer | Leaking | 2019 | Tier 2 - Elevated | Transformer only | 2 | 4 | 2019-02-04 | 290835 | Sus | N | EquipmentFailureInvolved¦Overhead¦Transformer¦Leaking
19-0018519 | Vegetation | Tree - fell into line | Pole-Wood | Broken, wire on ground | 2019 | Tier 2 - Elevated | Distribution Circuit | 2 | 5 | 2019-02-05 | 292648 | Sus | N | Vegetation¦Treefellintoline¦PoleWood¦Brokenwireonground
19-0018770 | Vegetation | Tree - branch fell on line | Conductor, Overhead | Broken, wire on ground | 2019 | Tier 2 - Elevated | Distribution Circuit | 2 | 5 | 2019-02-05 | 293723 | Sus | N | Vegetation¦Treebranchfellonline¦ConductorOverhead¦Brokenwireonground
19-0019320 | Vegetation | Tree - fell into line | Service conductor | Broken | 2019 | Tier 3 - Extreme | Distribution Circuit | 2 | 5 | 2019-02-05 | 294602 | Sus | N | Vegetation¦Treefellintoline¦Serviceconductor¦Broken
19-0021633 | Unknown Cause | Patrol - found nothing |  |  | 2019 | Tier 3 - Extreme | Distribution Circuit | 2 | 12 | 2019-02-12 | 301100 | Sus | N | UnknownCause¦Patrolfoundnothing¦¦
19-0021879 | Unknown Cause | Patrol - found nothing |  |  | 2019 | Tier 2 - Elevated | Distribution Circuit | 2 | 12 | 2019-02-12 | 301514 | Sus | N | UnknownCause¦Patrolfoundnothing¦¦
19-0021970 | Vegetation | Tree - fell into line | Crossarm, Wood | Broken | 2019 | Tier 3 - Extreme | Distribution Circuit | 2 | 13 | 2019-02-13 | 303456 | Sus | N | Vegetation¦Treefellintoline¦CrossarmWood¦Broken
19-0022902 | Unknown Cause | Patrol - found nothing |  |  | 2019 | Tier 3 - Extreme | Distribution Circuit | 2 | 14 | 2019-02-14 | 306353 | Sus | N | UnknownCause¦Patrolfoundnothing¦¦
19-0023561 | Vegetation | Tree - fell into line | Conductor, Overhead | Broken, wire on ground | 2019 | Tier 2 - Elevated | Distribution Circuit | 2 | 14 | 2019-02-14 | 310380 | Sus | N | Vegetation¦Treefellintoline¦ConductorOverhead¦Brokenwireonground
19-0025039 | Equipment Failure/Involved | Overhead | Lightning Arrestor | Failed/Faulted | 2019 | Tier 3 - Extreme | Distribution Circuit | 2 | 17 | 2019-02-17 | 315371 | Sus | N | EquipmentFailureInvolved¦Overhead¦LightningArrestor¦FailedFaulted
19-0026575 | Vegetation | Tree - grew into line | Conductor, Overhead | Normal | 2019 | Tier 2 - Elevated | Distribution Circuit | 2 | 20 | 2019-02-20 | 319906 | Sus | N | Vegetation¦Treegrewintoline¦ConductorOverhead¦Normal
19-0027394 | Equipment Failure/Involved | Overhead | Transformer | Failed/Faulted | 2019 | Tier 2 - Elevated | Transformer only | 2 | 22 | 2019-02-22 | 321681 | Sus | N | EquipmentFailureInvolved¦Overhead¦Transformer¦FailedFaulted
19-0028065 | Vegetation | Tree - fell into line | Conductor, Overhead | Together | 2019 | Tier 2 - Elevated | Distribution Circuit | 2 | 26 | 2019-02-26 | 323805 | Sus | N | Vegetation¦Treefellintoline¦ConductorOverhead¦Together
19-0029041 | Equipment Failure/Involved | Overhead | Conductor, Overhead | Broken, wire on ground | 2019 | Tier 2 - Elevated | Distribution Circuit | 2 | 26 | 2019-02-26 | 327079 | Sus | N | EquipmentFailureInvolved¦Overhead¦ConductorOverhead¦Brokenwireonground
19-0029701 | Vegetation | Tree - fell into line | Conductor, Overhead | Broken, wire on ground | 2019 | Tier 3 - Extreme | Distribution Circuit | 3 | 1 | 2019-03-01 | 328754 | Sus | N | Vegetation¦Treefellintoline¦ConductorOverhead¦Brokenwireonground
19-0037676 | Environmental/External | Lightning | Transformer (OH) | Failed/Faulted | 2019 | Tier 3 - Extreme | Transformer only | 3 | 27 | 2019-03-27 | 349017 | Sus | N | EnvironmentalExternal¦Lightning¦Transformer(OH)¦FailedFaulted
19-0037928 | Equipment Failure/Involved | Overhead | Transformer | Failed/Faulted | 2019 | Tier 2 - Elevated | Transformer only | 3 | 28 | 2019-03-28 | 349428 | Sus | N | EquipmentFailureInvolved¦Overhead¦Transformer¦FailedFaulted
19-0040309 | Equipment Failure/Involved | Overhead | Transformer | Deteriorated | 2019 | Tier 3 - Extreme | Transformer only | 4 | 6 | 2019-04-06 | 354962 | Sus | N | EquipmentFailureInvolved¦Overhead¦Transformer¦Deteriorated
19-0041028 | Equipment Failure/Involved | Overhead | Conductor, Overhead | Together | 2019 | Tier 2 - Elevated | Distribution Circuit | 4 | 9 | 2019-04-09 | 356865 | Sus | N | EquipmentFailureInvolved¦Overhead¦ConductorOverhead¦Together
19-0041150 | Unknown Cause | Patrol - found nothing |  |  | 2019 | Tier 2 - Elevated | Distribution Circuit | 4 | 9 | 2019-04-09 | 357079 | Sus | N | UnknownCause¦Patrolfoundnothing¦¦
19-0045424 | Equipment Failure/Involved | Overhead | Conductor, Overhead | Together | 2019 | Tier 3 - Extreme | Distribution Circuit | 4 | 23 | 2019-04-23 | 366698 | Sus | N | EquipmentFailureInvolved¦Overhead¦ConductorOverhead¦Together
19-0052467 | Vegetation | Tree - fell into line | Conductor, Overhead | Together | 2019 | Tier 3 - Extreme | Distribution Circuit | 5 | 15 | 2019-05-15 | 381686 | Sus | Y | Vegetation¦Treefellintoline¦ConductorOverhead¦Together
19-0053278 | Equipment Failure/Involved | Underground | Elbow | Burned/flashed | 2019 | Tier 2 - Elevated | Distribution Circuit | 5 | 17 | 2019-05-17 | 383245 | Sus | Y | EquipmentFailureInvolved¦Underground¦Elbow¦Burnedflashed
19-0053734 | Vegetation | Tree - fell into line | Conductor, Overhead | Broken, wire on ground | 2019 | Tier 2 - Elevated | Distribution Circuit | 5 | 18 | 2019-05-18 | 384506 | Sus | Y | Vegetation¦Treefellintoline¦ConductorOverhead¦Brokenwireonground
19-0054671 | Vegetation | Tree - branch fell on line | Crossarm, Wood | Broken, wire on ground | 2019 | Tier 3 - Extreme | Distribution Circuit | 5 | 21 | 2019-05-21 | 386629 | Sus | Y | Vegetation¦Treebranchfellonline¦CrossarmWood¦Brokenwireonground
19-0059036 | Equipment Failure/Involved | Overhead | Transformer | Failed/Faulted | 2019 | Tier 2 - Elevated | Transformer only | 5 | 29 | 2019-05-29 | 392381 | Sus | Y | EquipmentFailureInvolved¦Overhead¦Transformer¦FailedFaulted
19-0061145 | Unknown Cause | Patrol - not conducted |  |  | 2019 | Tier 2 - Elevated | Distribution Circuit | 6 | 1 | 2019-06-01 | 395169 | Sus | Y | UnknownCause¦Patrolnotconducted¦¦
19-0069860 | 3rd Party | Vehicle | Crossarm, Wood | Broken | 2019 | Tier 2 - Elevated | Distribution Circuit | 6 | 19 | 2019-06-19 | 421962 | Sus | Y | 3rdParty¦Vehicle¦CrossarmWood¦Broken
19-0079313 | Equipment Failure/Involved | Overhead | Fuse | Failed/Faulted | 2019 | Tier 3 - Extreme | Distribution Circuit | 7 | 19 | 2019-07-19 | 461918 | Sus | Y | EquipmentFailureInvolved¦Overhead¦Fuse¦FailedFaulted
19-0079937 | Vegetation | Tree - fell into line | Conductor, Overhead | Normal | 2019 | Tier 2 - Elevated | Distribution Circuit | 7 | 22 | 2019-07-22 | 467815 | Sus | Y | Vegetation¦Treefellintoline¦ConductorOverhead¦Normal
19-0081384 | Equipment Failure/Involved | Overhead | Crossarm, Wood | Broken | 2019 | Tier 2 - Elevated | Distribution Circuit | 7 | 26 | 2019-07-26 | 472180 | Sus | Y | EquipmentFailureInvolved¦Overhead¦CrossarmWood¦Broken
19-0097136 | Vegetation | Tree - branch fell on line | Conductor, Overhead | Broken, wire on ground | 2019 | Tier 3 - Extreme | Distribution Circuit | 9 | 10 | 2019-09-10 | 566138 | Sus | Y | Vegetation¦Treebranchfellonline¦ConductorOverhead¦Brokenwireonground
19-0097282 | 3rd Party | Vehicle | Cutout, fuse holder | Normal | 2019 | Tier 3 - Extreme | Distribution Circuit | 9 | 10 | 2019-09-10 | 567313 | Sus | Y | 3rdParty¦Vehicle¦Cutoutfuseholder¦Normal
19-0098957 | Equipment Failure/Involved | Overhead | Transformer | Failed/Faulted | 2019 | Tier 2 - Elevated | Transformer only | 9 | 13 | 2019-09-13 | 579210 | Sus | Y | EquipmentFailureInvolved¦Overhead¦Transformer¦FailedFaulted
19-0107000 | Unknown Cause | Patrol - found nothing |  |  | 2019 | Tier 2 - Elevated | Distribution Circuit | 10 | 3 | 2019-10-03 | 639214 | Sus | Y | UnknownCause¦Patrolfoundnothing¦¦
19-0107089 | Environmental/External | Fire, Forest/Grass | Conductor, Overhead | Normal | 2019 | Tier 2 - Elevated | Distribution Circuit | 10 | 3 | 2019-10-03 | 640913 | Sus | Y | EnvironmentalExternal¦FireForestGrass¦ConductorOverhead¦Normal
19-0112599 | Vegetation | Tree - fell into line | Pole - Tower, steel | Burned/flashed | 2019 | Tier 3 - Extreme | Distribution Circuit | 10 | 17 | 2019-10-17 | 663279 | Sus | Y | Vegetation¦Treefellintoline¦PoleTowersteel¦Burnedflashed
19-0113005 | Equipment Failure/Involved | Overhead | Transformer | Failed/Faulted | 2019 | Tier 2 - Elevated | Transformer only | 10 | 17 | 2019-10-17 | 665774 | Sus | Y | EquipmentFailureInvolved¦Overhead¦Transformer¦FailedFaulted
19-0119575 | Equipment Failure/Involved | Overhead | Conductor, Overhead | Broken | 2019 | Tier 3 - Extreme | Distribution Circuit | 10 | 31 | 2019-10-31 | 696697 | Sus | Y | EquipmentFailureInvolved¦Overhead¦ConductorOverhead¦Broken
19-0128176 | Unknown Cause | Patrol - found nothing |  |  | 2019 | Tier 2 - Elevated | Distribution Circuit | 11 | 25 | 2019-11-25 | 714060 | Sus | Y | UnknownCause¦Patrolfoundnothing¦¦
19-0130751 | Vegetation | Tree - fell into line | Conductor, Overhead | Broken, wire on ground | 2019 | Tier 2 - Elevated | Distribution Circuit | 11 | 27 | 2019-11-27 | 722510 | Sus | Y | Vegetation¦Treefellintoline¦ConductorOverhead¦Brokenwireonground
19-0130773 | Unknown Cause | Patrol - found nothing |  |  | 2019 | Tier 3 - Extreme | Distribution Circuit | 11 | 27 | 2019-11-27 | 722357 | Sus | Y | UnknownCause¦Patrolfoundnothing¦¦
19-0131453 | Unknown Cause | Patrol - found nothing |  |  | 2019 | Tier 2 - Elevated | Distribution Circuit | 11 | 30 | 2019-11-30 | 724327 | Sus | Y | UnknownCause¦Patrolfoundnothing¦¦
19-0135023 | Environmental/External | Lightning | Transformer | Failed/Faulted | 2019 | Tier 3 - Extreme | Distribution Circuit | 12 | 7 | 2019-12-07 | 733238 | Sus | N | EnvironmentalExternal¦Lightning¦Transformer¦FailedFaulted
19-0135602 | Unknown Cause | Patrol - found nothing |  |  | 2019 | Tier 3 - Extreme | Distribution Circuit | 12 | 10 | 2019-12-10 | 735584 | Sus | N | UnknownCause¦Patrolfoundnothing¦¦
19-0135998 | Equipment Failure/Involved | Underground | Elbow | Failed/Faulted | 2019 | Tier 3 - Extreme | Distribution Circuit | 12 | 11 | 2019-12-11 | 736745 | Sus | N | EquipmentFailureInvolved¦Underground¦Elbow¦FailedFaulted
20-0008272 | Unknown Cause | Patrol - found nothing |  |  | 2020 | Tier 2 - Elevated | Distribution Circuit | 1 | 13 | 2020-01-13 | 760367 | Sus | N | UnknownCause¦Patrolfoundnothing¦¦
20-0009991 | Vegetation | Tree - fell into line | Conductor, Overhead | Broken, wire on ground | 2020 | Tier 3 - Extreme | Distribution Circuit | 1 | 16 | 2020-01-16 | 763040 | Sus | N | Vegetation¦Treefellintoline¦ConductorOverhead¦Brokenwireonground
20-0011828 | Unknown Cause | Patrol - found nothing |  |  | 2020 | Tier 3 - Extreme | Distribution Circuit | 1 | 21 | 2020-01-21 | 767293 | Sus | N | UnknownCause¦Patrolfoundnothing¦¦
20-0022333 | Vegetation | Tree - grew into line | Conductor, Overhead | Normal | 2020 | Tier 3 - Extreme | Distribution Circuit | 2 | 14 | 2020-02-14 | 791098 | Sus | N | Vegetation¦Treegrewintoline¦ConductorOverhead¦Normal
20-0023801 | Unknown Cause | Patrol - found nothing |  |  | 2020 | Tier 2 - Elevated | Distribution Circuit | 2 | 19 | 2020-02-19 | 796313 | Sus | N | UnknownCause¦Patrolfoundnothing¦¦
20-0032244 | Unknown Cause | Patrol - not conducted |  |  | 2020 | Tier 3 - Extreme | Distribution Circuit | 3 | 15 | 2020-03-15 | 851857 | Sus | N | UnknownCause¦Patrolnotconducted¦¦
20-0032746 | Equipment Failure/Involved | Overhead | Transformer | Failed/Faulted | 2020 | Tier 2 - Elevated | Transformer only | 3 | 16 | 2020-03-16 | 854217 | Sus | N | EquipmentFailureInvolved¦Overhead¦Transformer¦FailedFaulted
20-0033781 | Unknown Cause | Patrol - found nothing |  |  | 2020 | Tier 3 - Extreme | Distribution Circuit | 3 | 16 | 2020-03-16 | 857999 | Sus | N | UnknownCause¦Patrolfoundnothing¦¦
20-0033909 | Vegetation | Tree - fell into line | Conductor, Overhead | Broken, wire on ground | 2020 | Tier 3 - Extreme | Distribution Circuit | 3 | 16 | 2020-03-16 | 858411 | Sus | N | Vegetation¦Treefellintoline¦ConductorOverhead¦Brokenwireonground
20-0035046 | Animal | Bird found | Fuse | Failed/Faulted | 2020 | Tier 2 - Elevated | Distribution Circuit | 3 | 22 | 2020-03-22 | 861266 | Sus | N | Animal¦Birdfound¦Fuse¦FailedFaulted
20-0036033 | Vegetation | Tree - branch fell on line | Conductor, Overhead | Normal | 2020 | Tier 2 - Elevated | Distribution Circuit | 3 | 25 | 2020-03-25 | 864973 | Sus | N | Vegetation¦Treebranchfellonline¦ConductorOverhead¦Normal
20-0041655 | Unknown Cause | Patrol - found nothing |  |  | 2020 | Tier 2 - Elevated | Distribution Circuit | 4 | 15 | 2020-04-15 | 895621 | Sus | N | UnknownCause¦Patrolfoundnothing¦¦
20-0041991 | Equipment Failure/Involved | Overhead | Transformer (OH) | Leaking | 2020 | Tier 3 - Extreme | Distribution Circuit | 4 | 16 | 2020-04-16 | 896430 | Sus | N | EquipmentFailureInvolved¦Overhead¦Transformer(OH)¦Leaking
20-0045061 | Vegetation | Tree - fell into line | Secondary | Broken, wire on ground | 2020 | Tier 3 - Extreme | Transformer only | 4 | 28 | 2020-04-28 | 902644 | Sus | N | Vegetation¦Treefellintoline¦Secondary¦Brokenwireonground
20-0051790 | Vegetation | Tree - fell into line | Conductor, Overhead | Broken, wire on object | 2020 | Tier 2 - Elevated | Distribution Circuit | 5 | 19 | 2020-05-19 | 917576 | Sus | Y | Vegetation¦Treefellintoline¦ConductorOverhead¦Brokenwireonobject
20-0057012 | Unknown Cause | Patrol - found nothing |  |  | 2020 | Tier 2 - Elevated | Distribution Circuit | 6 | 3 | 2020-06-03 | 929468 | Sus | Y | UnknownCause¦Patrolfoundnothing¦¦
20-0060907 | Equipment Failure/Involved | Underground | Transformer (UG) | Broken | 2020 | Tier 3 - Extreme | Distribution Circuit | 6 | 13 | 2020-06-13 | 938702 | Sus | Y | EquipmentFailureInvolved¦Underground¦Transformer(UG)¦Broken
20-0073560 | Equipment Failure/Involved | Overhead | Pole-Wood | Broken | 2020 | Tier 2 - Elevated | Transformer only | 7 | 20 | 2020-07-20 | 968159 | Sus | Y | EquipmentFailureInvolved¦Overhead¦PoleWood¦Broken
20-0077922 | 3rd Party | Tree - cutting, 3rd party | Conductor, Overhead | Broken, wire on ground | 2020 | Tier 3 - Extreme | Distribution Circuit | 7 | 30 | 2020-07-30 | 975355 | Sus | Y | 3rdParty¦Treecutting3rdparty¦ConductorOverhead¦Brokenwireonground
20-0084094 | Vegetation | Tree - fell into line | Conductor, Overhead | Broken, wire on ground | 2020 | Tier 2 - Elevated | Distribution Circuit | 8 | 15 | 2020-08-15 | 1003856 | Sus | Y | Vegetation¦Treefellintoline¦ConductorOverhead¦Brokenwireonground
20-0085452 | Environmental/External | Fire, Forest/Grass | Switch | Normal | 2020 | Tier 2 - Elevated | Transmission line | 8 | 17 | 2020-08-17 | 1014787 | Sus | Y | EnvironmentalExternal¦FireForestGrass¦Switch¦Normal
20-0085988 | Equipment Failure/Involved | Overhead | Transformer (OH) | Failed/Faulted | 2020 | Tier 2 - Elevated | Transformer only | 8 | 17 | 2020-08-17 | 1017058 | Sus | Y | EquipmentFailureInvolved¦Overhead¦Transformer(OH)¦FailedFaulted
20-0086114 | Vegetation | Tree - bark fell into line | Transformer (OH) | Leaking | 2020 | Tier 2 - Elevated | Distribution Circuit | 8 | 17 | 2020-08-17 | 1017223 | Sus | Y | Vegetation¦Treebarkfellintoline¦Transformer(OH)¦Leaking
20-0094131 | Environmental/External | Fire, Forest/Grass | Pole-Wood | Burned/flashed | 2020 | Tier 3 - Extreme | Distribution Circuit | 8 | 19 | 2020-08-19 | 1058198 | Sus | Y | EnvironmentalExternal¦FireForestGrass¦PoleWood¦Burnedflashed
20-0094730 | Wildfire Mitigation | Public Safety Power Shut-off | Conductor, Overhead | Normal | 2020 | Tier 2 - Elevated | Transmission line | 9 | 7 | 2020-09-07 | 1059293 | Sus | Y | WildfireMitigation¦PublicSafetyPowerShutoff¦ConductorOverhead¦Normal
20-0096056 | Environmental/External | Fire, Forest/Grass | Transformer | Normal | 2020 | Tier 3 - Extreme | Transformer only | 8 | 20 | 2020-08-20 | 1063552 | Sus | Y | EnvironmentalExternal¦FireForestGrass¦Transformer¦Normal
20-0096424 | 3rd Party | Vehicle | Pole - Tower, steel | Broken | 2020 | Tier 2 - Elevated | Distribution Circuit | 9 | 11 | 2020-09-11 | 1064253 | Sus | Y | 3rdParty¦Vehicle¦PoleTowersteel¦Broken
20-0097211 | Environmental/External | Fire, Forest/Grass | Customer Equipment | Burned Open | 2020 | Tier 3 - Extreme | Transformer only | 8 | 19 | 2020-08-19 | 1069253 | Sus | Y | EnvironmentalExternal¦FireForestGrass¦CustomerEquipment¦BurnedOpen
20-0098093 | Equipment Failure/Involved | Overhead | Transformer (OH) | Failed/Faulted | 2020 | Tier 2 - Elevated | Distribution Circuit | 9 | 16 | 2020-09-16 | 1074593 | Sus | Y | EquipmentFailureInvolved¦Overhead¦Transformer(OH)¦FailedFaulted
20-0100013 | Environmental/External | Fire, Forest/Grass | Conductor, Overhead | Burned/flashed | 2020 | Tier 3 - Extreme | Distribution Circuit | 9 | 7 | 2020-09-07 | 1086800 | Sus | Y | EnvironmentalExternal¦FireForestGrass¦ConductorOverhead¦Burnedflashed
20-0100061 | Environmental/External | Fire, Forest/Grass | Conductor, Overhead | Burned/flashed | 2020 | Tier 3 - Extreme | Distribution Circuit | 9 | 7 | 2020-09-07 | 1086981 | Sus | Y | EnvironmentalExternal¦FireForestGrass¦ConductorOverhead¦Burnedflashed
20-0102526 | 3rd Party | Tree - cutting, 3rd party | Crossarm, Wood | Broken, wire on ground | 2020 | Tier 3 - Extreme | Distribution Circuit | 9 | 28 | 2020-09-28 | 1096947 | Sus | Y | 3rdParty¦Treecutting3rdparty¦CrossarmWood¦Brokenwireonground
20-0105419 | Equipment Failure/Involved | Overhead | Transformer (OH) | Failed/Faulted | 2020 | Tier 3 - Extreme | Transformer only | 10 | 5 | 2020-10-05 | 1111505 | Sus | Y | EquipmentFailureInvolved¦Overhead¦Transformer(OH)¦FailedFaulted
20-0113087 | Wildfire Mitigation | Public Safety Power Shut-off | Conductor, Overhead | Normal | 2020 | Tier 3 - Extreme | Distribution Circuit | 10 | 25 | 2020-10-25 | 1127270 | Sus | Y | WildfireMitigation¦PublicSafetyPowerShutoff¦ConductorOverhead¦Normal
20-0117680 | Unknown Cause | Patrol - found nothing |  |  | 2020 | Tier 3 - Extreme | Distribution Circuit | 11 | 6 | 2020-11-06 | 1137175 | Sus | Y | UnknownCause¦Patrolfoundnothing¦¦
20-0119874 | 3rd Party | Vehicle | Pole-Wood | Broken, wire on ground | 2020 | Tier 2 - Elevated | Distribution Circuit | 11 | 11 | 2020-11-11 | 1142140 | Sus | Y | 3rdParty¦Vehicle¦PoleWood¦Brokenwireonground
20-0122210 | Unknown Cause | Patrol - found nothing |  |  | 2020 | Tier 2 - Elevated | Distribution Circuit | 11 | 18 | 2020-11-18 | 1148108 | Sus | Y | UnknownCause¦Patrolfoundnothing¦¦
21-0004302 | 3rd Party | Customer Equipment | Bus | Failed/Faulted | 2021 | Tier 2 - Elevated | Distribution Circuit | 1 | 1 | 2021-01-01 | 1202325 | Sus | N | 3rdParty¦CustomerEquipment¦Bus¦FailedFaulted
21-0009905 | Vegetation | Tree - branch fell on line | Conductor, Overhead | Normal | 2021 | Tier 3 - Extreme | Distribution Circuit | 1 | 18 | 2021-01-18 | 1213073 | Sus | N | Vegetation¦Treebranchfellonline¦ConductorOverhead¦Normal
21-0010547 | Unknown Cause | Patrol - found nothing |  |  | 2021 | Tier 3 - Extreme | Distribution Circuit | 1 | 19 | 2021-01-19 | 1216078 | Sus | N | UnknownCause¦Patrolfoundnothing¦¦
21-0012715 | Vegetation | Tree - fell into line | Pole-Wood | Broken, wire on ground | 2021 | Tier 3 - Extreme | Distribution Circuit | 1 | 19 | 2021-01-19 | 1221124 | Sus | N | Vegetation¦Treefellintoline¦PoleWood¦Brokenwireonground
21-0013870 | Vegetation | Tree - branch fell on line | Conductor, Overhead | Normal | 2021 | Tier 2 - Elevated | Distribution Circuit | 1 | 25 | 2021-01-25 | 1223050 | Sus | N | Vegetation¦Treebranchfellonline¦ConductorOverhead¦Normal
21-0015710 | Vegetation | Tree - branch fell on line | Conductor, Overhead | Broken, wire on ground | 2021 | Tier 3 - Extreme | Distribution Circuit | 1 | 27 | 2021-01-27 | 1231559 | Sus | N | Vegetation¦Treebranchfellonline¦ConductorOverhead¦Brokenwireonground
21-0017093 | Vegetation | Tree - fell into line | Conductor, Overhead | Bent or Twisted | 2021 | Tier 3 - Extreme | Distribution Circuit | 1 | 27 | 2021-01-27 | 1238122 | Sus | N | Vegetation¦Treefellintoline¦ConductorOverhead¦BentorTwisted
21-0029450 | Unknown Cause | Patrol - not conducted |  |  | 2021 | Tier 3 - Extreme | Distribution Circuit | 2 | 25 | 2021-02-25 | 1262182 | Sus | N | UnknownCause¦Patrolnotconducted¦¦
21-0040172 | Unknown Cause | Patrol - not conducted |  |  | 2021 | Tier 2 - Elevated | Distribution Circuit | 3 | 23 | 2021-03-23 | 1294859 | Sus | N | UnknownCause¦Patrolnotconducted¦¦
21-0041234 | Equipment Failure/Involved | Underground | Secondary | Burned/flashed | 2021 | Tier 3 - Extreme | Transformer only | 3 | 25 | 2021-03-25 | 1298464 | Sus | N | EquipmentFailureInvolved¦Underground¦Secondary¦Burnedflashed
21-0058696 | Unknown Cause | Patrol - found nothing |  |  | 2021 | Tier 2 - Elevated | Distribution Circuit | 5 | 7 | 2021-05-07 | 1343534 | Sus | Y | UnknownCause¦Patrolfoundnothing¦¦
21-0061298 | Equipment Failure/Involved | Overhead | Transformer (OH) | Failed/Faulted | 2021 | Tier 2 - Elevated | Transformer only | 5 | 13 | 2021-05-13 | 1348702 | Sus | Y | EquipmentFailureInvolved¦Overhead¦Transformer(OH)¦FailedFaulted
21-0067737 | Unknown Cause | Patrol - found nothing |  |  | 2021 | Tier 3 - Extreme | Transformer only | 5 | 29 | 2021-05-29 | 1361300 | Sus | Y | UnknownCause¦Patrolfoundnothing¦¦
21-0068014 | Vegetation | Tree - grew into line | Conductor, Overhead | Normal | 2021 | Tier 3 - Extreme | Distribution Circuit | 5 | 31 | 2021-05-31 | 1362294 | Sus | Y | Vegetation¦Treegrewintoline¦ConductorOverhead¦Normal
21-0075758 | Equipment Failure/Involved | Overhead | Connector or Splice (OH) | Broken | 2021 | Tier 3 - Extreme | Distribution Circuit | 6 | 17 | 2021-06-17 | 1376520 | Sus | Y | EquipmentFailureInvolved¦Overhead¦ConnectororSplice(OH)¦Broken
21-0075869 | Equipment Failure/Involved | Overhead | Transformer (OH) | Failed/Faulted | 2021 | Tier 2 - Elevated | Transformer only | 6 | 17 | 2021-06-17 | 1376743 | Sus | Y | EquipmentFailureInvolved¦Overhead¦Transformer(OH)¦FailedFaulted
21-0080440 | Unknown Cause | Patrol - found nothing |  |  | 2021 | Tier 2 - Elevated | Distribution Circuit | 6 | 26 | 2021-06-26 | 1385964 | Sus | Y | UnknownCause¦Patrolfoundnothing¦¦
21-0080662 | Equipment Failure/Involved | Overhead | Transformer (OH) | Broken | 2021 | Tier 2 - Elevated | Transformer only | 6 | 27 | 2021-06-27 | 1386372 | Sus | Y | EquipmentFailureInvolved¦Overhead¦Transformer(OH)¦Broken
21-0096992 | Unknown Cause | Patrol - found nothing |  |  | 2021 | Tier 2 - Elevated | Distribution Circuit | 7 | 29 | 2021-07-29 | 1419899 | Sus | Y | UnknownCause¦Patrolfoundnothing¦¦
21-0097881 | Unknown Cause | Patrol - found nothing |  |  | 2021 | Tier 2 - Elevated | Distribution Circuit | 7 | 31 | 2021-07-31 | 1424426 | Sus | Y | UnknownCause¦Patrolfoundnothing¦¦
21-0104385 | Environmental/External | Fire, Forest/Grass | Conductor, Overhead | Normal | 2021 | Tier 2 - Elevated | Transmission line | 8 | 12 | 2021-08-12 | 1441410 | Sus | Y | EnvironmentalExternal¦FireForestGrass¦ConductorOverhead¦Normal
21-0104693 | Equipment Failure/Involved | Overhead | Transformer (OH) | Failed/Faulted | 2021 | Tier 3 - Extreme | Transformer only | 8 | 14 | 2021-08-14 | 1442970 | Sus | Y | EquipmentFailureInvolved¦Overhead¦Transformer(OH)¦FailedFaulted
21-0104819 | Equipment Failure/Involved | Overhead | Transformer (OH) | Broken | 2021 | Tier 2 - Elevated | Distribution Circuit | 8 | 15 | 2021-08-15 | 1443325 | Sus | Y | EquipmentFailureInvolved¦Overhead¦Transformer(OH)¦Broken
21-0107802 | Unknown Cause | Patrol - found nothing |  |  | 2021 | Tier 3 - Extreme | Distribution Circuit | 8 | 21 | 2021-08-21 | 1449721 | Sus | Y | UnknownCause¦Patrolfoundnothing¦¦
21-0113834 | Animal | Squirrel | Conductor, Overhead | Normal | 2021 | Tier 2 - Elevated | Distribution Circuit | 9 | 6 | 2021-09-06 | 1462875 | Sus | Y | Animal¦Squirrel¦ConductorOverhead¦Normal
21-0121815 | Unknown Cause | Patrol - found nothing |  |  | 2021 | Tier 2 - Elevated | Distribution Circuit | 9 | 24 | 2021-09-24 | 1479195 | Sus | Y | UnknownCause¦Patrolfoundnothing¦¦
21-0136047 | Vegetation | Tree - branch fell on line | Conductor, Overhead | Normal | 2021 | Tier 2 - Elevated | Distribution Circuit | 10 | 24 | 2021-10-24 | 1508431 | Sus | Y | Vegetation¦Treebranchfellonline¦ConductorOverhead¦Normal
21-0137944 | Equipment Failure/Involved | Overhead | Transformer | Broken | 2021 | Tier 3 - Extreme | Transformer only | 10 | 26 | 2021-10-26 | 1520051 | Sus | Y | EquipmentFailureInvolved¦Overhead¦Transformer¦Broken
21-0138974 | Vegetation | Tree - branch fell on line | Transformer | Arcing | 2021 | Tier 2 - Elevated | Transformer only | 10 | 27 | 2021-10-27 | 1523269 | Sus | Y | Vegetation¦Treebranchfellonline¦Transformer¦Arcing
21-0159882 | Equipment Failure/Involved | Overhead | Cutout, fuse holder | Arcing | 2021 | Tier 3 - Extreme | Distribution Circuit | 12 | 20 | 2021-12-20 | 1578242 | Sus | N | EquipmentFailureInvolved¦Overhead¦Cutoutfuseholder¦Arcing
21-0160858 | Vegetation | Tree - fell into line | Conductor, Overhead | Broken, wire on ground | 2021 | Tier 3 - Extreme | Distribution Circuit | 12 | 25 | 2021-12-25 | 1581799 | Sus | N | Vegetation¦Treefellintoline¦ConductorOverhead¦Brokenwireonground
21-0161153 | Vegetation | Tree - fell into line | Conductor, Overhead | On Ground | 2021 | Tier 2 - Elevated | Distribution Circuit | 12 | 27 | 2021-12-27 | 1585319 | Sus | N | Vegetation¦Treefellintoline¦ConductorOverhead¦OnGround
21-0161197 | Unknown Cause | Patrol - found nothing |  |  | 2021 | Tier 3 - Extreme | Distribution Circuit | 12 | 27 | 2021-12-27 | 1585851 | Sus | N | UnknownCause¦Patrolfoundnothing¦¦
21-0162020 | Vegetation | Tree - branch fell on line | Conductor, Overhead | Broken, wire on ground | 2021 | Tier 3 - Extreme | Distribution Circuit | 12 | 27 | 2021-12-27 | 1590894 | Sus | N | Vegetation¦Treebranchfellonline¦ConductorOverhead¦Brokenwireonground
22-0005172 | Unknown Cause | Patrol - found nothing |  |  | 2021 | Tier 2 - Elevated | Distribution Circuit | 12 | 30 | 2021-12-30 | 1589804 | Sus | N | UnknownCause¦Patrolfoundnothing¦¦
22-0007452 | Vegetation | Tree - fell into line | Conductor, Overhead | Broken | 2022 | Tier 3 - Extreme | Transformer only | 1 | 6 | 2022-01-06 | 1596712 | Sus | N | Vegetation¦Treefellintoline¦ConductorOverhead¦Broken
22-0008750 | Equipment Failure/Involved | Overhead | Transformer | Normal | 2022 | Tier 3 - Extreme | Transformer only | 1 | 11 | 2022-01-11 | 1600592 | Sus | N | EquipmentFailureInvolved¦Overhead¦Transformer¦Normal
22-0016174 | Equipment Failure/Involved | Underground | Secondary | Broken | 2022 | Tier 3 - Extreme | Transformer only | 1 | 30 | 2022-01-30 | 1616838 | Sus | N | EquipmentFailureInvolved¦Underground¦Secondary¦Broken
22-0018686 | Unknown Cause | Patrol - found nothing |  |  | 2022 | Tier 2 - Elevated | Distribution Circuit | 2 | 4 | 2022-02-04 | 1621221 | Sus | N | UnknownCause¦Patrolfoundnothing¦¦
22-0025950 | Unknown Cause | Patrol - found nothing |  |  | 2022 | Tier 2 - Elevated | Distribution Circuit | 2 | 23 | 2022-02-23 | 1634613 | Sus | N | UnknownCause¦Patrolfoundnothing¦¦
22-0029290 | Vegetation | Tree - branch fell on line | Conductor, Overhead | Normal | 2022 | Zone 1 - HHZ | Distribution Circuit | 3 | 3 | 2022-03-03 | 1641387 | Sus | N | Vegetation¦Treebranchfellonline¦ConductorOverhead¦Normal
22-0032588 | Unknown Cause | Patrol - found nothing |  |  | 2022 | Tier 2 - Elevated | Distribution Circuit | 3 | 10 | 2022-03-10 | 1646415 | Sus | N | UnknownCause¦Patrolfoundnothing¦¦
22-0036085 | Unknown Cause | Patrol - not conducted |  |  | 2022 | Tier 2 - Elevated | Distribution Circuit | 3 | 20 | 2022-03-20 | 1651947 | Sus | N | UnknownCause¦Patrolnotconducted¦¦
22-0037854 | Unknown Cause | Patrol - found nothing |  |  | 2022 | Tier 3 - Extreme | Distribution Circuit | 3 | 24 | 2022-03-24 | 1654685 | Sus | N | UnknownCause¦Patrolfoundnothing¦¦
22-0038251 | Equipment Failure/Involved | Overhead | Transformer (OH) | Leaking | 2022 | Tier 2 - Elevated | Transformer only | 3 | 24 | 2022-03-24 | 1655394 | Sus | N | EquipmentFailureInvolved¦Overhead¦Transformer(OH)¦Leaking
22-0038294 | Unknown Cause | Patrol - found nothing |  |  | 2022 | Tier 2 - Elevated | Distribution Circuit | 3 | 24 | 2022-03-24 | 1655432 | Sus | N | UnknownCause¦Patrolfoundnothing¦¦
22-0039098 | 3rd Party | Vandalism | Recloser | Broken | 2022 | Tier 2 - Elevated | Distribution Circuit | 3 | 27 | 2022-03-27 | 1657353 | Sus | N | 3rdParty¦Vandalism¦Recloser¦Broken
22-0050105 | Unknown Cause | Patrol - found nothing |  |  | 2022 | Tier 2 - Elevated | Distribution Circuit | 4 | 15 | 2022-04-15 | 1673990 | Sus | N | UnknownCause¦Patrolfoundnothing¦¦
22-0056559 | 3rd Party | Other | Pole-Wood | Deteriorated | 2022 | Tier 3 - Extreme | Transformer only | 4 | 30 | 2022-04-30 | 1685521 | Sus | N | 3rdParty¦Other¦PoleWood¦Deteriorated
22-0059457 | Equipment Failure/Involved | Electrical Overload | Transformer | Failed/Faulted | 2022 | Tier 2 - Elevated | Transformer only | 5 | 8 | 2022-05-08 | 1691275 | Sus | Y | EquipmentFailureInvolved¦ElectricalOverload¦Transformer¦FailedFaulted
22-0067342 | Equipment Failure/Involved | Overhead | Secondary | Broken | 2022 | Tier 2 - Elevated | Transformer only | 5 | 27 | 2022-05-27 | 1712313 | Sus | Y | EquipmentFailureInvolved¦Overhead¦Secondary¦Broken
22-0069200 | Unknown Cause | Patrol - found nothing |  |  | 2022 | Tier 2 - Elevated | Distribution Circuit | 6 | 2 | 2022-06-02 | 1716438 | Sus | Y | UnknownCause¦Patrolfoundnothing¦¦
22-0073295 | Equipment Failure/Involved | Overhead | Conductor, Overhead | Broken | 2022 | Tier 3 - Extreme | Distribution Circuit | 6 | 11 | 2022-06-11 | 1728842 | Sus | Y | EquipmentFailureInvolved¦Overhead¦ConductorOverhead¦Broken
22-0095000 | Unknown Cause | Patrol - found nothing |  |  | 2022 | Tier 2 - Elevated | Distribution Circuit | 8 | 8 | 2022-08-08 | 1776027 | Sus | Y | UnknownCause¦Patrolfoundnothing¦¦
22-0101821 | Equipment Failure/Involved | Overhead | Transformer (OH) | Failed/Faulted | 2022 | Tier 3 - Extreme | Transformer only | 8 | 25 | 2022-08-25 | 1791015 | Sus | Y | EquipmentFailureInvolved¦Overhead¦Transformer(OH)¦FailedFaulted
22-0105844 | Animal | Squirrel | Cutout, fuse holder | Burned/flashed | 2022 | Tier 3 - Extreme | Distribution Circuit | 9 | 5 | 2022-09-05 | 1799506 | Sus | Y | Animal¦Squirrel¦Cutoutfuseholder¦Burnedflashed
22-0106854 | Equipment Failure/Involved | Overhead | Fuse | Broken | 2022 | Tier 2 - Elevated | Distribution Circuit | 9 | 6 | 2022-09-06 | 1802830 | Sus | Y | EquipmentFailureInvolved¦Overhead¦Fuse¦Broken
22-0106890 | Equipment Failure/Involved | Overhead | Transformer (OH) | Failed/Faulted | 2022 | Tier 2 - Elevated | Transformer only | 9 | 6 | 2022-09-06 | 1802793 | Sus | Y | EquipmentFailureInvolved¦Overhead¦Transformer(OH)¦FailedFaulted
22-0111512 | 3rd Party | Vehicle | Anchor or Guy | Normal | 2022 | Tier 2 - Elevated | Distribution Circuit | 9 | 17 | 2022-09-17 | 1813588 | Sus | Y | 3rdParty¦Vehicle¦AnchororGuy¦Normal
22-0111572 | Vegetation | Tree - bark fell into line | Conductor, Overhead | Normal | 2022 | Tier 2 - Elevated | Distribution Circuit | 9 | 18 | 2022-09-18 | 1814033 | Sus | Y | Vegetation¦Treebarkfellintoline¦ConductorOverhead¦Normal
22-0112258 | Animal | Other | Transformer (OH) | Normal | 2022 | Tier 2 - Elevated | Transformer only | 9 | 19 | 2022-09-19 | 1816146 | Sus | Y | Animal¦Other¦Transformer(OH)¦Normal
22-0113107 | Environmental/External | Lightning | Transformer (OH) | Burned/flashed | 2022 | Tier 3 - Extreme | Distribution Circuit | 9 | 21 | 2022-09-21 | 1818341 | Sus | Y | EnvironmentalExternal¦Lightning¦Transformer(OH)¦Burnedflashed
22-0121748 | Unknown Cause | Patrol - found nothing |  |  | 2022 | Tier 2 - Elevated | Transmission line | 10 | 14 | 2022-10-14 | 1837722 | Sus | Y | UnknownCause¦Patrolfoundnothing¦¦
22-0121786 | Animal | Squirrel | Fuse | Failed/Faulted | 2022 | Tier 3 - Extreme | Distribution Circuit | 10 | 15 | 2022-10-15 | 1837897 | Sus | Y | Animal¦Squirrel¦Fuse¦FailedFaulted
22-0125985 | Unknown Cause | Patrol - found nothing |  |  | 2022 | Tier 3 - Extreme | Distribution Circuit | 10 | 30 | 2022-10-30 | 1848607 | Sus | Y | UnknownCause¦Patrolfoundnothing¦¦
22-0126679 | Equipment Failure/Involved | Overhead | Connector or Splice (OH) | Broken, wire on ground | 2022 | Tier 2 - Elevated | Distribution Circuit | 11 | 1 | 2022-11-01 | 1850505 | Sus | Y | EquipmentFailureInvolved¦Overhead¦ConnectororSplice(OH)¦Brokenwireonground
22-0129018 | Vegetation | Tree - fell into line | Conductor, Overhead | Normal | 2022 | Tier 3 - Extreme | Distribution Circuit | 11 | 8 | 2022-11-08 | 1857116 | Sus | Y | Vegetation¦Treefellintoline¦ConductorOverhead¦Normal
22-0129399 | Environmental/External | Lightning | Transformer (OH) | Failed/Faulted | 2022 | Tier 2 - Elevated | Transformer only | 11 | 8 | 2022-11-08 | 1858205 | Sus | Y | EnvironmentalExternal¦Lightning¦Transformer(OH)¦FailedFaulted
22-0129403 | Environmental/External | Lightning | Transformer (OH) | Failed/Faulted | 2022 | Tier 2 - Elevated | Transformer only | 11 | 8 | 2022-11-08 | 1857595 | Sus | Y | EnvironmentalExternal¦Lightning¦Transformer(OH)¦FailedFaulted
22-0129673 | Unknown Cause | Patrol - not conducted |  |  | 2022 | Tier 3 - Extreme | Distribution Circuit | 11 | 9 | 2022-11-09 | 1859322 | Sus | Y | UnknownCause¦Patrolnotconducted¦¦
22-0130211 | Equipment Failure/Involved | Overhead | Jumper | Arcing | 2022 | Tier 3 - Extreme | Distribution Circuit | 11 | 10 | 2022-11-10 | 1860328 | Sus | Y | EquipmentFailureInvolved¦Overhead¦Jumper¦Arcing
22-0132499 | Equipment Failure/Involved | Overhead | Pole-Wood | Broken | 2022 | Tier 3 - Extreme | Distribution Circuit | 11 | 18 | 2022-11-18 | 1865370 | Sus | Y | EquipmentFailureInvolved¦Overhead¦PoleWood¦Broken
22-0135935 | Equipment Failure/Involved | Underground | Transformer (UG) | Normal | 2022 | Tier 2 - Elevated | Distribution Circuit | 12 | 2 | 2022-12-02 | 1874089 | Sus | N | EquipmentFailureInvolved¦Underground¦Transformer(UG)¦Normal
22-0136432 | Unknown Cause | Patrol - found nothing |  |  | 2022 | Tier 3 - Extreme | Distribution Circuit | 12 | 4 | 2022-12-04 | 1875685 | Sus | N | UnknownCause¦Patrolfoundnothing¦¦
22-0138882 | Unknown Cause | Patrol - found nothing |  |  | 2022 | Tier 3 - Extreme | Distribution Circuit | 12 | 10 | 2022-12-10 | 1883357 | Sus | N | UnknownCause¦Patrolfoundnothing¦¦
22-0138897 | Unknown Cause | Patrol - found nothing |  |  | 2022 | Tier 2 - Elevated | Distribution Circuit | 12 | 11 | 2022-12-11 | 1884679 | Sus | N | UnknownCause¦Patrolfoundnothing¦¦
22-0138999 | Vegetation | Tree - branch fell on line | Transformer | Broken | 2022 | Tier 3 - Extreme | Transformer only | 12 | 11 | 2022-12-11 | 1886116 | Sus | N | Vegetation¦Treebranchfellonline¦Transformer¦Broken
22-0142807 | Unknown Cause | Patrol - found nothing |  |  | 2022 | Tier 2 - Elevated | Distribution Circuit | 12 | 31 | 2022-12-31 | 1905623 | Sus | N | UnknownCause¦Patrolfoundnothing¦¦
15-0011788 | Equipment Failure/Involved | Other | Conductor, Overhead | Together | 2015 | Tier 2 - Elevated | Distribution Circuit | 2 | 8 | 2015-02-08 | 1183789 | Sus | N | EquipmentFailureInvolved¦Other¦ConductorOverhead¦Together
15-0020571 | Equipment Failure/Involved | Other | Transformer | Malfunctioning | 2015 | Tier 2 - Elevated | Distribution Circuit | 3 | 18 | 2015-03-18 | 1205331 | Sus | N | EquipmentFailureInvolved¦Other¦Transformer¦Malfunctioning
15-0026033 | Equipment Failure/Involved | Other | Cutout, fuse holder | Burned/flashed | 2015 | Tier 2 - Elevated | Transformer only | 4 | 11 | 2015-04-11 | 1217625 | Sus | N | EquipmentFailureInvolved¦Other¦Cutoutfuseholder¦Burnedflashed
15-0031297 | Vegetation | Tree - fell into line | Pole-Wood | Broken, wire on ground | 2015 | Tier 3 - Extreme | Distribution Circuit | 5 | 2 | 2015-05-02 | 1228528 | Sus | Y | Vegetation¦Treefellintoline¦PoleWood¦Brokenwireonground
15-0032391 | Environmental/External | Lightning | Conductor, Overhead | Normal | 2015 | Tier 2 - Elevated | Distribution Circuit | 5 | 7 | 2015-05-07 | 1230291 | Sus | Y | EnvironmentalExternal¦Lightning¦ConductorOverhead¦Normal
15-0033085 | Equipment Failure/Involved | Overhead | Pole-Wood | Broken, wire on ground | 2015 | Tier 2 - Elevated | Distribution Circuit | 5 | 9 | 2015-05-09 | 1232020 | Sus | Y | EquipmentFailureInvolved¦Overhead¦PoleWood¦Brokenwireonground
15-0043892 | 3rd Party | Customer Equipment | Customer Equipment | Normal | 2015 | Tier 2 - Elevated | Distribution Circuit | 6 | 30 | 2015-06-30 | 1259156 | Sus | Y | 3rdParty¦CustomerEquipment¦CustomerEquipment¦Normal
15-0047488 | Equipment Failure/Involved | Overhead | Transformer (OH) | Failed/Faulted | 2015 | Tier 2 - Elevated | Transformer only | 7 | 14 | 2015-07-14 | 1268019 | Sus | Y | EquipmentFailureInvolved¦Overhead¦Transformer(OH)¦FailedFaulted
15-0049570 | Unknown Cause | Patrol - found nothing |  |  | 2015 | Tier 2 - Elevated | Distribution Circuit | 7 | 21 | 2015-07-21 | 1274696 | Sus | Y | UnknownCause¦Patrolfoundnothing¦¦
15-0052198 | Vegetation | Tree - fell into line | Conductor, Overhead | On Ground | 2015 | Tier 3 - Extreme | Distribution Circuit | 8 | 3 | 2015-08-03 | 1281753 | Sus | Y | Vegetation¦Treefellintoline¦ConductorOverhead¦OnGround
15-0059805 | Vegetation | Other ground vegetation | Conductor, Overhead | Normal | 2015 | Tier 2 - Elevated | Distribution Circuit | 9 | 8 | 2015-09-08 | 1301747 | Sus | Y | Vegetation¦Othergroundvegetation¦ConductorOverhead¦Normal
15-0062765 | Animal | Bird found | Conductor, Overhead | Normal | 2015 | Tier 2 - Elevated | Distribution Circuit | 9 | 22 | 2015-09-22 | 1310162 | Sus | Y | Animal¦Birdfound¦ConductorOverhead¦Normal
15-0067450 | Vegetation | Tree - fell into line | Conductor, Overhead | Normal | 2015 | Tier 2 - Elevated | Distribution Circuit | 10 | 2 | 2015-10-02 | 1315428 | Sus | Y | Vegetation¦Treefellintoline¦ConductorOverhead¦Normal
15-0069235 | Equipment Failure/Involved | Overhead | Transformer (OH) | Broken | 2015 | Tier 2 - Elevated | Transformer only | 10 | 9 | 2015-10-09 | 1319325 | Sus | Y | EquipmentFailureInvolved¦Overhead¦Transformer(OH)¦Broken
15-0070423 | Environmental/External | Lightning | Insulator | Burned/flashed | 2015 | Tier 2 - Elevated | Distribution Circuit | 10 | 14 | 2015-10-14 | 1322192 | Sus | Y | EnvironmentalExternal¦Lightning¦Insulator¦Burnedflashed
15-0071256 | Environmental/External | Lightning | Fuse | Failed/Faulted | 2015 | Tier 2 - Elevated | Distribution Circuit | 10 | 17 | 2015-10-17 | 1324220 | Sus | Y | EnvironmentalExternal¦Lightning¦Fuse¦FailedFaulted
15-0071352 | Environmental/External | Lightning | Transformer (OH) | Deteriorated | 2015 | Tier 2 - Elevated | Transformer only | 10 | 17 | 2015-10-17 | 1323988 | Sus | Y | EnvironmentalExternal¦Lightning¦Transformer(OH)¦Deteriorated
15-0071465 | Environmental/External | Lightning | Fuse | Failed/Faulted | 2015 | Tier 2 - Elevated | Transformer only | 10 | 17 | 2015-10-17 | 1324461 | Sus | Y | EnvironmentalExternal¦Lightning¦Fuse¦FailedFaulted
15-0074509 | Equipment Failure/Involved | Overhead | Bushing | Broken | 2015 | Tier 2 - Elevated | Distribution Circuit | 11 | 1 | 2015-11-01 | 1332189 | Sus | Y | EquipmentFailureInvolved¦Overhead¦Bushing¦Broken
15-0074679 | Vegetation | Tree - branch fell on line | Conductor, Overhead | Normal | 2015 | Tier 3 - Extreme | Distribution Circuit | 11 | 2 | 2015-11-02 | 1332873 | Sus | Y | Vegetation¦Treebranchfellonline¦ConductorOverhead¦Normal
15-0076831 | Equipment Failure/Involved | Electrical Overload | Transformer | Broken | 2015 | Tier 3 - Extreme | Transformer only | 11 | 9 | 2015-11-09 | 1338361 | Sus | Y | EquipmentFailureInvolved¦ElectricalOverload¦Transformer¦Broken
15-0077006 | Equipment Failure/Involved | Overhead | Transformer (OH) | Deteriorated | 2015 | Tier 2 - Elevated | Transformer only | 11 | 10 | 2015-11-10 | 1338674 | Sus | Y | EquipmentFailureInvolved¦Overhead¦Transformer(OH)¦Deteriorated
15-0078578 | 3rd Party | Tree - cutting, 3rd party | Conductor, Overhead | Normal | 2015 | Tier 2 - Elevated | Distribution Circuit | 11 | 17 | 2015-11-17 | 1343961 | Sus | Y | 3rdParty¦Treecutting3rdparty¦ConductorOverhead¦Normal
15-0081323 | Vegetation | Tree - branch fell on line | Conductor, Overhead | Normal | 2015 | Tier 2 - Elevated | Distribution Circuit | 11 | 26 | 2015-11-26 | 1349208 | Sus | Y | Vegetation¦Treebranchfellonline¦ConductorOverhead¦Normal
15-0083141 | Unknown Cause | Patrol - not conducted |  |  | 2015 | Tier 2 - Elevated | Distribution Circuit | 12 | 7 | 2015-12-07 | 1354900 | Sus | N | UnknownCause¦Patrolnotconducted¦¦
15-0085071 | Vegetation | Tree - branch fell on line | Conductor, Overhead | Normal | 2015 | Tier 3 - Extreme | Distribution Circuit | 12 | 13 | 2015-12-13 | 1360754 | Sus | N | Vegetation¦Treebranchfellonline¦ConductorOverhead¦Normal
15-0085641 | Animal | Squirrel | Transformer (OH) | Normal | 2015 | Tier 2 - Elevated | Distribution Circuit | 12 | 16 | 2015-12-16 | 1364968 | Sus | N | Animal¦Squirrel¦Transformer(OH)¦Normal
15-0086029 | Equipment Failure/Involved | Overhead | Insulator | Broken | 2015 | Tier 2 - Elevated | Distribution Circuit | 12 | 18 | 2015-12-18 | 1365931 | Sus | N | EquipmentFailureInvolved¦Overhead¦Insulator¦Broken
15-0086458 | Vegetation | Tree - fell into line | Conductor, Overhead | Normal | 2015 | Tier 2 - Elevated | Distribution Circuit | 12 | 21 | 2015-12-21 | 1367739 | Sus | N | Vegetation¦Treefellintoline¦ConductorOverhead¦Normal
15-0086940 | Equipment Failure/Involved | Overhead | Transformer | Broken | 2015 | Tier 2 - Elevated | Transformer only | 12 | 23 | 2015-12-23 | 1370219 | Sus | N | EquipmentFailureInvolved¦Overhead¦Transformer¦Broken
15-0087628 | Vegetation | Tree - fell into line | Conductor, Overhead | Broken, wire on ground | 2015 | Tier 2 - Elevated | Distribution Circuit | 12 | 28 | 2015-12-28 | 1373210 | Sus | N | Vegetation¦Treefellintoline¦ConductorOverhead¦Brokenwireonground
16-0005227 | Unknown Cause | Patrol - found nothing |  |  | 2016 | Tier 2 - Elevated | Distribution Circuit | 1 | 13 | 2016-01-13 | 1383455 | Sus | N | UnknownCause¦Patrolfoundnothing¦¦
16-0005795 | Equipment Failure/Involved | Overhead | Transformer | Failed/Faulted | 2016 | Tier 2 - Elevated | Transformer only | 1 | 16 | 2016-01-16 | 1385106 | Sus | N | EquipmentFailureInvolved¦Overhead¦Transformer¦FailedFaulted
16-0009345 | Unknown Cause | Patrol - not conducted |  |  | 2016 | Tier 2 - Elevated | Distribution Circuit | 1 | 31 | 2016-01-31 | 1394674 | Sus | N | UnknownCause¦Patrolnotconducted¦¦
16-0011136 | Vegetation | Tree - fell into line | Conductor, Overhead | Normal | 2016 | Tier 2 - Elevated | Distribution Circuit | 2 | 7 | 2016-02-07 | 1399671 | Sus | N | Vegetation¦Treefellintoline¦ConductorOverhead¦Normal
16-0016391 | Vegetation | Tree - branch fell on line | Conductor, Overhead | Normal | 2016 | Tier 3 - Extreme | Distribution Circuit | 3 | 1 | 2016-03-01 | 1414123 | Sus | N | Vegetation¦Treebranchfellonline¦ConductorOverhead¦Normal
16-0016463 | Equipment Failure/Involved | Overhead | Transformer (OH) | Leaking | 2016 | Tier 2 - Elevated | Transformer only | 3 | 1 | 2016-03-01 | 1414260 | Sus | N | EquipmentFailureInvolved¦Overhead¦Transformer(OH)¦Leaking
16-0017477 | Vegetation | Tree - branch fell on line | Transformer | Broken | 2016 | Tier 3 - Extreme | Transformer only | 3 | 5 | 2016-03-05 | 1416592 | Sus | N | Vegetation¦Treebranchfellonline¦Transformer¦Broken
16-0018246 | Vegetation | Tree - fell into line | Conductor, Overhead | Broken, wire on ground | 2016 | Tier 3 - Extreme | Distribution Circuit | 3 | 5 | 2016-03-05 | 1421125 | Sus | N | Vegetation¦Treefellintoline¦ConductorOverhead¦Brokenwireonground
16-0018417 | Vegetation | Tree - fell into line | Conductor, Overhead | Broken, wire on ground | 2016 | Tier 3 - Extreme | Distribution Circuit | 3 | 6 | 2016-03-06 | 1421421 | Sus | N | Vegetation¦Treefellintoline¦ConductorOverhead¦Brokenwireonground
16-0019828 | Vegetation | Tree - fell into line | Conductor, Overhead | Broken | 2016 | Tier 2 - Elevated | Distribution Circuit | 3 | 10 | 2016-03-10 | 1426211 | Sus | N | Vegetation¦Treefellintoline¦ConductorOverhead¦Broken
16-0021195 | Environmental/External | Flood/Erosion | Pole-Wood | Broken | 2016 | Tier 3 - Extreme | Distribution Circuit | 3 | 13 | 2016-03-13 | 1430441 | Sus | N | EnvironmentalExternal¦FloodErosion¦PoleWood¦Broken
16-0026988 | Vegetation | Tree - fell into line | Conductor, Overhead | Broken, wire on ground | 2016 | Tier 2 - Elevated | Distribution Circuit | 4 | 7 | 2016-04-07 | 1446609 | Sus | N | Vegetation¦Treefellintoline¦ConductorOverhead¦Brokenwireonground
16-0032025 | Unknown Cause | Patrol - not conducted |  |  | 2016 | Tier 2 - Elevated | Distribution Circuit | 4 | 27 | 2016-04-27 | 1460230 | Sus | N | UnknownCause¦Patrolnotconducted¦¦
16-0045548 | Vegetation | Tree - branch fell on line | Fuse | Failed/Faulted | 2016 | Tier 2 - Elevated | Distribution Circuit | 6 | 24 | 2016-06-24 | 1495146 | Sus | Y | Vegetation¦Treebranchfellonline¦Fuse¦FailedFaulted
16-0045829 | Unknown Cause | Patrol - found nothing |  |  | 2016 | Tier 3 - Extreme | Distribution Circuit | 6 | 26 | 2016-06-26 | 1496014 | Sus | Y | UnknownCause¦Patrolfoundnothing¦¦
16-0047214 | Vegetation | Tree - grew into line | Secondary | Together | 2016 | Tier 2 - Elevated | Transformer only | 6 | 30 | 2016-06-30 | 1499102 | Sus | Y | Vegetation¦Treegrewintoline¦Secondary¦Together
16-0049450 | Vegetation | Tree - fell into line | Conductor, Overhead | Broken, wire on ground | 2016 | Tier 3 - Extreme | Distribution Circuit | 7 | 12 | 2016-07-12 | 1509095 | Sus | Y | Vegetation¦Treefellintoline¦ConductorOverhead¦Brokenwireonground
16-0053854 | 3rd Party | Metallic Balloon | Fuse | Failed/Faulted | 2016 | Tier 2 - Elevated | Distribution Circuit | 7 | 30 | 2016-07-30 | 1519029 | Sus | Y | 3rdParty¦MetallicBalloon¦Fuse¦FailedFaulted
16-0057408 | Equipment Failure/Involved | Overhead | Transformer (OH) | Deteriorated | 2016 | Tier 3 - Extreme | Transformer only | 8 | 15 | 2016-08-15 | 1526808 | Sus | Y | EquipmentFailureInvolved¦Overhead¦Transformer(OH)¦Deteriorated
16-0062153 | Vegetation | Tree - fell into line | Service conductor | Broken | 2016 | Tier 2 - Elevated | Transformer only | 9 | 2 | 2016-09-02 | 1536012 | Sus | Y | Vegetation¦Treefellintoline¦Serviceconductor¦Broken
16-0066398 | Vegetation | Tree - fell into line | Secondary | Broken | 2016 | Tier 3 - Extreme | Transformer only | 9 | 21 | 2016-09-21 | 1545705 | Sus | Y | Vegetation¦Treefellintoline¦Secondary¦Broken
16-0067420 | Vegetation | Tree - cutting, PG&E contractor | Conductor, Overhead | Normal | 2016 | Tier 3 - Extreme | Distribution Circuit | 9 | 26 | 2016-09-26 | 1547672 | Sus | Y | Vegetation¦TreecuttingPG&Econtractor¦ConductorOverhead¦Normal
16-0070274 | Equipment Failure/Involved | Overhead | Transformer | Deteriorated | 2016 | Tier 3 - Extreme | Transformer only | 10 | 7 | 2016-10-07 | 1554375 | Sus | Y | EquipmentFailureInvolved¦Overhead¦Transformer¦Deteriorated
16-0085090 | Vegetation | Tree - fell into line | Transformer | Leaking | 2016 | Tier 2 - Elevated | Transformer only | 12 | 11 | 2016-12-11 | 1599757 | Sus | N | Vegetation¦Treefellintoline¦Transformer¦Leaking
16-0085935 | Unknown Cause | Patrol - not conducted |  |  | 2016 | Tier 3 - Extreme | Distribution Circuit | 12 | 15 | 2016-12-15 | 1603937 | Sus | N | UnknownCause¦Patrolnotconducted¦¦
16-0086661 | Animal | Squirrel | Fuse | Failed/Faulted | 2016 | Tier 3 - Extreme | Distribution Circuit | 12 | 21 | 2016-12-21 | 1608759 | Sus | N | Animal¦Squirrel¦Fuse¦FailedFaulted
16-0086822 | Unknown Cause | Patrol - found nothing |  |  | 2016 | Tier 3 - Extreme | Distribution Circuit | 12 | 23 | 2016-12-23 | 1609863 | Sus | N | UnknownCause¦Patrolfoundnothing¦¦
17-0005063 | Vegetation | Tree - fell into line | Pole-Wood | Broken, wire on ground | 2017 | Tier 2 - Elevated | Distribution Circuit | 1 | 8 | 2017-01-08 | 1624182 | Sus | N | Vegetation¦Treefellintoline¦PoleWood¦Brokenwireonground
17-0005159 | Unknown Cause | Patrol - found nothing |  |  | 2017 | Tier 3 - Extreme | Distribution Circuit | 1 | 8 | 2017-01-08 | 1624760 | Sus | N | UnknownCause¦Patrolfoundnothing¦¦
17-0005325 | Vegetation | Tree - fell into line | Conductor, Overhead | Broken, wire on ground | 2017 | Tier 3 - Extreme | Distribution Circuit | 1 | 8 | 2017-01-08 | 1624459 | Sus | N | Vegetation¦Treefellintoline¦ConductorOverhead¦Brokenwireonground
17-0005944 | Vegetation | Tree - branch fell on line | Conductor, Overhead | Normal | 2017 | Tier 3 - Extreme | Distribution Circuit | 1 | 8 | 2017-01-08 | 1629538 | Sus | N | Vegetation¦Treebranchfellonline¦ConductorOverhead¦Normal
17-0006505 | Vegetation | Tree - fell into line | Conductor, Overhead | Broken, wire on ground | 2017 | Tier 3 - Extreme | Distribution Circuit | 1 | 8 | 2017-01-08 | 1628523 | Sus | N | Vegetation¦Treefellintoline¦ConductorOverhead¦Brokenwireonground
17-0007433 | Vegetation | Tree - fell into line | Conductor, Overhead | Broken, wire on ground | 2017 | Tier 3 - Extreme | Distribution Circuit | 1 | 10 | 2017-01-10 | 1638919 | Sus | N | Vegetation¦Treefellintoline¦ConductorOverhead¦Brokenwireonground
17-0008212 | Unknown Cause | Patrol - found nothing |  |  | 2017 | Tier 2 - Elevated | Distribution Circuit | 1 | 10 | 2017-01-10 | 1636420 | Sus | N | UnknownCause¦Patrolfoundnothing¦¦
17-0012159 | Unknown Cause | Patrol - found nothing |  |  | 2017 | Tier 2 - Elevated | Distribution Circuit | 1 | 21 | 2017-01-21 | 1657182 | Sus | N | UnknownCause¦Patrolfoundnothing¦¦
17-0013091 | Unknown Cause | Patrol - not conducted |  |  | 2017 | Tier 2 - Elevated | Distribution Circuit | 1 | 22 | 2017-01-22 | 1660346 | Sus | N | UnknownCause¦Patrolnotconducted¦¦
17-0014216 | Vegetation | Tree - fell into line | Conductor, Overhead | Normal | 2017 | Tier 3 - Extreme | Distribution Circuit | 1 | 23 | 2017-01-23 | 1665017 | Sus | N | Vegetation¦Treefellintoline¦ConductorOverhead¦Normal
17-0015551 | Equipment Failure/Involved | Underground | Connector or Splice (UG) | Contaminated | 2017 | Tier 2 - Elevated | Distribution Circuit | 1 | 27 | 2017-01-27 | 1668347 | Sus | N | EquipmentFailureInvolved¦Underground¦ConnectororSplice(UG)¦Contaminated
17-0019456 | Vegetation | Tree - branch fell on line | Fuse | Failed/Faulted | 2017 | Tier 3 - Extreme | Distribution Circuit | 2 | 9 | 2017-02-09 | 1683293 | Sus | N | Vegetation¦Treebranchfellonline¦Fuse¦FailedFaulted
17-0023773 | Environmental/External | Lightning | Transformer (OH) | Failed/Faulted | 2017 | Tier 2 - Elevated | Distribution Circuit | 2 | 20 | 2017-02-20 | 1703122 | Sus | N | EnvironmentalExternal¦Lightning¦Transformer(OH)¦FailedFaulted
17-0024073 | Vegetation | Tree - fell into line | Conductor, Overhead | Broken, wire on ground | 2017 | Tier 3 - Extreme | Distribution Circuit | 2 | 20 | 2017-02-20 | 1705165 | Sus | N | Vegetation¦Treefellintoline¦ConductorOverhead¦Brokenwireonground
17-0024697 | Vegetation | Tree - fell into line | Conductor, Overhead | Broken, wire on ground | 2017 | Tier 3 - Extreme | Distribution Circuit | 2 | 20 | 2017-02-20 | 1706525 | Sus | N | Vegetation¦Treefellintoline¦ConductorOverhead¦Brokenwireonground
17-0029111 | Vegetation | Tree - cutting, PG&E contractor | Conductor, Overhead | Normal | 2017 | Tier 3 - Extreme | Distribution Circuit | 3 | 7 | 2017-03-07 | 1721790 | Sus | N | Vegetation¦TreecuttingPG&Econtractor¦ConductorOverhead¦Normal
17-0029140 | Equipment Failure/Involved | Overhead |  | Broken | 2017 | Tier 2 - Elevated | Transformer only | 3 | 7 | 2017-03-07 | 1721882 | Sus | N | EquipmentFailureInvolved¦Overhead¦¦Broken
17-0029492 | 3rd Party | Vehicle | Conductor, Overhead | Normal | 2017 | Tier 2 - Elevated | Distribution Circuit | 3 | 8 | 2017-03-08 | 1722698 | Sus | N | 3rdParty¦Vehicle¦ConductorOverhead¦Normal
17-0030958 | Equipment Failure/Involved | Overhead | Transformer (OH) | Broken | 2017 | Tier 3 - Extreme | Transformer only | 3 | 15 | 2017-03-15 | 1727492 | Sus | N | EquipmentFailureInvolved¦Overhead¦Transformer(OH)¦Broken
17-0034251 | Equipment Failure/Involved | Overhead |  | Broken | 2017 | Tier 2 - Elevated | Transformer only | 3 | 27 | 2017-03-27 | 1737032 | Sus | N | EquipmentFailureInvolved¦Overhead¦¦Broken
17-0035725 | Unknown Cause | Patrol - found nothing |  |  | 2017 | Tier 2 - Elevated | Distribution Circuit | 4 | 1 | 2017-04-01 | 1741776 | Sus | N | UnknownCause¦Patrolfoundnothing¦¦
17-0037304 | Vegetation | Tree - fell into line | Conductor, Overhead | Broken, wire on ground | 2017 | Tier 2 - Elevated | Distribution Circuit | 4 | 6 | 2017-04-06 | 1747359 | Sus | N | Vegetation¦Treefellintoline¦ConductorOverhead¦Brokenwireonground
17-0037481 | Vegetation | Tree - fell into line | Conductor, Overhead | Broken, wire on ground | 2017 | Tier 3 - Extreme | Distribution Circuit | 4 | 6 | 2017-04-06 | 1748190 | Sus | N | Vegetation¦Treefellintoline¦ConductorOverhead¦Brokenwireonground
17-0039275 | Unknown Cause | Patrol - found nothing |  |  | 2017 | Tier 3 - Extreme | Distribution Circuit | 4 | 11 | 2017-04-11 | 1755385 | Sus | N | UnknownCause¦Patrolfoundnothing¦¦
17-0041511 | Environmental/External | Lightning | Transformer | Failed/Faulted | 2017 | Tier 2 - Elevated | Transformer only | 4 | 19 | 2017-04-19 | 1761328 | Sus | N | EnvironmentalExternal¦Lightning¦Transformer¦FailedFaulted
17-0044431 | Equipment Failure/Involved | Overhead | Transformer (OH) | Leaking | 2017 | Tier 2 - Elevated | Transformer only | 5 | 2 | 2017-05-02 | 1772225 | Sus | Y | EquipmentFailureInvolved¦Overhead¦Transformer(OH)¦Leaking
17-0056397 | Environmental/External | Lightning | Transformer (OH) | Failed/Faulted | 2017 | Tier 3 - Extreme | Distribution Circuit | 6 | 18 | 2017-06-18 | 1809656 | Sus | Y | EnvironmentalExternal¦Lightning¦Transformer(OH)¦FailedFaulted
17-0056781 | Equipment Failure/Involved | Overhead | Transformer | Broken | 2017 | Tier 2 - Elevated | Transformer only | 6 | 19 | 2017-06-19 | 1810458 | Sus | Y | EquipmentFailureInvolved¦Overhead¦Transformer¦Broken
17-0058397 | Animal | Bird found | Pole-Wood | Normal | 2017 | Tier 2 - Elevated | Distribution Circuit | 6 | 24 | 2017-06-24 | 1817414 | Sus | Y | Animal¦Birdfound¦PoleWood¦Normal
17-0060262 | Equipment Failure/Involved | Overhead | Transformer | Failed/Faulted | 2017 | Tier 3 - Extreme | Transformer only | 7 | 3 | 2017-07-03 | 1822812 | Sus | Y | EquipmentFailureInvolved¦Overhead¦Transformer¦FailedFaulted
17-0064137 | Vegetation | Tree - fell into line | Pole-Wood | Broken, wire on ground | 2017 | Tier 3 - Extreme | Distribution Circuit | 7 | 20 | 2017-07-20 | 1836104 | Sus | Y | Vegetation¦Treefellintoline¦PoleWood¦Brokenwireonground
17-0067623 | Equipment Failure/Involved | Overhead | Conductor, Overhead | Together | 2017 | Tier 3 - Extreme | Distribution Circuit | 8 | 3 | 2017-08-03 | 1845293 | Sus | Y | EquipmentFailureInvolved¦Overhead¦ConductorOverhead¦Together
17-0072596 | Equipment Failure/Involved | Overhead | Transformer | Failed/Faulted | 2017 | Tier 2 - Elevated | Transformer only | 8 | 24 | 2017-08-24 | 1858206 | Sus | Y | EquipmentFailureInvolved¦Overhead¦Transformer¦FailedFaulted
17-0072950 | Unknown Cause | Patrol - found nothing |  |  | 2017 | Tier 2 - Elevated | Distribution Circuit | 8 | 25 | 2017-08-25 | 1859596 | Sus | Y | UnknownCause¦Patrolfoundnothing¦¦
17-0074148 | Equipment Failure/Involved | Overhead | Transformer | Failed/Faulted | 2017 | Tier 2 - Elevated | Transformer only | 8 | 30 | 2017-08-30 | 1863265 | Sus | Y | EquipmentFailureInvolved¦Overhead¦Transformer¦FailedFaulted
17-0075109 | Unknown Cause | Patrol - found nothing |  |  | 2017 | Tier 2 - Elevated | Distribution Circuit | 9 | 2 | 2017-09-02 | 1866056 | Sus | Y | UnknownCause¦Patrolfoundnothing¦¦
17-0078420 | Environmental/External | Lightning | Transformer (OH) | Burned/flashed | 2017 | Tier 2 - Elevated | Transformer only | 9 | 12 | 2017-09-12 | 1877848 | Sus | Y | EnvironmentalExternal¦Lightning¦Transformer(OH)¦Burnedflashed
17-0084246 | Vegetation | Tree - branch fell on line | Conductor, Overhead | Broken, wire on ground | 2017 | Tier 3 - Extreme | Distribution Circuit | 10 | 4 | 2017-10-04 | 1890946 | Sus | Y | Vegetation¦Treebranchfellonline¦ConductorOverhead¦Brokenwireonground
17-0087497 | Unknown Cause | Patrol - found nothing |  |  | 2017 | Tier 2 - Elevated | Distribution Circuit | 10 | 15 | 2017-10-15 | 1901219 | Sus | Y | UnknownCause¦Patrolfoundnothing¦¦
17-0095674 | Unknown Cause | Patrol - found nothing |  |  | 2017 | Tier 3 - Extreme | Distribution Circuit | 11 | 16 | 2017-11-16 | 1924084 | Sus | Y | UnknownCause¦Patrolfoundnothing¦¦
17-0097018 | Unknown Cause | Patrol - found nothing |  |  | 2017 | Tier 2 - Elevated | Distribution Circuit | 11 | 22 | 2017-11-22 | 1927679 | Sus | Y | UnknownCause¦Patrolfoundnothing¦¦
17-0097484 | Animal | Bird found | Fuse | Failed/Faulted | 2017 | Tier 3 - Extreme | Distribution Circuit | 11 | 25 | 2017-11-25 | 1928901 | Sus | Y | Animal¦Birdfound¦Fuse¦FailedFaulted
17-0099775 | Unknown Cause | Patrol - found nothing |  |  | 2017 | Tier 2 - Elevated | Distribution Circuit | 12 | 4 | 2017-12-04 | 1935734 | Sus | N | UnknownCause¦Patrolfoundnothing¦¦
17-0100757 | 3rd Party | Vehicle | Pole-Wood | Broken | 2017 | Tier 2 - Elevated | Distribution Circuit | 12 | 8 | 2017-12-08 | 1938901 | Sus | N | 3rdParty¦Vehicle¦PoleWood¦Broken
18-0003734 | Equipment Failure/Involved | Overhead | Secondary | Normal | 2018 | Tier 2 - Elevated | Transformer only | 1 | 4 | 2018-01-04 | 2308 | Sus | N | EquipmentFailureInvolved¦Overhead¦Secondary¦Normal
18-0005471 | Equipment Failure/Involved | Overhead | Transformer | Broken, wire on ground | 2018 | Tier 2 - Elevated | Transformer only | 1 | 11 | 2018-01-11 | 6797 | Sus | N | EquipmentFailureInvolved¦Overhead¦Transformer¦Brokenwireonground
18-0010820 | 3rd Party | Tree - cutting, 3rd party | Fuse | Failed/Faulted | 2018 | Tier 3 - Extreme | Distribution Circuit | 2 | 1 | 2018-02-01 | 17746 | Sus | N | 3rdParty¦Treecutting3rdparty¦Fuse¦FailedFaulted
18-0012323 | Equipment Failure/Involved | Overhead | Conductor, Overhead | Broken, wire on ground | 2018 | Tier 3 - Extreme | Distribution Circuit | 2 | 7 | 2018-02-07 | 21070 | Sus | N | EquipmentFailureInvolved¦Overhead¦ConductorOverhead¦Brokenwireonground
18-0019405 | Vegetation | Tree - fell into line | Conductor, Overhead | Broken, wire on ground | 2018 | Tier 3 - Extreme | Distribution Circuit | 3 | 3 | 2018-03-03 | 37002 | Sus | N | Vegetation¦Treefellintoline¦ConductorOverhead¦Brokenwireonground
18-0023584 | Unknown Cause | Patrol - found nothing |  |  | 2018 | Tier 3 - Extreme | Distribution Circuit | 3 | 16 | 2018-03-16 | 46264 | Sus | N | UnknownCause¦Patrolfoundnothing¦¦
18-0023602 | Unknown Cause | Patrol - found nothing |  |  | 2018 | Tier 3 - Extreme | Distribution Circuit | 3 | 16 | 2018-03-16 | 46265 | Sus | N | UnknownCause¦Patrolfoundnothing¦¦
18-0023620 | Vegetation | Tree - fell into line | Pole-Wood | Broken, wire on ground | 2018 | Tier 3 - Extreme | Distribution Circuit | 3 | 16 | 2018-03-16 | 46283 | Sus | N | Vegetation¦Treefellintoline¦PoleWood¦Brokenwireonground
18-0029392 | Unknown Cause | Patrol - found nothing |  |  | 2018 | Tier 2 - Elevated | Distribution Circuit | 4 | 5 | 2018-04-05 | 59882 | Sus | N | UnknownCause¦Patrolfoundnothing¦¦
18-0033186 | Vegetation | Tree - branch fell on line | Conductor, Overhead | Broken, wire on ground | 2018 | Tier 2 - Elevated | Distribution Circuit | 4 | 17 | 2018-04-17 | 69036 | Sus | N | Vegetation¦Treebranchfellonline¦ConductorOverhead¦Brokenwireonground
18-0043211 | Animal | Squirrel | Fuse | Normal | 2018 | Tier 2 - Elevated | Distribution Circuit | 5 | 22 | 2018-05-22 | 91871 | Sus | Y | Animal¦Squirrel¦Fuse¦Normal
18-0053212 | Vegetation | Tree - fell into line | Conductor, Overhead | Broken, wire on ground | 2018 | Tier 3 - Extreme | Distribution Circuit | 6 | 21 | 2018-06-21 | 114542 | Sus | Y | Vegetation¦Treefellintoline¦ConductorOverhead¦Brokenwireonground
18-0056039 | Vegetation | Tree - fell into line | Conductor, Overhead | Broken, wire on ground | 2018 | Tier 2 - Elevated | Distribution Circuit | 6 | 30 | 2018-06-30 | 122077 | Sus | Y | Vegetation¦Treefellintoline¦ConductorOverhead¦Brokenwireonground
18-0056718 | Equipment Failure/Involved | Underground | Service conductor | Burned Open | 2018 | Tier 2 - Elevated | Transformer only | 7 | 3 | 2018-07-03 | 123549 | Sus | Y | EquipmentFailureInvolved¦Underground¦Serviceconductor¦BurnedOpen
18-0056981 | Unknown Cause | Patrol - found nothing |  |  | 2018 | Tier 2 - Elevated | Distribution Circuit | 7 | 4 | 2018-07-04 | 124445 | Sus | Y | UnknownCause¦Patrolfoundnothing¦¦
18-0063320 | Vegetation | Tree - fell into line | Conductor, Overhead | Broken, wire on ground | 2018 | Tier 3 - Extreme | Distribution Circuit | 7 | 25 | 2018-07-25 | 139623 | Sus | Y | Vegetation¦Treefellintoline¦ConductorOverhead¦Brokenwireonground
18-0066345 | Vegetation | Tree - bark fell into line | Conductor, Overhead | Broken, wire on ground | 2018 | Tier 3 - Extreme | Distribution Circuit | 8 | 2 | 2018-08-02 | 147961 | Sus | Y | Vegetation¦Treebarkfellintoline¦ConductorOverhead¦Brokenwireonground
18-0075414 | Animal | Other | Conductor, Overhead | On Ground | 2018 | Tier 3 - Extreme | Distribution Circuit | 8 | 31 | 2018-08-31 | 166076 | Sus | Y | Animal¦Other¦ConductorOverhead¦OnGround
18-0077787 | Vegetation | Tree - fell into line | Conductor, Overhead | Broken, wire on ground | 2018 | Tier 2 - Elevated | Distribution Circuit | 9 | 8 | 2018-09-08 | 170674 | Sus | Y | Vegetation¦Treefellintoline¦ConductorOverhead¦Brokenwireonground
18-0079574 | Equipment Failure/Involved | Overhead | Transformer | Burned/flashed | 2018 | Tier 3 - Extreme | Transformer only | 9 | 13 | 2018-09-13 | 174029 | Sus | Y | EquipmentFailureInvolved¦Overhead¦Transformer¦Burnedflashed
18-0079972 | 3rd Party | Vehicle | Pole-Wood | Normal | 2018 | Tier 2 - Elevated | Transformer only | 9 | 15 | 2018-09-15 | 174661 | Sus | Y | 3rdParty¦Vehicle¦PoleWood¦Normal
18-0087986 | Vegetation | Tree - branch fell on line | Fuse | Failed/Faulted | 2018 | Tier 3 - Extreme | Distribution Circuit | 10 | 7 | 2018-10-07 | 190366 | Sus | Y | Vegetation¦Treebranchfellonline¦Fuse¦FailedFaulted
18-0090242 | Wildfire Mitigation | Public Safety Power Shut-off |  |  | 2018 | Tier 2 - Elevated | Distribution Circuit | 10 | 14 | 2018-10-14 | 195044 | Sus | Y | WildfireMitigation¦PublicSafetyPowerShutoff¦¦
18-0101290 | Environmental/External | Fire, Forest/Grass | Pole-Wood | Burned/flashed | 2018 | Tier 3 - Extreme | Distribution Circuit | 11 | 8 | 2018-11-08 | 218656 | Sus | Y | EnvironmentalExternal¦FireForestGrass¦PoleWood¦Burnedflashed
18-0104009 | Vegetation | Tree - branch fell on line | Conductor, Overhead | Normal | 2018 | Tier 3 - Extreme | Distribution Circuit | 11 | 27 | 2018-11-27 | 225858 | Sus | Y | Vegetation¦Treebranchfellonline¦ConductorOverhead¦Normal
18-0106333 | Unknown Cause | Patrol - found nothing |  |  | 2018 | Tier 2 - Elevated | Distribution Circuit | 12 | 3 | 2018-12-03 | 232056 | Sus | N | UnknownCause¦Patrolfoundnothing¦¦
18-0107082 | Unknown Cause | Patrol - found nothing |  |  | 2018 | Tier 2 - Elevated | Distribution Circuit | 12 | 4 | 2018-12-04 | 233491 | Sus | N | UnknownCause¦Patrolfoundnothing¦¦
19-0005503 | Vegetation | Tree - branch fell on line | Conductor, Overhead | Broken, wire on ground | 2019 | Tier 2 - Elevated | Distribution Circuit | 1 | 6 | 2019-01-06 | 257482 | Sus | N | Vegetation¦Treebranchfellonline¦ConductorOverhead¦Brokenwireonground
19-0005687 | Vegetation | Tree - branch fell on line | Transformer (OH) | Normal | 2019 | Tier 3 - Extreme | Distribution Circuit | 1 | 6 | 2019-01-06 | 257173 | Sus | N | Vegetation¦Treebranchfellonline¦Transformer(OH)¦Normal
19-0006420 | Vegetation | Tree - branch fell on line | Conductor, Overhead | Broken, wire on object | 2019 | Tier 2 - Elevated | Distribution Circuit | 1 | 8 | 2019-01-08 | 260726 | Sus | N | Vegetation¦Treebranchfellonline¦ConductorOverhead¦Brokenwireonobject
19-0009061 | Equipment Failure/Involved | Overhead | Cutout, fuse holder | Broken | 2019 | Tier 2 - Elevated | Distribution Circuit | 1 | 15 | 2019-01-15 | 265531 | Sus | N | EquipmentFailureInvolved¦Overhead¦Cutoutfuseholder¦Broken
19-0009901 | Vegetation | Tree - fell into line | Conductor, Overhead | Broken, wire on ground | 2019 | Tier 2 - Elevated | Distribution Circuit | 1 | 16 | 2019-01-16 | 267175 | Sus | N | Vegetation¦Treefellintoline¦ConductorOverhead¦Brokenwireonground
19-0010169 | Vegetation | Tree - fell into line | Transformer | Broken, wire on ground | 2019 | Tier 3 - Extreme | Transformer only | 1 | 16 | 2019-01-16 | 268721 | Sus | N | Vegetation¦Treefellintoline¦Transformer¦Brokenwireonground
19-0010346 | Equipment Failure/Involved | Overhead | Conductor, Overhead | Broken, wire on ground | 2019 | Tier 2 - Elevated | Distribution Circuit | 1 | 16 | 2019-01-16 | 270621 | Sus | N | EquipmentFailureInvolved¦Overhead¦ConductorOverhead¦Brokenwireonground
19-0010491 | Vegetation | Tree - branch fell on line | Conductor, Overhead | Arcing | 2019 | Tier 3 - Extreme | Distribution Circuit | 1 | 17 | 2019-01-17 | 272207 | Sus | N | Vegetation¦Treebranchfellonline¦ConductorOverhead¦Arcing
19-0011652 | Unknown Cause | Patrol - found nothing |  |  | 2019 | Tier 3 - Extreme | Distribution Circuit | 1 | 16 | 2019-01-16 | 268475 | Sus | N | UnknownCause¦Patrolfoundnothing¦¦
19-0017639 | Environmental/External | Lightning | Transformer | Failed/Faulted | 2019 | Tier 2 - Elevated | Transformer only | 2 | 3 | 2019-02-03 | 289349 | Sus | N | EnvironmentalExternal¦Lightning¦Transformer¦FailedFaulted
19-0018162 | Vegetation | Tree - fell into line | Service conductor | Broken | 2019 | Tier 3 - Extreme | Transformer only | 2 | 4 | 2019-02-04 | 290781 | Sus | N | Vegetation¦Treefellintoline¦Serviceconductor¦Broken
19-0018502 | Environmental/External | Ice or snow | Pole-Wood | Broken, wire on ground | 2019 | Tier 3 - Extreme | Distribution Circuit | 2 | 4 | 2019-02-04 | 290897 | Sus | N | EnvironmentalExternal¦Iceorsnow¦PoleWood¦Brokenwireonground
19-0018735 | Vegetation | Tree - fell into line | Service conductor | Broken, wire on ground | 2019 | Tier 2 - Elevated | Transformer only | 2 | 5 | 2019-02-05 | 293136 | Sus | N | Vegetation¦Treefellintoline¦Serviceconductor¦Brokenwireonground
19-0018781 | Vegetation | Tree - fell into line | Pole-Wood | Broken, wire on ground | 2019 | Tier 2 - Elevated | Distribution Circuit | 2 | 4 | 2019-02-04 | 293740 | Sus | N | Vegetation¦Treefellintoline¦PoleWood¦Brokenwireonground
19-0022449 | Unknown Cause | Patrol - found nothing |  |  | 2019 | Tier 2 - Elevated | Distribution Circuit | 2 | 13 | 2019-02-13 | 305217 | Sus | N | UnknownCause¦Patrolfoundnothing¦¦
19-0022509 | Vegetation | Tree - fell into line | Conductor, Overhead | Together | 2019 | Tier 3 - Extreme | Transformer only | 2 | 13 | 2019-02-13 | 304679 | Sus | N | Vegetation¦Treefellintoline¦ConductorOverhead¦Together
19-0023270 | Vegetation | Tree - branch fell on line | Conductor, Overhead | Normal | 2019 | Tier 2 - Elevated | Distribution Circuit | 2 | 14 | 2019-02-14 | 308872 | Sus | N | Vegetation¦Treebranchfellonline¦ConductorOverhead¦Normal
19-0023339 | Equipment Failure/Involved | Overhead | Conductor, Overhead | Broken, wire on ground | 2019 | Tier 3 - Extreme | Distribution Circuit | 2 | 13 | 2019-02-13 | 309562 | Sus | N | EquipmentFailureInvolved¦Overhead¦ConductorOverhead¦Brokenwireonground
19-0024571 | Vegetation | Tree - fell into line | Conductor, Overhead | Together | 2019 | Tier 3 - Extreme | Distribution Circuit | 2 | 16 | 2019-02-16 | 314453 | Sus | N | Vegetation¦Treefellintoline¦ConductorOverhead¦Together
19-0025151 | Equipment Failure/Involved | Overhead | Pole-Wood | Broken | 2019 | Tier 2 - Elevated | Distribution Circuit | 2 | 13 | 2019-02-13 | 315895 | Sus | N | EquipmentFailureInvolved¦Overhead¦PoleWood¦Broken
19-0025947 | Equipment Failure/Involved | Overhead | Transformer (OH) | Failed/Faulted | 2019 | Tier 3 - Extreme | Distribution Circuit | 2 | 19 | 2019-02-19 | 318328 | Sus | N | EquipmentFailureInvolved¦Overhead¦Transformer(OH)¦FailedFaulted
19-0026611 | Vegetation | Tree - branch fell on line | Conductor, Overhead | On Ground | 2019 | Tier 2 - Elevated | Distribution Circuit | 2 | 20 | 2019-02-20 | 320049 | Sus | N | Vegetation¦Treebranchfellonline¦ConductorOverhead¦OnGround
19-0028247 | Vegetation | Tree - fell into line | Transformer | Broken, wire on ground | 2019 | Tier 3 - Extreme | Transformer only | 2 | 26 | 2019-02-26 | 323934 | Sus | N | Vegetation¦Treefellintoline¦Transformer¦Brokenwireonground
19-0030844 | 3rd Party | Vehicle | Pole-Wood | Broken | 2019 | Tier 2 - Elevated | Distribution Circuit | 3 | 5 | 2019-03-05 | 331459 | Sus | N | 3rdParty¦Vehicle¦PoleWood¦Broken
19-0032382 | Unknown Cause | Patrol - found nothing |  |  | 2019 | Tier 2 - Elevated | Distribution Circuit | 3 | 9 | 2019-03-09 | 335320 | Sus | N | UnknownCause¦Patrolfoundnothing¦¦
19-0036476 | Unknown Cause | Patrol - found nothing |  |  | 2019 | Tier 3 - Extreme | Distribution Circuit | 3 | 24 | 2019-03-24 | 346314 | Sus | N | UnknownCause¦Patrolfoundnothing¦¦
19-0037285 | Vegetation | Tree - branch fell on line | Conductor, Overhead | Broken, wire on ground | 2019 | Tier 3 - Extreme | Distribution Circuit | 3 | 27 | 2019-03-27 | 348142 | Sus | N | Vegetation¦Treebranchfellonline¦ConductorOverhead¦Brokenwireonground
19-0040296 | Equipment Failure/Involved | Overhead | Conductor, Overhead | Normal | 2019 | Tier 2 - Elevated | Distribution Circuit | 4 | 6 | 2019-04-06 | 354915 | Sus | N | EquipmentFailureInvolved¦Overhead¦ConductorOverhead¦Normal
19-0050253 | Equipment Failure/Involved | Underground | Transformer (UG) | Leaking | 2019 | Tier 2 - Elevated | Distribution Circuit | 5 | 9 | 2019-05-09 | 376805 | Sus | Y | EquipmentFailureInvolved¦Underground¦Transformer(UG)¦Leaking
19-0057760 | Company Initiated | Construction Activity/equip, company | Conductor, Overhead | Normal | 2019 | Tier 2 - Elevated | Distribution Circuit | 5 | 26 | 2019-05-26 | 390638 | Sus | Y | CompanyInitiated¦ConstructionActivityequipcompany¦ConductorOverhead¦Normal
19-0057985 | Vegetation | Tree - fell into line | Conductor, Overhead | Broken, wire on ground | 2019 | Tier 3 - Extreme | Distribution Circuit | 5 | 27 | 2019-05-27 | 391296 | Sus | Y | Vegetation¦Treefellintoline¦ConductorOverhead¦Brokenwireonground
19-0060678 | Unknown Cause | Patrol - found nothing |  |  | 2019 | Tier 3 - Extreme | Distribution Circuit | 5 | 31 | 2019-05-31 | 394160 | Sus | Y | UnknownCause¦Patrolfoundnothing¦¦
19-0066090 | Unknown Cause | Patrol - found nothing |  |  | 2019 | Tier 2 - Elevated | Distribution Circuit | 6 | 11 | 2019-06-11 | 405858 | Sus | Y | UnknownCause¦Patrolfoundnothing¦¦
19-0073256 | Equipment Failure/Involved | Overhead | Jumper | Burned Open | 2019 | Tier 2 - Elevated | Distribution Circuit | 6 | 28 | 2019-06-28 | 435011 | Sus | Y | EquipmentFailureInvolved¦Overhead¦Jumper¦BurnedOpen
19-0074493 | 3rd Party | Tree - cutting, 3rd party | Conductor, Overhead | Normal | 2019 | Tier 3 - Extreme | Distribution Circuit | 7 | 3 | 2019-07-03 | 440740 | Sus | Y | 3rdParty¦Treecutting3rdparty¦ConductorOverhead¦Normal
19-0075528 | 3rd Party | Vehicle | Pole-Wood | Broken | 2019 | Tier 2 - Elevated | Distribution Circuit | 7 | 9 | 2019-07-09 | 443427 | Sus | Y | 3rdParty¦Vehicle¦PoleWood¦Broken
19-0075804 | Animal | Squirrel | Fuse | Failed/Faulted | 2019 | Tier 2 - Elevated | Distribution Circuit | 7 | 10 | 2019-07-10 | 443960 | Sus | Y | Animal¦Squirrel¦Fuse¦FailedFaulted
19-0077759 | Animal | Squirrel | Fuse | Failed/Faulted | 2019 | Tier 3 - Extreme | Distribution Circuit | 7 | 16 | 2019-07-16 | 453316 | Sus | Y | Animal¦Squirrel¦Fuse¦FailedFaulted
19-0079578 | Equipment Failure/Involved | Overhead | Connector or Splice (OH) | Broken, wire on ground | 2019 | Tier 2 - Elevated | Distribution Circuit | 7 | 21 | 2019-07-21 | 464982 | Sus | Y | EquipmentFailureInvolved¦Overhead¦ConnectororSplice(OH)¦Brokenwireonground
19-0083406 | 3rd Party | Vehicle | Fuse | Normal | 2019 | Tier 3 - Extreme | Distribution Circuit | 8 | 1 | 2019-08-01 | 477026 | Sus | Y | 3rdParty¦Vehicle¦Fuse¦Normal
19-0099244 | Vegetation | Tree - fell into line | Conductor, Overhead | Normal | 2019 | Tier 3 - Extreme | Distribution Circuit | 9 | 15 | 2019-09-15 | 583284 | Sus | Y | Vegetation¦Treefellintoline¦ConductorOverhead¦Normal
19-0105111 | Equipment Failure/Involved | Substation | Circuit Breaker | Malfunctioning | 2019 | Tier 2 - Elevated | Substation - Distribution | 9 | 29 | 2019-09-29 | 628472 | Sus | Y | EquipmentFailureInvolved¦Substation¦CircuitBreaker¦Malfunctioning
19-0105161 | Unknown Cause | Patrol - not conducted |  |  | 2019 | Tier 2 - Elevated | Distribution Circuit | 9 | 29 | 2019-09-29 | 628858 | Sus | Y | UnknownCause¦Patrolnotconducted¦¦
19-0108102 | Environmental/External | Fire, Forest/Grass | Other | Normal | 2019 | Tier 3 - Extreme | Distribution Circuit | 10 | 6 | 2019-10-06 | 645732 | Sus | Y | EnvironmentalExternal¦FireForestGrass¦Other¦Normal
19-0110878 | Unknown Cause | Patrol - found nothing |  |  | 2019 | Tier 2 - Elevated | Distribution Circuit | 10 | 12 | 2019-10-12 | 655458 | Sus | Y | UnknownCause¦Patrolfoundnothing¦¦
19-0114835 | Animal | Squirrel | Cutout, fuse holder | Normal | 2019 | Tier 2 - Elevated | Distribution Circuit | 10 | 22 | 2019-10-22 | 677213 | Sus | Y | Animal¦Squirrel¦Cutoutfuseholder¦Normal
19-0121921 | Animal | Squirrel | Transformer | Failed/Faulted | 2019 | Tier 3 - Extreme | Transformer only | 11 | 6 | 2019-11-06 | 700942 | Sus | Y | Animal¦Squirrel¦Transformer¦FailedFaulted
19-0123643 | Animal | Squirrel | Pothead(Riser Termination) | Normal | 2019 | Tier 3 - Extreme | Distribution Circuit | 11 | 11 | 2019-11-11 | 704514 | Sus | Y | Animal¦Squirrel¦Pothead(RiserTermination)¦Normal
19-0125007 | Vegetation | Tree - branch fell on line | Conductor, Overhead | Normal | 2019 | Tier 3 - Extreme | Distribution Circuit | 11 | 15 | 2019-11-15 | 707267 | Sus | Y | Vegetation¦Treebranchfellonline¦ConductorOverhead¦Normal
19-0125380 | Unknown Cause | Patrol - found nothing |  |  | 2019 | Tier 2 - Elevated | Distribution Circuit | 11 | 16 | 2019-11-16 | 708088 | Sus | Y | UnknownCause¦Patrolfoundnothing¦¦
19-0130439 | Vegetation | Tree - branch fell on line | Conductor, Overhead | Normal | 2019 | Tier 2 - Elevated | Distribution Circuit | 11 | 27 | 2019-11-27 | 720537 | Sus | Y | Vegetation¦Treebranchfellonline¦ConductorOverhead¦Normal
19-0131404 | Vegetation | Tree - branch fell on line | Conductor, Overhead | Broken, wire on ground | 2019 | Tier 3 - Extreme | Distribution Circuit | 11 | 30 | 2019-11-30 | 724168 | Sus | Y | Vegetation¦Treebranchfellonline¦ConductorOverhead¦Brokenwireonground
19-0131440 | Vegetation | Tree - fell into line | Conductor, Overhead | Broken, wire on ground | 2019 | Tier 2 - Elevated | Distribution Circuit | 11 | 30 | 2019-11-30 | 724276 | Sus | Y | Vegetation¦Treefellintoline¦ConductorOverhead¦Brokenwireonground
19-0131586 | Vegetation | Tree - branch fell on line | Conductor, Overhead | Normal | 2019 | Tier 2 - Elevated | Distribution Circuit | 11 | 30 | 2019-11-30 | 724753 | Sus | Y | Vegetation¦Treebranchfellonline¦ConductorOverhead¦Normal
20-0005789 | Unknown Cause | Patrol - found nothing |  |  | 2020 | Tier 2 - Elevated | Distribution Circuit | 1 | 7 | 2020-01-07 | 756024 | Sus | N | UnknownCause¦Patrolfoundnothing¦¦
20-0007449 | 3rd Party | Tree - cutting, 3rd party | Conductor, Overhead | Normal | 2020 | Tier 2 - Elevated | Distribution Circuit | 1 | 10 | 2020-01-10 | 758965 | Sus | N | 3rdParty¦Treecutting3rdparty¦ConductorOverhead¦Normal
20-0010382 | Equipment Failure/Involved | Overhead | Transformer | Broken | 2020 | Tier 2 - Elevated | Transformer only | 1 | 16 | 2020-01-16 | 762307 | Sus | N | EquipmentFailureInvolved¦Overhead¦Transformer¦Broken
20-0018428 | Vegetation | Tree - cutting, PG&E contractor | Conductor, Overhead | Normal | 2020 | Tier 2 - Elevated | Distribution Circuit | 2 | 7 | 2020-02-07 | 779925 | Sus | N | Vegetation¦TreecuttingPG&Econtractor¦ConductorOverhead¦Normal
20-0019673 | Vegetation | Tree - branch fell on line | Service conductor | Broken, wire on ground | 2020 | Tier 3 - Extreme | Distribution Circuit | 2 | 9 | 2020-02-09 | 784320 | Sus | N | Vegetation¦Treebranchfellonline¦Serviceconductor¦Brokenwireonground
20-0019694 | Unknown Cause | Patrol - found nothing |  |  | 2020 | Tier 2 - Elevated | Distribution Circuit | 2 | 10 | 2020-02-10 | 786726 | Sus | N | UnknownCause¦Patrolfoundnothing¦¦
20-0019697 | Vegetation | Tree - fell into line | Transformer | Broken, wire on ground | 2020 | Tier 2 - Elevated | Transformer only | 2 | 9 | 2020-02-09 | 786297 | Sus | N | Vegetation¦Treefellintoline¦Transformer¦Brokenwireonground
20-0026030 | Unknown Cause | Patrol - found nothing |  |  | 2020 | Tier 2 - Elevated | Distribution Circuit | 2 | 26 | 2020-02-26 | 811641 | Sus | N | UnknownCause¦Patrolfoundnothing¦¦
20-0027614 | Unknown Cause | Patrol - found nothing |  |  | 2020 | Tier 3 - Extreme | Distribution Circuit | 3 | 2 | 2020-03-02 | 821121 | Sus | N | UnknownCause¦Patrolfoundnothing¦¦
20-0028954 | Equipment Failure/Involved | Overhead | Crossarm, Wood | Burned/flashed | 2020 | Tier 3 - Extreme | Distribution Circuit | 3 | 5 | 2020-03-05 | 831413 | Sus | N | EquipmentFailureInvolved¦Overhead¦CrossarmWood¦Burnedflashed
20-0032877 | Vegetation | Tree - fell into line | Crossarm, Wood | Broken, wire on ground | 2020 | Tier 3 - Extreme | Distribution Circuit | 3 | 16 | 2020-03-16 | 855281 | Sus | N | Vegetation¦Treefellintoline¦CrossarmWood¦Brokenwireonground
20-0033037 | Vegetation | Tree - fell into line | Conductor, Overhead | Broken, wire on ground | 2020 | Tier 3 - Extreme | Distribution Circuit | 3 | 14 | 2020-03-14 | 855759 | Sus | N | Vegetation¦Treefellintoline¦ConductorOverhead¦Brokenwireonground
20-0033183 | Vegetation | Tree - fell into line | Pole-Wood | Broken | 2020 | Tier 3 - Extreme | Distribution Circuit | 3 | 15 | 2020-03-15 | 856342 | Sus | N | Vegetation¦Treefellintoline¦PoleWood¦Broken
20-0037516 | Unknown Cause | Patrol - found nothing |  |  | 2020 | Tier 2 - Elevated | Transformer only | 3 | 31 | 2020-03-31 | 873934 | Sus | N | UnknownCause¦Patrolfoundnothing¦¦
20-0038725 | Unknown Cause | Patrol - found nothing |  |  | 2020 | Tier 3 - Extreme | Distribution Circuit | 4 | 6 | 2020-04-06 | 883557 | Sus | N | UnknownCause¦Patrolfoundnothing¦¦
20-0040587 | Unknown Cause | Patrol - found nothing |  |  | 2020 | Tier 3 - Extreme | Distribution Circuit | 4 | 11 | 2020-04-11 | 893860 | Sus | N | UnknownCause¦Patrolfoundnothing¦¦
20-0048942 | Unknown Cause | Patrol - found nothing |  |  | 2020 | Tier 2 - Elevated | Distribution Circuit | 5 | 10 | 2020-05-10 | 910800 | Sus | Y | UnknownCause¦Patrolfoundnothing¦¦
20-0051629 | Vegetation | Tree - fell into line | Pole-Wood | Broken, wire on ground | 2020 | Tier 3 - Extreme | Distribution Circuit | 5 | 18 | 2020-05-18 | 917263 | Sus | Y | Vegetation¦Treefellintoline¦PoleWood¦Brokenwireonground
20-0057959 | Equipment Failure/Involved | Overhead | Pole-Wood | Broken | 2020 | Tier 2 - Elevated | Distribution Circuit | 6 | 5 | 2020-06-05 | 931408 | Sus | Y | EquipmentFailureInvolved¦Overhead¦PoleWood¦Broken
20-0058715 | Animal | Bird found | Transformer (OH) | Normal | 2020 | Tier 2 - Elevated | Distribution Circuit | 6 | 8 | 2020-06-08 | 933815 | Sus | Y | Animal¦Birdfound¦Transformer(OH)¦Normal
20-0065707 | Equipment Failure/Involved | Overhead | Transformer (OH) | Broken | 2020 | Tier 2 - Elevated | Transformer only | 6 | 27 | 2020-06-27 | 948779 | Sus | Y | EquipmentFailureInvolved¦Overhead¦Transformer(OH)¦Broken
20-0074361 | Equipment Failure/Involved | Overhead | Pole-Wood | Broken | 2020 | Tier 2 - Elevated | Distribution Circuit | 7 | 21 | 2020-07-21 | 969359 | Sus | Y | EquipmentFailureInvolved¦Overhead¦PoleWood¦Broken
20-0075159 | Vegetation | Tree - fell into line | Conductor, Overhead | Burned/flashed | 2020 | Tier 2 - Elevated | Distribution Circuit | 7 | 23 | 2020-07-23 | 970557 | Sus | Y | Vegetation¦Treefellintoline¦ConductorOverhead¦Burnedflashed
20-0077205 | Unknown Cause | Patrol - found nothing |  |  | 2020 | Tier 2 - Elevated | Distribution Circuit | 7 | 29 | 2020-07-29 | 974088 | Sus | Y | UnknownCause¦Patrolfoundnothing¦¦
20-0077676 | Unknown Cause | Patrol - found nothing |  |  | 2020 | Tier 3 - Extreme | Distribution Circuit | 7 | 29 | 2020-07-29 | 974951 | Sus | Y | UnknownCause¦Patrolfoundnothing¦¦
20-0084437 | Unknown Cause | Patrol - found nothing |  |  | 2020 | Tier 3 - Extreme | Distribution Circuit | 8 | 15 | 2020-08-15 | 1009306 | Sus | Y | UnknownCause¦Patrolfoundnothing¦¦
20-0084804 | Vegetation | Tree - branch fell on line | Conductor, Overhead | Normal | 2020 | Tier 3 - Extreme | Distribution Circuit | 8 | 16 | 2020-08-16 | 1010275 | Sus | Y | Vegetation¦Treebranchfellonline¦ConductorOverhead¦Normal
20-0087181 | Company Initiated | Construction Activity/equip, company | Transformer (OH) | Deteriorated | 2020 | Tier 2 - Elevated | Distribution Circuit | 8 | 19 | 2020-08-19 | 1021287 | Sus | Y | CompanyInitiated¦ConstructionActivityequipcompany¦Transformer(OH)¦Deteriorated
20-0093919 | Equipment Failure/Involved | Overhead | Transformer (OH) | Failed/Faulted | 2020 | Tier 2 - Elevated | Distribution Circuit | 9 | 6 | 2020-09-06 | 1057164 | Sus | Y | EquipmentFailureInvolved¦Overhead¦Transformer(OH)¦FailedFaulted
20-0100564 | Environmental/External | Fire, Forest/Grass | Conductor, Overhead | Burned/flashed | 2020 | Tier 2 - Elevated | Distribution Circuit | 9 | 7 | 2020-09-07 | 1089278 | Sus | Y | EnvironmentalExternal¦FireForestGrass¦ConductorOverhead¦Burnedflashed
20-0104961 | Environmental/External | Fire, Forest/Grass | Conductor, Overhead | Normal | 2020 | Tier 3 - Extreme | Distribution Circuit | 10 | 4 | 2020-10-04 | 1110874 | Sus | Y | EnvironmentalExternal¦FireForestGrass¦ConductorOverhead¦Normal
20-0105054 | Unknown Cause | Patrol - found nothing |  |  | 2020 | Tier 2 - Elevated | Distribution Circuit | 10 | 5 | 2020-10-05 | 1111092 | Sus | Y | UnknownCause¦Patrolfoundnothing¦¦
20-0113662 | Vegetation | Tree - fell into line | Secondary | Together | 2020 | Tier 3 - Extreme | Transformer only | 10 | 26 | 2020-10-26 | 1129447 | Sus | Y | Vegetation¦Treefellintoline¦Secondary¦Together
20-0114350 | Equipment Failure/Involved | Overhead | Cutout, fuse holder | Burned/flashed | 2020 | Tier 2 - Elevated | Distribution Circuit | 10 | 28 | 2020-10-28 | 1130766 | Sus | Y | EquipmentFailureInvolved¦Overhead¦Cutoutfuseholder¦Burnedflashed
20-0116760 | Unknown Cause | Patrol - found nothing |  |  | 2020 | Tier 3 - Extreme | Transformer only | 11 | 3 | 2020-11-03 | 1135425 | Sus | Y | UnknownCause¦Patrolfoundnothing¦¦
20-0122469 | Unknown Cause | Patrol - found nothing |  |  | 2020 | Tier 3 - Extreme | Transmission line | 11 | 18 | 2020-11-18 | 1148669 | Sus | Y | UnknownCause¦Patrolfoundnothing¦¦
20-0126023 | Animal | Squirrel | Transformer (OH) | Normal | 2020 | Tier 2 - Elevated | Distribution Circuit | 11 | 30 | 2020-11-30 | 1156539 | Sus | Y | Animal¦Squirrel¦Transformer(OH)¦Normal
20-0128874 | Animal | Squirrel |  | Failed/Faulted | 2020 | Tier 3 - Extreme | Transformer only | 12 | 8 | 2020-12-08 | 1171569 | Sus | N | Animal¦Squirrel¦¦FailedFaulted
20-0131017 | Unknown Cause | Patrol - found nothing |  |  | 2020 | Tier 2 - Elevated | Distribution Circuit | 12 | 17 | 2020-12-17 | 1193141 | Sus | N | UnknownCause¦Patrolfoundnothing¦¦
20-0132077 | Equipment Failure/Involved | Overhead | Transformer (OH) | Broken | 2020 | Tier 2 - Elevated | Distribution Circuit | 12 | 28 | 2020-12-28 | 1200159 | Sus | N | EquipmentFailureInvolved¦Overhead¦Transformer(OH)¦Broken
21-0005248 | Vegetation | Tree - branch fell on line | Transformer (OH) | Normal | 2021 | Tier 3 - Extreme | Transformer only | 1 | 5 | 2021-01-05 | 1204609 | Sus | N | Vegetation¦Treebranchfellonline¦Transformer(OH)¦Normal
21-0008179 | Vegetation | Tree - fell into line | Conductor, Overhead | Broken, wire on ground | 2021 | Tier 2 - Elevated | Distribution Circuit | 1 | 13 | 2021-01-13 | 1209749 | Sus | N | Vegetation¦Treefellintoline¦ConductorOverhead¦Brokenwireonground
21-0010509 | Vegetation | Tree - branch fell on line | Conductor, Overhead | Broken, wire on ground | 2021 | Tier 2 - Elevated | Distribution Circuit | 1 | 19 | 2021-01-19 | 1215368 | Sus | N | Vegetation¦Treebranchfellonline¦ConductorOverhead¦Brokenwireonground
21-0010519 | Unknown Cause | Patrol - found nothing |  |  | 2021 | Tier 2 - Elevated | Distribution Circuit | 1 | 19 | 2021-01-19 | 1215322 | Sus | N | UnknownCause¦Patrolfoundnothing¦¦
21-0010645 | Vegetation | Tree - branch fell on line | Transformer | Burned/flashed | 2021 | Tier 3 - Extreme | Transformer only | 1 | 19 | 2021-01-19 | 1215913 | Sus | N | Vegetation¦Treebranchfellonline¦Transformer¦Burnedflashed
21-0012378 | Vegetation | Tree - fell into line | Pole-Wood | Broken, wire on ground | 2021 | Tier 3 - Extreme | Distribution Circuit | 1 | 21 | 2021-01-21 | 1220192 | Sus | N | Vegetation¦Treefellintoline¦PoleWood¦Brokenwireonground
21-0012470 | Vegetation | Tree - fell into line | Conductor, Overhead | Broken, wire on ground | 2021 | Tier 3 - Extreme | Distribution Circuit | 1 | 21 | 2021-01-21 | 1220327 | Sus | N | Vegetation¦Treefellintoline¦ConductorOverhead¦Brokenwireonground
21-0013955 | Equipment Failure/Involved | Overhead | Secondary | Burned Open | 2021 | Tier 2 - Elevated | Transformer only | 1 | 25 | 2021-01-25 | 1224567 | Sus | N | EquipmentFailureInvolved¦Overhead¦Secondary¦BurnedOpen
21-0014118 | Unknown Cause | Patrol - found nothing |  |  | 2021 | Tier 3 - Extreme | Distribution Circuit | 1 | 25 | 2021-01-25 | 1224097 | Sus | N | UnknownCause¦Patrolfoundnothing¦¦
21-0015207 | Unknown Cause | Patrol - found nothing |  |  | 2021 | Tier 3 - Extreme | Distribution Circuit | 1 | 26 | 2021-01-26 | 1229445 | Sus | N | UnknownCause¦Patrolfoundnothing¦¦
21-0017566 | Equipment Failure/Involved | Overhead | Pothead(Riser Termination) | Arcing | 2021 | Tier 2 - Elevated | Distribution Circuit | 1 | 28 | 2021-01-28 | 1239614 | Sus | N | EquipmentFailureInvolved¦Overhead¦Pothead(RiserTermination)¦Arcing
21-0017843 | Equipment Failure/Involved | Overhead |  | Burned Open | 2021 | Tier 2 - Elevated | Transformer only | 1 | 28 | 2021-01-28 | 1239791 | Sus | N | EquipmentFailureInvolved¦Overhead¦¦BurnedOpen
21-0018605 | Equipment Failure/Involved | Overhead | Secondary | Broken | 2021 | Tier 2 - Elevated | Transformer only | 1 | 29 | 2021-01-29 | 1241876 | Sus | N | EquipmentFailureInvolved¦Overhead¦Secondary¦Broken
21-0019267 | Vegetation | Tree - fell into line | Conductor, Overhead | Broken, wire on ground | 2021 | Tier 2 - Elevated | Distribution Circuit | 1 | 26 | 2021-01-26 | 1243072 | Sus | N | Vegetation¦Treefellintoline¦ConductorOverhead¦Brokenwireonground
21-0021000 | Unknown Cause | Patrol - found nothing |  |  | 2021 | Tier 3 - Extreme | Distribution Circuit | 2 | 1 | 2021-02-01 | 1246063 | Sus | N | UnknownCause¦Patrolfoundnothing¦¦
21-0024415 | Equipment Failure/Involved | Overhead | Conductor, Overhead | Broken, wire on ground | 2021 | Tier 2 - Elevated | Distribution Circuit | 2 | 11 | 2021-02-11 | 1252915 | Sus | N | EquipmentFailureInvolved¦Overhead¦ConductorOverhead¦Brokenwireonground
21-0026363 | Equipment Failure/Involved | Overhead | Anchor or Guy | Broken | 2021 | Tier 2 - Elevated | Transformer only | 2 | 17 | 2021-02-17 | 1256340 | Sus | N | EquipmentFailureInvolved¦Overhead¦AnchororGuy¦Broken
21-0030944 | Unknown Cause | Patrol - found nothing |  |  | 2021 | Tier 2 - Elevated | Distribution Circuit | 3 | 1 | 2021-03-01 | 1264846 | Sus | N | UnknownCause¦Patrolfoundnothing¦¦
21-0040057 | Unknown Cause | Patrol - not conducted |  |  | 2021 | Tier 2 - Elevated | Distribution Circuit | 3 | 23 | 2021-03-23 | 1294569 | Sus | N | UnknownCause¦Patrolnotconducted¦¦
21-0043864 | Equipment Failure/Involved | Overhead | Transformer (OH) | Failed/Faulted | 2021 | Tier 2 - Elevated | Transformer only | 4 | 1 | 2021-04-01 | 1305223 | Sus | N | EquipmentFailureInvolved¦Overhead¦Transformer(OH)¦FailedFaulted
21-0049286 | Equipment Failure/Involved | Fire, pole | Pole-Wood | Burned/flashed | 2021 | Tier 2 - Elevated | Transmission line | 4 | 15 | 2021-04-15 | 1318996 | Sus | N | EquipmentFailureInvolved¦Firepole¦PoleWood¦Burnedflashed
21-0051191 | Unknown Cause | Patrol - found nothing |  |  | 2021 | Tier 2 - Elevated | Distribution Circuit | 4 | 21 | 2021-04-21 | 1326171 | Sus | N | UnknownCause¦Patrolfoundnothing¦¦
21-0056389 | Equipment Failure/Involved | Overhead | Transformer (OH) | Failed/Faulted | 2021 | Tier 2 - Elevated | Transformer only | 5 | 3 | 2021-05-03 | 1340125 | Sus | Y | EquipmentFailureInvolved¦Overhead¦Transformer(OH)¦FailedFaulted
21-0057930 | Animal | Other | Fuse | Broken | 2021 | Tier 3 - Extreme | Distribution Circuit | 5 | 6 | 2021-05-06 | 1342392 | Sus | Y | Animal¦Other¦Fuse¦Broken
21-0058883 | Vegetation | Tree - branch fell on line | Conductor, Overhead | Broken, wire on ground | 2021 | Tier 2 - Elevated | Transformer only | 5 | 8 | 2021-05-08 | 1343924 | Sus | Y | Vegetation¦Treebranchfellonline¦ConductorOverhead¦Brokenwireonground
21-0061799 | Environmental/External | Lightning | Transformer (OH) | Burned/flashed | 2021 | Tier 2 - Elevated | Transformer only | 5 | 15 | 2021-05-15 | 1349833 | Sus | Y | EnvironmentalExternal¦Lightning¦Transformer(OH)¦Burnedflashed
21-0064834 | Equipment Failure/Involved | Overhead | Transformer (OH) | Failed/Faulted | 2021 | Tier 3 - Extreme | Transformer only | 5 | 23 | 2021-05-23 | 1356696 | Sus | Y | EquipmentFailureInvolved¦Overhead¦Transformer(OH)¦FailedFaulted
21-0068023 | Equipment Failure/Involved | Overhead | Transformer (OH) | Failed/Faulted | 2021 | Tier 3 - Extreme | Transformer only | 5 | 31 | 2021-05-31 | 1362336 | Sus | Y | EquipmentFailureInvolved¦Overhead¦Transformer(OH)¦FailedFaulted
21-0068648 | Vegetation | Tree - fell into line | Service conductor | Broken, wire on ground | 2021 | Tier 2 - Elevated | Transformer only | 6 | 1 | 2021-06-01 | 1363461 | Sus | Y | Vegetation¦Treefellintoline¦Serviceconductor¦Brokenwireonground
21-0074391 | Equipment Failure/Involved | Underground | Transformer (UG) | Failed/Faulted | 2021 | Tier 2 - Elevated | Distribution Circuit | 6 | 15 | 2021-06-15 | 1373655 | Sus | Y | EquipmentFailureInvolved¦Underground¦Transformer(UG)¦FailedFaulted
21-0083566 | 3rd Party | Fire, house or bldg. | Conductor, Overhead | Normal | 2021 | Tier 2 - Elevated | Distribution Circuit | 7 | 1 | 2021-07-01 | 1390055 | Sus | Y | 3rdParty¦Firehouseorbldg¦ConductorOverhead¦Normal
21-0087848 | Vegetation | Tree - fell into line | Conductor, Overhead | Normal | 2021 | Tier 3 - Extreme | Distribution Circuit | 7 | 11 | 2021-07-11 | 1399911 | Sus | Y | Vegetation¦Treefellintoline¦ConductorOverhead¦Normal
21-0088019 | Equipment Failure/Involved | Overhead | Transformer (OH) | Failed/Faulted | 2021 | Tier 3 - Extreme | Transformer only | 7 | 12 | 2021-07-12 | 1401307 | Sus | Y | EquipmentFailureInvolved¦Overhead¦Transformer(OH)¦FailedFaulted
21-0089399 | Animal | Squirrel | Conductor, Overhead | Normal | 2021 | Tier 3 - Extreme | Distribution Circuit | 7 | 14 | 2021-07-14 | 1403928 | Sus | Y | Animal¦Squirrel¦ConductorOverhead¦Normal
21-0092662 | Vegetation | Tree - fell into line | Pole-Wood | Broken, wire on ground | 2021 | Tier 2 - Elevated | Distribution Circuit | 7 | 21 | 2021-07-21 | 1409486 | Sus | Y | Vegetation¦Treefellintoline¦PoleWood¦Brokenwireonground
21-0095369 | Unknown Cause | Patrol - found nothing |  |  | 2021 | Tier 3 - Extreme | Distribution Circuit | 7 | 27 | 2021-07-27 | 1415669 | Sus | Y | UnknownCause¦Patrolfoundnothing¦¦
21-0098316 | Equipment Failure/Involved | Overhead | Transformer (OH) | Failed/Faulted | 2021 | Tier 3 - Extreme | Distribution Circuit | 8 | 2 | 2021-08-02 | 1428534 | Sus | Y | EquipmentFailureInvolved¦Overhead¦Transformer(OH)¦FailedFaulted
21-0107969 | Unknown Cause | Patrol - found nothing |  |  | 2021 | Tier 3 - Extreme | Distribution Circuit | 8 | 22 | 2021-08-22 | 1450163 | Sus | Y | UnknownCause¦Patrolfoundnothing¦¦
21-0113608 | Unknown Cause | Patrol - found nothing |  |  | 2021 | Tier 2 - Elevated | Distribution Circuit | 9 | 4 | 2021-09-04 | 1461935 | Sus | Y | UnknownCause¦Patrolfoundnothing¦¦
21-0114424 | Equipment Failure/Involved | Electrical Overload | Transformer (OH) | Failed/Faulted | 2021 | Tier 3 - Extreme | Transformer only | 9 | 7 | 2021-09-07 | 1463963 | Sus | Y | EquipmentFailureInvolved¦ElectricalOverload¦Transformer(OH)¦FailedFaulted
21-0116563 | Vegetation | Tree - fell into line | Conductor, Overhead | Broken, wire on ground | 2021 | Tier 2 - Elevated | Distribution Circuit | 9 | 12 | 2021-09-12 | 1470236 | Sus | Y | Vegetation¦Treefellintoline¦ConductorOverhead¦Brokenwireonground
21-0119192 | Equipment Failure/Involved | Overhead | Jumper | Burned Open | 2021 | Tier 3 - Extreme | Distribution Circuit | 9 | 17 | 2021-09-17 | 1474083 | Sus | Y | EquipmentFailureInvolved¦Overhead¦Jumper¦BurnedOpen
21-0120887 | Company Initiated | Construction Activity/equip, company | Conductor, Overhead | Normal | 2021 | Tier 3 - Extreme | Distribution Circuit | 9 | 22 | 2021-09-22 | 1477939 | Sus | Y | CompanyInitiated¦ConstructionActivityequipcompany¦ConductorOverhead¦Normal
21-0128266 | Animal | Squirrel | Cutout, fuse holder | Burned/flashed | 2021 | Tier 2 - Elevated | Distribution Circuit | 10 | 9 | 2021-10-09 | 1491316 | Sus | Y | Animal¦Squirrel¦Cutoutfuseholder¦Burnedflashed
21-0135942 | Equipment Failure/Involved | Overhead | Conductor, Overhead | Broken, wire on ground | 2021 | Tier 2 - Elevated | Distribution Circuit | 10 | 24 | 2021-10-24 | 1508657 | Sus | Y | EquipmentFailureInvolved¦Overhead¦ConductorOverhead¦Brokenwireonground
21-0136139 | Unknown Cause | Patrol - found nothing |  |  | 2021 | Tier 3 - Extreme | Distribution Circuit | 10 | 24 | 2021-10-24 | 1510844 | Sus | Y | UnknownCause¦Patrolfoundnothing¦¦
21-0136332 | Vegetation | Tree - fell into line | Conductor, Overhead | Broken, wire on ground | 2021 | Tier 3 - Extreme | Distribution Circuit | 10 | 24 | 2021-10-24 | 1510492 | Sus | Y | Vegetation¦Treefellintoline¦ConductorOverhead¦Brokenwireonground
21-0144639 | Equipment Failure/Involved | Overhead | Transformer (OH) | Broken | 2021 | Tier 2 - Elevated | Transformer only | 11 | 11 | 2021-11-11 | 1540215 | Sus | Y | EquipmentFailureInvolved¦Overhead¦Transformer(OH)¦Broken
21-0149361 | Equipment Failure/Involved | Overhead | Conductor, Overhead | Broken, wire on ground | 2021 | Tier 2 - Elevated | Distribution Circuit | 11 | 22 | 2021-11-22 | 1552777 | Sus | Y | EquipmentFailureInvolved¦Overhead¦ConductorOverhead¦Brokenwireonground
21-0154472 | Vegetation | Tree - branch fell on line | Conductor, Overhead | Together | 2021 | Tier 3 - Extreme | Distribution Circuit | 12 | 3 | 2021-12-03 | 1558369 | Sus | N | Vegetation¦Treebranchfellonline¦ConductorOverhead¦Together
21-0156629 | Equipment Failure/Involved | Overhead | Lightning Arrestor | Broken | 2021 | Tier 2 - Elevated | Distribution Circuit | 12 | 10 | 2021-12-10 | 1564008 | Sus | N | EquipmentFailureInvolved¦Overhead¦LightningArrestor¦Broken
21-0158431 | Equipment Failure/Involved | Electrical Overload | Transformer | Broken | 2021 | Tier 2 - Elevated | Transformer only | 12 | 15 | 2021-12-15 | 1572429 | Sus | N | EquipmentFailureInvolved¦ElectricalOverload¦Transformer¦Broken
21-0159355 | Unknown Cause | Patrol - found nothing |  |  | 2021 | Tier 3 - Extreme | Distribution Circuit | 12 | 17 | 2021-12-17 | 1575948 | Sus | N | UnknownCause¦Patrolfoundnothing¦¦
21-0160324 | Vegetation | Tree - fell into line | Pole-Wood | Broken, wire on ground | 2021 | Tier 2 - Elevated | Distribution Circuit | 12 | 23 | 2021-12-23 | 1580063 | Sus | N | Vegetation¦Treefellintoline¦PoleWood¦Brokenwireonground
21-0160839 | Vegetation | Tree - fell into line | Insulator | Broken | 2021 | Tier 2 - Elevated | Distribution Circuit | 12 | 26 | 2021-12-26 | 1582922 | Sus | N | Vegetation¦Treefellintoline¦Insulator¦Broken
21-0160872 | Vegetation | Tree - fell into line | Pole-Wood | Broken, wire on ground | 2021 | Tier 3 - Extreme | Distribution Circuit | 12 | 26 | 2021-12-26 | 1583061 | Sus | N | Vegetation¦Treefellintoline¦PoleWood¦Brokenwireonground
21-0161337 | Vegetation | Tree - fell into line | Conductor, Overhead | Normal | 2021 | Tier 2 - Elevated | Distribution Circuit | 12 | 27 | 2021-12-27 | 1585493 | Sus | N | Vegetation¦Treefellintoline¦ConductorOverhead¦Normal
22-0005435 | Vegetation | Tree - fell into line | Conductor, Overhead | Broken, wire on ground | 2021 | Tier 2 - Elevated | Distribution Circuit | 12 | 26 | 2021-12-26 | 1593479 | Sus | N | Vegetation¦Treefellintoline¦ConductorOverhead¦Brokenwireonground
22-0005702 | Unknown Cause | Patrol - found nothing |  |  | 2022 | Tier 3 - Extreme | Distribution Circuit | 1 | 3 | 2022-01-03 | 1593914 | Sus | N | UnknownCause¦Patrolfoundnothing¦¦
22-0006216 | Vegetation | Tree - fell into line | Conductor, Overhead | Normal | 2021 | Tier 3 - Extreme | Distribution Circuit | 12 | 26 | 2021-12-26 | 1595247 | Sus | N | Vegetation¦Treefellintoline¦ConductorOverhead¦Normal
22-0019032 | 3rd Party | Metallic Balloon | Conductor, Overhead | Normal | 2022 | Tier 3 - Extreme | Distribution Circuit | 2 | 5 | 2022-02-05 | 1621923 | Sus | N | 3rdParty¦MetallicBalloon¦ConductorOverhead¦Normal
22-0024863 | Vegetation | Tree - fell into line | Anchor or Guy | Normal | 2022 | Tier 2 - Elevated | Distribution Circuit | 2 | 22 | 2022-02-22 | 1633464 | Sus | N | Vegetation¦Treefellintoline¦AnchororGuy¦Normal
22-0024960 | Equipment Failure/Involved | Overhead | Pole-Wood | Deteriorated | 2022 | Tier 2 - Elevated | Distribution Circuit | 2 | 22 | 2022-02-22 | 1633763 | Sus | N | EquipmentFailureInvolved¦Overhead¦PoleWood¦Deteriorated
22-0025940 | Equipment Failure/Involved | Overhead | Fuse | Failed/Faulted | 2022 | Tier 3 - Extreme | Distribution Circuit | 2 | 23 | 2022-02-23 | 1634921 | Sus | N | EquipmentFailureInvolved¦Overhead¦Fuse¦FailedFaulted
22-0039029 | Vegetation | Tree - branch fell on line | Conductor, Overhead | Broken, wire on ground | 2022 | Tier 2 - Elevated | Distribution Circuit | 3 | 27 | 2022-03-27 | 1657038 | Sus | N | Vegetation¦Treebranchfellonline¦ConductorOverhead¦Brokenwireonground
22-0041311 | Equipment Failure/Involved | Overhead | Crossarm, Wood | Broken | 2022 | Tier 2 - Elevated | Distribution Circuit | 3 | 31 | 2022-03-31 | 1660553 | Sus | N | EquipmentFailureInvolved¦Overhead¦CrossarmWood¦Broken
22-0042144 | Unknown Cause | Patrol - found nothing |  |  | 2022 | Tier 2 - Elevated | Distribution Circuit | 4 | 3 | 2022-04-03 | 1662021 | Sus | N | UnknownCause¦Patrolfoundnothing¦¦
22-0045542 | Vegetation | Tree - fell into line | Conductor, Overhead | Broken, wire on ground | 2022 | Tier 3 - Extreme | Distribution Circuit | 4 | 11 | 2022-04-11 | 1668675 | Sus | N | Vegetation¦Treefellintoline¦ConductorOverhead¦Brokenwireonground
22-0045594 | Equipment Failure/Involved | Overhead | Conductor, Overhead | Broken, wire on ground | 2022 | Tier 3 - Extreme | Distribution Circuit | 4 | 11 | 2022-04-11 | 1669071 | Sus | N | EquipmentFailureInvolved¦Overhead¦ConductorOverhead¦Brokenwireonground
22-0047932 | Unknown Cause | Patrol - found nothing |  |  | 2022 | Tier 2 - Elevated | Distribution Circuit | 4 | 14 | 2022-04-14 | 1672153 | Sus | N | UnknownCause¦Patrolfoundnothing¦¦
22-0050306 | Equipment Failure/Involved | Underground | Conductor, Underground | Broken | 2022 | Tier 2 - Elevated | Distribution Circuit | 4 | 16 | 2022-04-16 | 1674140 | Sus | N | EquipmentFailureInvolved¦Underground¦ConductorUnderground¦Broken
22-0066718 | Unknown Cause | Patrol - found nothing |  |  | 2022 | Tier 2 - Elevated | Distribution Circuit | 5 | 26 | 2022-05-26 | 1711409 | Sus | Y | UnknownCause¦Patrolfoundnothing¦¦
22-0071222 | Equipment Failure/Involved | Overhead | Bushing | Broken | 2022 | Tier 2 - Elevated | Transformer only | 6 | 7 | 2022-06-07 | 1721747 | Sus | Y | EquipmentFailureInvolved¦Overhead¦Bushing¦Broken
22-0076860 | Unknown Cause | Patrol - found nothing |  |  | 2022 | Tier 3 - Extreme | Distribution Circuit | 6 | 22 | 2022-06-22 | 1737874 | Sus | Y | UnknownCause¦Patrolfoundnothing¦¦
22-0079274 | Equipment Failure/Involved | Overhead | Transformer (OH) | Broken | 2022 | Tier 2 - Elevated | Transformer only | 6 | 27 | 2022-06-27 | 1743902 | Sus | Y | EquipmentFailureInvolved¦Overhead¦Transformer(OH)¦Broken
22-0100180 | Unknown Cause | Patrol - found nothing |  |  | 2022 | Tier 2 - Elevated | Distribution Circuit | 8 | 21 | 2022-08-21 | 1786454 | Sus | Y | UnknownCause¦Patrolfoundnothing¦¦
22-0105753 | Unknown Cause | Patrol - found nothing |  |  | 2022 | Tier 2 - Elevated | Distribution Circuit | 9 | 4 | 2022-09-04 | 1799185 | Sus | Y | UnknownCause¦Patrolfoundnothing¦¦
22-0106165 | Unknown Cause | Patrol - found nothing |  |  | 2022 | Tier 2 - Elevated | Transformer only | 9 | 5 | 2022-09-05 | 1800796 | Sus | Y | UnknownCause¦Patrolfoundnothing¦¦
22-0108955 | Equipment Failure/Involved | Underground | Conductor, Underground | Broken | 2022 | Tier 2 - Elevated | Distribution Circuit | 9 | 11 | 2022-09-11 | 1808271 | Sus | Y | EquipmentFailureInvolved¦Underground¦ConductorUnderground¦Broken
22-0114574 | Unknown Cause | Patrol - found nothing |  |  | 2022 | Tier 2 - Elevated | Distribution Circuit | 9 | 24 | 2022-09-24 | 1821011 | Sus | Y | UnknownCause¦Patrolfoundnothing¦¦
22-0121750 | Equipment Failure/Involved | Electrical Overload | Fuse | Failed/Faulted | 2022 | Tier 3 - Extreme | Transformer only | 10 | 14 | 2022-10-14 | 1837519 | Sus | Y | EquipmentFailureInvolved¦ElectricalOverload¦Fuse¦FailedFaulted
22-0129319 | Vegetation | Tree - fell into line | Conductor, Overhead | Normal | 2022 | Tier 3 - Extreme | Distribution Circuit | 11 | 8 | 2022-11-08 | 1858319 | Sus | Y | Vegetation¦Treefellintoline¦ConductorOverhead¦Normal
22-0137827 | Equipment Failure/Involved | Overhead | Crossarm, Wood | Deteriorated | 2022 | Tier 3 - Extreme | Transformer only | 12 | 9 | 2022-12-09 | 1879486 | Sus | N | EquipmentFailureInvolved¦Overhead¦CrossarmWood¦Deteriorated
22-0138194 | Vegetation | Tree - fell into line | Conductor, Overhead | Together | 2022 | Tier 2 - Elevated | Distribution Circuit | 12 | 10 | 2022-12-10 | 1881136 | Sus | N | Vegetation¦Treefellintoline¦ConductorOverhead¦Together
22-0138342 | Vegetation | Tree - fell into line | Pole-Wood | Broken, wire on ground | 2022 | Tier 3 - Extreme | Distribution Circuit | 12 | 10 | 2022-12-10 | 1880737 | Sus | N | Vegetation¦Treefellintoline¦PoleWood¦Brokenwireonground
22-0138684 | Equipment Failure/Involved | Overhead | Conductor, Overhead | Broken, wire on ground | 2022 | Tier 2 - Elevated | Distribution Circuit | 12 | 10 | 2022-12-10 | 1884145 | Sus | N | EquipmentFailureInvolved¦Overhead¦ConductorOverhead¦Brokenwireonground
22-0139113 | Equipment Failure/Involved | Overhead | Conductor, Overhead | Broken, wire on ground | 2022 | Tier 2 - Elevated | Distribution Circuit | 12 | 12 | 2022-12-12 | 1886501 | Sus | N | EquipmentFailureInvolved¦Overhead¦ConductorOverhead¦Brokenwireonground
22-0139417 | Equipment Failure/Involved | Overhead | Conductor, Overhead | Broken, wire on ground | 2022 | Tier 2 - Elevated | Distribution Circuit | 12 | 13 | 2022-12-13 | 1887951 | Sus | N | EquipmentFailureInvolved¦Overhead¦ConductorOverhead¦Brokenwireonground
22-0139526 | Equipment Failure/Involved | Overhead | Pole-Wood | Broken | 2022 | Tier 2 - Elevated | Distribution Circuit | 12 | 13 | 2022-12-13 | 1888463 | Sus | N | EquipmentFailureInvolved¦Overhead¦PoleWood¦Broken
22-0141372 | Unknown Cause | Patrol - not conducted |  |  | 2022 | Tier 2 - Elevated | Transmission line | 12 | 26 | 2022-12-26 | 1897773 | Sus | N | UnknownCause¦Patrolnotconducted¦¦
22-0141483 | Vegetation | Tree - fell into line | Conductor, Overhead | Broken, wire on ground | 2022 | Tier 3 - Extreme | Distribution Circuit | 12 | 27 | 2022-12-27 | 1898003 | Sus | N | Vegetation¦Treefellintoline¦ConductorOverhead¦Brokenwireonground
22-0141708 | Unknown Cause | Patrol - not conducted |  |  | 2022 | Tier 2 - Elevated | Distribution Circuit | 12 | 27 | 2022-12-27 | 1899017 | Sus | N | UnknownCause¦Patrolnotconducted¦¦
22-0141748 | Vegetation | Tree - fell into line | Conductor, Overhead | Broken, wire on ground | 2022 | Tier 3 - Extreme | Distribution Circuit | 12 | 27 | 2022-12-27 | 1898794 | Sus | N | Vegetation¦Treefellintoline¦ConductorOverhead¦Brokenwireonground
23-0004670 | Vegetation | Tree - fell into line | Conductor, Overhead | Broken, wire on ground | 2022 | Tier 2 - Elevated | Distribution Circuit | 12 | 31 | 2022-12-31 | 1907169 | Sus | N | Vegetation¦Treefellintoline¦ConductorOverhead¦Brokenwireonground
15-0010518 | Unknown Cause | Patrol - found nothing |  |  | 2015 | Tier 2 - Elevated | Distribution Circuit | 2 | 6 | 2015-02-06 | 1176640 | Sus | N | UnknownCause¦Patrolfoundnothing¦¦
15-0013029 | Equipment Failure/Involved | Other | Other | Deteriorated | 2015 | Tier 2 - Elevated | Transformer only | 2 | 12 | 2015-02-12 | 1189212 | Sus | N | EquipmentFailureInvolved¦Other¦Other¦Deteriorated
15-0025024 | Unknown Cause | Patrol - not conducted |  |  | 2015 | Tier 2 - Elevated | Distribution Circuit | 4 | 7 | 2015-04-07 | 1215259 | Sus | N | UnknownCause¦Patrolnotconducted¦¦
15-0025105 | Equipment Failure/Involved | Lightning | Transformer | Failed/Faulted | 2015 | Tier 2 - Elevated | Distribution Circuit | 4 | 7 | 2015-04-07 | 1215436 | Sus | N | EquipmentFailureInvolved¦Lightning¦Transformer¦FailedFaulted
15-0032498 | Environmental/External | Lightning | Transformer (OH) | Failed/Faulted | 2015 | Tier 3 - Extreme | Distribution Circuit | 5 | 7 | 2015-05-07 | 1230535 | Sus | Y | EnvironmentalExternal¦Lightning¦Transformer(OH)¦FailedFaulted
15-0038581 | Environmental/External | Lightning | Transformer (OH) | Failed/Faulted | 2015 | Tier 2 - Elevated | Transformer only | 6 | 4 | 2015-06-04 | 1243786 | Sus | Y | EnvironmentalExternal¦Lightning¦Transformer(OH)¦FailedFaulted
15-0041442 | Equipment Failure/Involved | Overhead | Transformer (OH) | Failed/Faulted | 2015 | Tier 2 - Elevated | Transformer only | 6 | 16 | 2015-06-16 | 1251790 | Sus | Y | EquipmentFailureInvolved¦Overhead¦Transformer(OH)¦FailedFaulted
15-0052139 | Unknown Cause | Patrol - found nothing |  |  | 2015 | Tier 3 - Extreme | Distribution Circuit | 8 | 2 | 2015-08-02 | 1281456 | Sus | Y | UnknownCause¦Patrolfoundnothing¦¦
15-0054476 | Equipment Failure/Involved | Overhead | Pole-Wood | Deteriorated | 2015 | Tier 2 - Elevated | Distribution Circuit | 8 | 12 | 2015-08-12 | 1287081 | Sus | Y | EquipmentFailureInvolved¦Overhead¦PoleWood¦Deteriorated
15-0055428 | Equipment Failure/Involved | Overhead | Transformer | Burned Open | 2015 | Tier 3 - Extreme | Transformer only | 8 | 16 | 2015-08-16 | 1289702 | Sus | Y | EquipmentFailureInvolved¦Overhead¦Transformer¦BurnedOpen
15-0056152 | Vegetation | Tree - fell into line | Conductor, Overhead | Together | 2015 | Tier 2 - Elevated | Distribution Circuit | 8 | 19 | 2015-08-19 | 1291602 | Sus | Y | Vegetation¦Treefellintoline¦ConductorOverhead¦Together
15-0057336 | 3rd Party | Vehicle | Pole-Wood | Broken | 2015 | Tier 2 - Elevated | Distribution Circuit | 8 | 25 | 2015-08-25 | 1294555 | Sus | Y | 3rdParty¦Vehicle¦PoleWood¦Broken
15-0059672 | Unknown Cause | Patrol - found nothing |  | Failed/Faulted | 2015 | Tier 2 - Elevated | Distribution Circuit | 9 | 7 | 2015-09-07 | 1301288 | Sus | Y | UnknownCause¦Patrolfoundnothing¦¦FailedFaulted
15-0060975 | Environmental/External | Fire, Forest/Grass | Pole-Wood | Normal | 2015 | Tier 2 - Elevated | Distribution Circuit | 9 | 12 | 2015-09-12 | 1304408 | Sus | Y | EnvironmentalExternal¦FireForestGrass¦PoleWood¦Normal
15-0062273 | Environmental/External | Fire, Forest/Grass | Pole-Wood | Burned/flashed | 2015 | Tier 3 - Extreme | Distribution Circuit | 9 | 12 | 2015-09-12 | 1308541 | Sus | Y | EnvironmentalExternal¦FireForestGrass¦PoleWood¦Burnedflashed
15-0065943 | Vegetation | Tree - fell into line | Conductor, Overhead | Broken, wire on ground | 2015 | Tier 2 - Elevated | Distribution Circuit | 9 | 27 | 2015-09-27 | 1312740 | Sus | Y | Vegetation¦Treefellintoline¦ConductorOverhead¦Brokenwireonground
15-0072824 | Animal | Squirrel | Fuse | Normal | 2015 | Tier 2 - Elevated | Distribution Circuit | 10 | 22 | 2015-10-22 | 1327950 | Sus | Y | Animal¦Squirrel¦Fuse¦Normal
15-0073217 | Unknown Cause | Patrol - found nothing |  |  | 2015 | Tier 2 - Elevated | Distribution Circuit | 10 | 25 | 2015-10-25 | 1328912 | Sus | Y | UnknownCause¦Patrolfoundnothing¦¦
15-0074908 | Equipment Failure/Involved | Electrical Overload | Transformer (OH) | Failed/Faulted | 2015 | Tier 2 - Elevated | Distribution Circuit | 11 | 2 | 2015-11-02 | 1333435 | Sus | Y | EquipmentFailureInvolved¦ElectricalOverload¦Transformer(OH)¦FailedFaulted
15-0076440 | Vegetation | Tree - branch fell on line | Conductor, Overhead | Normal | 2015 | Tier 3 - Extreme | Distribution Circuit | 11 | 8 | 2015-11-08 | 1337312 | Sus | Y | Vegetation¦Treebranchfellonline¦ConductorOverhead¦Normal
15-0076882 | Unknown Cause | Patrol - found nothing |  |  | 2015 | Tier 3 - Extreme | Distribution Circuit | 11 | 9 | 2015-11-09 | 1338491 | Sus | Y | UnknownCause¦Patrolfoundnothing¦¦
15-0081066 | Animal | Bird found | Conductor, Overhead | Normal | 2015 | Tier 2 - Elevated | Distribution Circuit | 11 | 25 | 2015-11-25 | 1348543 | Sus | Y | Animal¦Birdfound¦ConductorOverhead¦Normal
15-0082452 | Vegetation | Tree - fell into line | Conductor, Overhead | Broken, wire on ground | 2015 | Tier 2 - Elevated | Transmission line | 12 | 3 | 2015-12-03 | 1352687 | Sus | N | Vegetation¦Treefellintoline¦ConductorOverhead¦Brokenwireonground
15-0083802 | Unknown Cause | Patrol - not conducted |  |  | 2015 | Tier 3 - Extreme | Distribution Circuit | 12 | 10 | 2015-12-10 | 1357104 | Sus | N | UnknownCause¦Patrolnotconducted¦¦
15-0084591 | Vegetation | Tree - branch fell on line | Conductor, Overhead | Broken, wire on ground | 2015 | Tier 2 - Elevated | Distribution Circuit | 12 | 13 | 2015-12-13 | 1359981 | Sus | N | Vegetation¦Treebranchfellonline¦ConductorOverhead¦Brokenwireonground
15-0086898 | Vegetation | Tree - fell into line | Pole-Wood | Broken, wire on ground | 2015 | Tier 2 - Elevated | Distribution Circuit | 12 | 22 | 2015-12-22 | 1369958 | Sus | N | Vegetation¦Treefellintoline¦PoleWood¦Brokenwireonground
15-0087094 | Equipment Failure/Involved | Underground | Transformer | Failed/Faulted | 2015 | Tier 2 - Elevated | Distribution Circuit | 12 | 24 | 2015-12-24 | 1370748 | Sus | N | EquipmentFailureInvolved¦Underground¦Transformer¦FailedFaulted
16-0006475 | Vegetation | Tree - branch fell on line |  |  | 2016 | Tier 2 - Elevated | Distribution Circuit | 1 | 19 | 2016-01-19 | 1387529 | Sus | N | Vegetation¦Treebranchfellonline¦¦
16-0012386 | 3rd Party | Vehicle | Conductor, Overhead | On Ground | 2016 | Tier 3 - Extreme | Distribution Circuit | 2 | 12 | 2016-02-12 | 1402502 | Sus | N | 3rdParty¦Vehicle¦ConductorOverhead¦OnGround
16-0013573 | Vegetation | Tree - bark fell into line | Conductor, Overhead | Broken, wire on ground | 2016 | Tier 3 - Extreme | Distribution Circuit | 2 | 18 | 2016-02-18 | 1407656 | Sus | N | Vegetation¦Treebarkfellintoline¦ConductorOverhead¦Brokenwireonground
16-0013709 | Environmental/External | Lightning | Transformer | Failed/Faulted | 2016 | Tier 2 - Elevated | Distribution Circuit | 2 | 18 | 2016-02-18 | 1407937 | Sus | N | EnvironmentalExternal¦Lightning¦Transformer¦FailedFaulted
16-0014301 | Animal | Other | Recloser | Failed/Faulted | 2016 | Tier 2 - Elevated | Distribution Circuit | 2 | 19 | 2016-02-19 | 1409477 | Sus | N | Animal¦Other¦Recloser¦FailedFaulted
16-0016029 | Equipment Failure/Involved | Electrical Overload | Transformer | Failed/Faulted | 2016 | Tier 2 - Elevated | Transformer only | 2 | 27 | 2016-02-27 | 1413056 | Sus | N | EquipmentFailureInvolved¦ElectricalOverload¦Transformer¦FailedFaulted
16-0017717 | Vegetation | Tree - fell into line | Conductor, Overhead | Broken, wire on ground | 2016 | Tier 2 - Elevated | Distribution Circuit | 3 | 5 | 2016-03-05 | 1417862 | Sus | N | Vegetation¦Treefellintoline¦ConductorOverhead¦Brokenwireonground
16-0020957 | Equipment Failure/Involved | Overhead | Pole-Wood | Broken | 2016 | Tier 2 - Elevated | Distribution Circuit | 3 | 13 | 2016-03-13 | 1430195 | Sus | N | EquipmentFailureInvolved¦Overhead¦PoleWood¦Broken
16-0024577 | Equipment Failure/Involved | Overhead | Cutout, fuse holder | Broken | 2016 | Tier 2 - Elevated | Transformer only | 3 | 28 | 2016-03-28 | 1440106 | Sus | N | EquipmentFailureInvolved¦Overhead¦Cutoutfuseholder¦Broken
16-0041978 | Vegetation | Tree - fell into line | Conductor, Overhead | Normal | 2016 | Tier 3 - Extreme | Distribution Circuit | 6 | 8 | 2016-06-08 | 1485547 | Sus | Y | Vegetation¦Treefellintoline¦ConductorOverhead¦Normal
16-0046162 | Vegetation | Tree - fell into line | Conductor, Overhead | Broken, wire on ground | 2016 | Tier 2 - Elevated | Distribution Circuit | 6 | 27 | 2016-06-27 | 1497112 | Sus | Y | Vegetation¦Treefellintoline¦ConductorOverhead¦Brokenwireonground
16-0048050 | Animal | Other | Anchor or Guy | Bent or Twisted | 2016 | Tier 2 - Elevated | Distribution Circuit | 7 | 6 | 2016-07-06 | 1501660 | Sus | Y | Animal¦Other¦AnchororGuy¦BentorTwisted
16-0055589 | Animal | Bird found | Transformer (OH) | Normal | 2016 | Tier 2 - Elevated | Distribution Circuit | 8 | 7 | 2016-08-07 | 1522745 | Sus | Y | Animal¦Birdfound¦Transformer(OH)¦Normal
16-0060381 | Equipment Failure/Involved | Overhead | Insulator | Broken | 2016 | Tier 3 - Extreme | Distribution Circuit | 8 | 26 | 2016-08-26 | 1532688 | Sus | Y | EquipmentFailureInvolved¦Overhead¦Insulator¦Broken
16-0064223 | Unknown Cause | Patrol - found nothing |  |  | 2016 | Tier 3 - Extreme | Distribution Circuit | 9 | 13 | 2016-09-13 | 1540883 | Sus | Y | UnknownCause¦Patrolfoundnothing¦¦
16-0065399 | Equipment Failure/Involved | Overhead | Connector or Splice (OH) | Burned Open | 2016 | Tier 2 - Elevated | Distribution Circuit | 9 | 18 | 2016-09-18 | 1543432 | Sus | Y | EquipmentFailureInvolved¦Overhead¦ConnectororSplice(OH)¦BurnedOpen
16-0067432 | Equipment Failure/Involved | Overhead | Transformer (OH) | Deteriorated | 2016 | Tier 2 - Elevated | Distribution Circuit | 9 | 26 | 2016-09-26 | 1547609 | Sus | Y | EquipmentFailureInvolved¦Overhead¦Transformer(OH)¦Deteriorated
16-0068457 | Equipment Failure/Involved | Overhead | Transformer | Failed/Faulted | 2016 | Tier 2 - Elevated | Transformer only | 9 | 29 | 2016-09-29 | 1549895 | Sus | Y | EquipmentFailureInvolved¦Overhead¦Transformer¦FailedFaulted
16-0072636 | Equipment Failure/Involved | Overhead | Conductor, Overhead | Broken, wire on ground | 2016 | Tier 2 - Elevated | Distribution Circuit | 10 | 15 | 2016-10-15 | 1561751 | Sus | Y | EquipmentFailureInvolved¦Overhead¦ConductorOverhead¦Brokenwireonground
16-0073078 | Equipment Failure/Involved | Overhead | Transformer | Failed/Faulted | 2016 | Tier 2 - Elevated | Transformer only | 10 | 16 | 2016-10-16 | 1563736 | Sus | Y | EquipmentFailureInvolved¦Overhead¦Transformer¦FailedFaulted
16-0074848 | Vegetation | Tree - branch fell on line | Secondary | Broken | 2016 | Tier 2 - Elevated | Transformer only | 10 | 23 | 2016-10-23 | 1568079 | Sus | Y | Vegetation¦Treebranchfellonline¦Secondary¦Broken
16-0076771 | Vegetation | Tree - branch fell on line | Conductor, Overhead | Normal | 2016 | Tier 3 - Extreme | Distribution Circuit | 10 | 30 | 2016-10-30 | 1573129 | Sus | Y | Vegetation¦Treebranchfellonline¦ConductorOverhead¦Normal
16-0079498 | Equipment Failure/Involved | Overhead | Booster | Arcing | 2016 | Tier 2 - Elevated | Transformer only | 11 | 13 | 2016-11-13 | 1580327 | Sus | Y | EquipmentFailureInvolved¦Overhead¦Booster¦Arcing
16-0080736 | Unknown Cause | Patrol - found nothing |  |  | 2016 | Tier 3 - Extreme | Distribution Circuit | 11 | 17 | 2016-11-17 | 1583754 | Sus | Y | UnknownCause¦Patrolfoundnothing¦¦
16-0084592 | Vegetation | Tree - fell into line | Conductor, Overhead | Broken, wire on ground | 2016 | Tier 2 - Elevated | Distribution Circuit | 12 | 8 | 2016-12-08 | 1596863 | Sus | N | Vegetation¦Treefellintoline¦ConductorOverhead¦Brokenwireonground
16-0084741 | Equipment Failure/Involved | Overhead | Insulator | Broken | 2016 | Tier 3 - Extreme | Distribution Circuit | 12 | 9 | 2016-12-09 | 1597620 | Sus | N | EquipmentFailureInvolved¦Overhead¦Insulator¦Broken
16-0086042 | Vegetation | Tree - fell into line | Conductor, Overhead | Broken, wire on ground | 2016 | Tier 2 - Elevated | Distribution Circuit | 12 | 16 | 2016-12-16 | 1604562 | Sus | N | Vegetation¦Treefellintoline¦ConductorOverhead¦Brokenwireonground
16-0086124 | Equipment Failure/Involved | Overhead | Transformer | Deteriorated | 2016 | Tier 3 - Extreme | Transformer only | 12 | 16 | 2016-12-16 | 1605179 | Sus | N | EquipmentFailureInvolved¦Overhead¦Transformer¦Deteriorated
16-0086214 | Vegetation | Tree - fell into line | Conductor, Overhead | Broken, wire on ground | 2016 | Tier 3 - Extreme | Distribution Circuit | 12 | 18 | 2016-12-18 | 1605939 | Sus | N | Vegetation¦Treefellintoline¦ConductorOverhead¦Brokenwireonground
17-0003936 | Unknown Cause | Patrol - found nothing |  |  | 2017 | Tier 2 - Elevated | Distribution Circuit | 1 | 5 | 2017-01-05 | 1619411 | Sus | N | UnknownCause¦Patrolfoundnothing¦¦
17-0003982 | Vegetation | Tree - fell into line | Pole-Wood | Broken, wire on ground | 2017 | Tier 2 - Elevated | Distribution Circuit | 1 | 4 | 2017-01-04 | 1619314 | Sus | N | Vegetation¦Treefellintoline¦PoleWood¦Brokenwireonground
17-0005097 | Vegetation | Tree - palm frond fell into line | Conductor, Overhead | Together | 2017 | Tier 3 - Extreme | Distribution Circuit | 1 | 8 | 2017-01-08 | 1622816 | Sus | N | Vegetation¦Treepalmfrondfellintoline¦ConductorOverhead¦Together
17-0005495 | Vegetation | Tree - fell into line | Conductor, Overhead | Broken | 2017 | Tier 3 - Extreme | Distribution Circuit | 1 | 8 | 2017-01-08 | 1626725 | Sus | N | Vegetation¦Treefellintoline¦ConductorOverhead¦Broken
17-0005543 | Equipment Failure/Involved | Overhead | Conductor, Overhead | Broken | 2017 | Tier 3 - Extreme | Distribution Circuit | 1 | 8 | 2017-01-08 | 1628229 | Sus | N | EquipmentFailureInvolved¦Overhead¦ConductorOverhead¦Broken
17-0006129 | Equipment Failure/Involved | Overhead | Transformer (OH) | Failed/Faulted | 2017 | Tier 2 - Elevated | Transformer only | 1 | 9 | 2017-01-09 | 1630890 | Sus | N | EquipmentFailureInvolved¦Overhead¦Transformer(OH)¦FailedFaulted
17-0006709 | Vegetation | Tree - fell into line | Conductor, Overhead | Normal | 2017 | Tier 3 - Extreme | Distribution Circuit | 1 | 10 | 2017-01-10 | 1633241 | Sus | N | Vegetation¦Treefellintoline¦ConductorOverhead¦Normal
17-0007594 | Equipment Failure/Involved | Overhead | Cutout, fuse holder | Normal | 2017 | Tier 2 - Elevated | Distribution Circuit | 1 | 11 | 2017-01-11 | 1638662 | Sus | N | EquipmentFailureInvolved¦Overhead¦Cutoutfuseholder¦Normal
17-0008233 | Equipment Failure/Involved | Overhead | Transformer | Failed/Faulted | 2017 | Tier 3 - Extreme | Transformer only | 1 | 11 | 2017-01-11 | 1640884 | Sus | N | EquipmentFailureInvolved¦Overhead¦Transformer¦FailedFaulted
17-0008489 | Unknown Cause | Patrol - found nothing |  |  | 2017 | Tier 2 - Elevated | Distribution Circuit | 1 | 12 | 2017-01-12 | 1641027 | Sus | N | UnknownCause¦Patrolfoundnothing¦¦
17-0009119 | Unknown Cause | Patrol - not conducted |  |  | 2017 | Tier 2 - Elevated | Distribution Circuit | 1 | 14 | 2017-01-14 | 1643429 | Sus | N | UnknownCause¦Patrolnotconducted¦¦
17-0010173 | Vegetation | Tree - fell into line | Pole-Wood | Broken | 2017 | Tier 2 - Elevated | Distribution Circuit | 1 | 18 | 2017-01-18 | 1646716 | Sus | N | Vegetation¦Treefellintoline¦PoleWood¦Broken
17-0010604 | Vegetation | Tree - bark fell into line | Conductor, Overhead | Normal | 2017 | Tier 2 - Elevated | Distribution Circuit | 1 | 18 | 2017-01-18 | 1649543 | Sus | N | Vegetation¦Treebarkfellintoline¦ConductorOverhead¦Normal
17-0011641 | Equipment Failure/Involved | Fire, pole | Insulator | Broken | 2017 | Tier 3 - Extreme | Distribution Circuit | 1 | 20 | 2017-01-20 | 1654855 | Sus | N | EquipmentFailureInvolved¦Firepole¦Insulator¦Broken
17-0013016 | Vegetation | Tree - branch fell on line | Conductor, Overhead | Normal | 2017 | Tier 2 - Elevated | Distribution Circuit | 1 | 22 | 2017-01-22 | 1658534 | Sus | N | Vegetation¦Treebranchfellonline¦ConductorOverhead¦Normal
17-0013137 | Unknown Cause | Patrol - found nothing |  |  | 2017 | Tier 3 - Extreme | Distribution Circuit | 1 | 22 | 2017-01-22 | 1660875 | Sus | N | UnknownCause¦Patrolfoundnothing¦¦
17-0015896 | Vegetation | Tree - branch fell on line | Conductor, Overhead | Normal | 2017 | Tier 3 - Extreme | Distribution Circuit | 1 | 29 | 2017-01-29 | 1669842 | Sus | N | Vegetation¦Treebranchfellonline¦ConductorOverhead¦Normal
17-0017616 | Equipment Failure/Involved | Overhead | Insulator | Burned/flashed | 2017 | Tier 3 - Extreme | Distribution Circuit | 2 | 5 | 2017-02-05 | 1675541 | Sus | N | EquipmentFailureInvolved¦Overhead¦Insulator¦Burnedflashed
17-0018276 | Unknown Cause | Patrol - found nothing |  |  | 2017 | Tier 2 - Elevated | Distribution Circuit | 2 | 7 | 2017-02-07 | 1678628 | Sus | N | UnknownCause¦Patrolfoundnothing¦¦
17-0018380 | Unknown Cause | Patrol - found nothing |  |  | 2017 | Tier 3 - Extreme | Distribution Circuit | 2 | 7 | 2017-02-07 | 1679498 | Sus | N | UnknownCause¦Patrolfoundnothing¦¦
17-0019614 | Vegetation | Tree - fell into line | Conductor, Overhead | On Ground | 2017 | Tier 2 - Elevated | Distribution Circuit | 2 | 9 | 2017-02-09 | 1683829 | Sus | N | Vegetation¦Treefellintoline¦ConductorOverhead¦OnGround
17-0024840 | Vegetation | Tree - fell into line | Pole-Wood | Broken, wire on ground | 2017 | Tier 3 - Extreme | Distribution Circuit | 2 | 21 | 2017-02-21 | 1707228 | Sus | N | Vegetation¦Treefellintoline¦PoleWood¦Brokenwireonground
17-0024967 | Unknown Cause | Patrol - not conducted |  |  | 2017 | Tier 2 - Elevated | Distribution Circuit | 2 | 21 | 2017-02-21 | 1708017 | Sus | N | UnknownCause¦Patrolnotconducted¦¦
17-0027067 | Equipment Failure/Involved | Overhead | Connector or Splice (OH) | Broken | 2017 | Tier 2 - Elevated | Distribution Circuit | 2 | 27 | 2017-02-27 | 1715193 | Sus | N | EquipmentFailureInvolved¦Overhead¦ConnectororSplice(OH)¦Broken
17-0030487 | Equipment Failure/Involved | Overhead | Jumper | Burned Open | 2017 | Tier 2 - Elevated | Distribution Circuit | 3 | 13 | 2017-03-13 | 1726242 | Sus | N | EquipmentFailureInvolved¦Overhead¦Jumper¦BurnedOpen
17-0033231 | Vegetation | Tree - fell into line | Pole-Wood | Broken, wire on ground | 2017 | Tier 3 - Extreme | Distribution Circuit | 3 | 23 | 2017-03-23 | 1734002 | Sus | N | Vegetation¦Treefellintoline¦PoleWood¦Brokenwireonground
17-0033823 | Equipment Failure/Involved | Overhead | Conductor, Overhead | Together | 2017 | Tier 3 - Extreme | Distribution Circuit | 3 | 26 | 2017-03-26 | 1735788 | Sus | N | EquipmentFailureInvolved¦Overhead¦ConductorOverhead¦Together
17-0035277 | Vegetation | Tree - fell into line | Conductor, Overhead | Broken, wire on ground | 2017 | Tier 2 - Elevated | Distribution Circuit | 3 | 30 | 2017-03-30 | 1740230 | Sus | N | Vegetation¦Treefellintoline¦ConductorOverhead¦Brokenwireonground
17-0037112 | Equipment Failure/Involved | Overhead | Conductor, Overhead | Broken, wire on ground | 2017 | Tier 2 - Elevated | Distribution Circuit | 4 | 6 | 2017-04-06 | 1745261 | Sus | N | EquipmentFailureInvolved¦Overhead¦ConductorOverhead¦Brokenwireonground
17-0039225 | Equipment Failure/Involved | Overhead | Jumper | Burned Open | 2017 | Tier 3 - Extreme | Distribution Circuit | 4 | 11 | 2017-04-11 | 1755315 | Sus | N | EquipmentFailureInvolved¦Overhead¦Jumper¦BurnedOpen
17-0049819 | Unknown Cause | Patrol - found nothing |  |  | 2017 | Tier 2 - Elevated | Distribution Circuit | 5 | 23 | 2017-05-23 | 1788421 | Sus | Y | UnknownCause¦Patrolfoundnothing¦¦
17-0050600 | Unknown Cause | Patrol - found nothing |  |  | 2017 | Tier 3 - Extreme | Distribution Circuit | 5 | 25 | 2017-05-25 | 1790095 | Sus | Y | UnknownCause¦Patrolfoundnothing¦¦
17-0053518 | Unknown Cause | Patrol - not conducted |  |  | 2017 | Tier 2 - Elevated | Distribution Circuit | 6 | 8 | 2017-06-08 | 1799212 | Sus | Y | UnknownCause¦Patrolnotconducted¦¦
17-0053612 | Unknown Cause | Patrol - found nothing |  |  | 2017 | Tier 2 - Elevated | Distribution Circuit | 6 | 8 | 2017-06-08 | 1799304 | Sus | Y | UnknownCause¦Patrolfoundnothing¦¦
17-0056275 | Vegetation | Tree - fell into line | Fuse | Failed/Faulted | 2017 | Tier 2 - Elevated | Distribution Circuit | 6 | 18 | 2017-06-18 | 1808358 | Sus | Y | Vegetation¦Treefellintoline¦Fuse¦FailedFaulted
17-0064721 | 3rd Party | Tree - cutting, 3rd party | Conductor, Overhead | Broken, wire on ground | 2017 | Tier 3 - Extreme | Distribution Circuit | 7 | 22 | 2017-07-22 | 1837671 | Sus | Y | 3rdParty¦Treecutting3rdparty¦ConductorOverhead¦Brokenwireonground
17-0065414 | Vegetation | Tree - branch fell on line | Conductor, Overhead | Normal | 2017 | Tier 2 - Elevated | Distribution Circuit | 7 | 25 | 2017-07-25 | 1839612 | Sus | Y | Vegetation¦Treebranchfellonline¦ConductorOverhead¦Normal
17-0071455 | Animal | Bird found | Fuse | Failed/Faulted | 2017 | Tier 2 - Elevated | Distribution Circuit | 8 | 19 | 2017-08-19 | 1855159 | Sus | Y | Animal¦Birdfound¦Fuse¦FailedFaulted
17-0079063 | Animal | Squirrel | Conductor, Overhead | Normal | 2017 | Tier 3 - Extreme | Distribution Circuit | 9 | 14 | 2017-09-14 | 1879091 | Sus | Y | Animal¦Squirrel¦ConductorOverhead¦Normal
17-0081193 | Equipment Failure/Involved | Overhead | Connector or Splice (OH) | Deteriorated | 2017 | Tier 3 - Extreme | Transformer only | 9 | 23 | 2017-09-23 | 1884565 | Sus | Y | EquipmentFailureInvolved¦Overhead¦ConnectororSplice(OH)¦Deteriorated
17-0082032 | Equipment Failure/Involved | Underground | Conductor, Underground | Broken | 2017 | Tier 2 - Elevated | Distribution Circuit | 9 | 27 | 2017-09-27 | 1886561 | Sus | Y | EquipmentFailureInvolved¦Underground¦ConductorUnderground¦Broken
17-0085351 | Unknown Cause | Patrol - found nothing |  |  | 2017 | Tier 3 - Extreme | Distribution Circuit | 10 | 8 | 2017-10-08 | 1895320 | Sus | Y | UnknownCause¦Patrolfoundnothing¦¦
17-0085527 | Vegetation | Tree - fell into line | Conductor, Overhead | Broken, wire on ground | 2017 | Tier 3 - Extreme | Distribution Circuit | 10 | 8 | 2017-10-08 | 1896299 | Sus | Y | Vegetation¦Treefellintoline¦ConductorOverhead¦Brokenwireonground
17-0085544 | Vegetation | Tree - branch fell on line | Lightning Arrestor | Broken | 2017 | Tier 2 - Elevated | Distribution Circuit | 10 | 9 | 2017-10-09 | 1896096 | Sus | Y | Vegetation¦Treebranchfellonline¦LightningArrestor¦Broken
17-0086844 | Environmental/External | Fire, Forest/Grass | Pole-Wood | Burned/flashed | 2017 | Tier 2 - Elevated | Distribution Circuit | 10 | 8 | 2017-10-08 | 1899531 | Sus | Y | EnvironmentalExternal¦FireForestGrass¦PoleWood¦Burnedflashed
17-0087654 | Environmental/External | Fire, Forest/Grass | Pole-Wood | Broken | 2017 | Tier 2 - Elevated | Distribution Circuit | 10 | 8 | 2017-10-08 | 1901642 | Sus | Y | EnvironmentalExternal¦FireForestGrass¦PoleWood¦Broken
17-0088873 | Unknown Cause | Patrol - found nothing |  |  | 2017 | Tier 2 - Elevated | Distribution Circuit | 10 | 20 | 2017-10-20 | 1905084 | Sus | Y | UnknownCause¦Patrolfoundnothing¦¦
17-0089929 | Vegetation | Tree - fell into line | Conductor, Overhead | Broken, wire on ground | 2017 | Tier 2 - Elevated | Distribution Circuit | 10 | 24 | 2017-10-24 | 1908364 | Sus | Y | Vegetation¦Treefellintoline¦ConductorOverhead¦Brokenwireonground
17-0090295 | Unknown Cause | Patrol - found nothing |  |  | 2017 | Tier 2 - Elevated | Distribution Circuit | 10 | 25 | 2017-10-25 | 1909225 | Sus | Y | UnknownCause¦Patrolfoundnothing¦¦
17-0091467 | Unknown Cause | Patrol - found nothing |  |  | 2017 | Tier 2 - Elevated | Distribution Circuit | 10 | 31 | 2017-10-31 | 1912683 | Sus | Y | UnknownCause¦Patrolfoundnothing¦¦
17-0092921 | Unknown Cause | Patrol - found nothing |  |  | 2017 | Tier 2 - Elevated | Distribution Circuit | 11 | 6 | 2017-11-06 | 1916817 | Sus | Y | UnknownCause¦Patrolfoundnothing¦¦
17-0094163 | Vegetation | Tree - grew into line | Conductor, Overhead | Normal | 2017 | Tier 3 - Extreme | Distribution Circuit | 11 | 10 | 2017-11-10 | 1919924 | Sus | Y | Vegetation¦Treegrewintoline¦ConductorOverhead¦Normal
17-0099653 | Vegetation | Tree - fell into line | Pole-Wood | Broken | 2017 | Tier 3 - Extreme | Distribution Circuit | 12 | 4 | 2017-12-04 | 1934844 | Sus | N | Vegetation¦Treefellintoline¦PoleWood¦Broken
18-0009025 | 3rd Party | Vehicle | Pole-Wood | Broken, wire on ground | 2018 | Tier 2 - Elevated | Distribution Circuit | 1 | 25 | 2018-01-25 | 13986 | Sus | N | 3rdParty¦Vehicle¦PoleWood¦Brokenwireonground
18-0019559 | Unknown Cause | Patrol - found nothing |  |  | 2018 | Tier 2 - Elevated | Distribution Circuit | 3 | 4 | 2018-03-04 | 37922 | Sus | N | UnknownCause¦Patrolfoundnothing¦¦
18-0020756 | Equipment Failure/Involved | Fire, pole | Pole-Wood | Deteriorated | 2018 | Tier 2 - Elevated | Distribution Circuit | 3 | 7 | 2018-03-07 | 40150 | Sus | N | EquipmentFailureInvolved¦Firepole¦PoleWood¦Deteriorated
18-0023303 | Vegetation | Tree - fell into line | Pole-Wood | Broken, wire on ground | 2018 | Tier 3 - Extreme | Distribution Circuit | 3 | 16 | 2018-03-16 | 45340 | Sus | N | Vegetation¦Treefellintoline¦PoleWood¦Brokenwireonground
18-0023734 | Unknown Cause | Patrol - found nothing |  |  | 2018 | Tier 2 - Elevated | Distribution Circuit | 3 | 17 | 2018-03-17 | 46615 | Sus | N | UnknownCause¦Patrolfoundnothing¦¦
18-0033755 | Equipment Failure/Involved | Overhead | Lightning Arrestor | Failed/Faulted | 2018 | Tier 2 - Elevated | Distribution Circuit | 4 | 19 | 2018-04-19 | 70077 | Sus | N | EquipmentFailureInvolved¦Overhead¦LightningArrestor¦FailedFaulted
18-0034749 | Vegetation | Tree - grew into line | Conductor, Overhead | Normal | 2018 | Tier 3 - Extreme | Distribution Circuit | 4 | 23 | 2018-04-23 | 72391 | Sus | N | Vegetation¦Treegrewintoline¦ConductorOverhead¦Normal
18-0036063 | Unknown Cause | Patrol - found nothing |  |  | 2018 | Tier 2 - Elevated | Distribution Circuit | 4 | 16 | 2018-04-16 | 67905 | Sus | N | UnknownCause¦Patrolfoundnothing¦¦
18-0039731 | Equipment Failure/Involved | Overhead | Transformer | Failed/Faulted | 2018 | Tier 2 - Elevated | Transformer only | 5 | 9 | 2018-05-09 | 82754 | Sus | Y | EquipmentFailureInvolved¦Overhead¦Transformer¦FailedFaulted
18-0040384 | Unknown Cause | Patrol - found nothing |  |  | 2018 | Tier 2 - Elevated | Distribution Circuit | 5 | 11 | 2018-05-11 | 84146 | Sus | Y | UnknownCause¦Patrolfoundnothing¦¦
18-0044607 | Unknown Cause | Patrol - found nothing |  |  | 2018 | Tier 2 - Elevated | Distribution Circuit | 5 | 26 | 2018-05-26 | 94343 | Sus | Y | UnknownCause¦Patrolfoundnothing¦¦
18-0056360 | Equipment Failure/Involved | Overhead | Transformer | Failed/Faulted | 2018 | Tier 2 - Elevated | Transformer only | 7 | 2 | 2018-07-02 | 123109 | Sus | Y | EquipmentFailureInvolved¦Overhead¦Transformer¦FailedFaulted
18-0056967 | Unknown Cause | Patrol - found nothing |  |  | 2018 | Tier 3 - Extreme | Distribution Circuit | 7 | 4 | 2018-07-04 | 124405 | Sus | Y | UnknownCause¦Patrolfoundnothing¦¦
18-0058436 | Vegetation | Tree - branch fell on line | Secondary | Broken, wire on ground | 2018 | Tier 3 - Extreme | Transformer only | 7 | 10 | 2018-07-10 | 128299 | Sus | Y | Vegetation¦Treebranchfellonline¦Secondary¦Brokenwireonground
18-0059917 | Unknown Cause | Patrol - found nothing |  |  | 2018 | Tier 2 - Elevated | Distribution Circuit | 7 | 15 | 2018-07-15 | 132080 | Sus | Y | UnknownCause¦Patrolfoundnothing¦¦
18-0060390 | 3rd Party | Vehicle | Anchor or Guy | Broken | 2018 | Tier 3 - Extreme | Distribution Circuit | 7 | 16 | 2018-07-16 | 133365 | Sus | Y | 3rdParty¦Vehicle¦AnchororGuy¦Broken
18-0066750 | 3rd Party | Vehicle | Transformer (UG) | On Ground | 2018 | Tier 2 - Elevated | Distribution Circuit | 8 | 4 | 2018-08-04 | 148896 | Sus | Y | 3rdParty¦Vehicle¦Transformer(UG)¦OnGround
18-0066908 | Environmental/External | Fire, Forest/Grass | Pole-Wood | Burned/flashed | 2018 | Tier 3 - Extreme | Distribution Circuit | 7 | 26 | 2018-07-26 | 149392 | Sus | Y | EnvironmentalExternal¦FireForestGrass¦PoleWood¦Burnedflashed
18-0067480 | Environmental/External | Fire, Forest/Grass | Pole-Wood | Burned/flashed | 2018 | Tier 3 - Extreme | Distribution Circuit | 7 | 26 | 2018-07-26 | 150821 | Sus | Y | EnvironmentalExternal¦FireForestGrass¦PoleWood¦Burnedflashed
18-0068109 | Equipment Failure/Involved | Overhead | Transformer (OH) | Deteriorated | 2018 | Tier 2 - Elevated | Distribution Circuit | 8 | 9 | 2018-08-09 | 151876 | Sus | Y | EquipmentFailureInvolved¦Overhead¦Transformer(OH)¦Deteriorated
18-0068357 | Equipment Failure/Involved | Underground | Connector or Splice (UG) | Failed/Faulted | 2018 | Tier 2 - Elevated | Distribution Circuit | 8 | 9 | 2018-08-09 | 152267 | Sus | Y | EquipmentFailureInvolved¦Underground¦ConnectororSplice(UG)¦FailedFaulted
18-0068563 | Equipment Failure/Involved | Electrical Overload | Transformer | Failed/Faulted | 2018 | Tier 3 - Extreme | Transformer only | 8 | 10 | 2018-08-10 | 152687 | Sus | Y | EquipmentFailureInvolved¦ElectricalOverload¦Transformer¦FailedFaulted
18-0070333 | Environmental/External | Fire, Forest/Grass | Pole-Wood | Burned/flashed | 2018 | Tier 2 - Elevated | Distribution Circuit | 7 | 23 | 2018-07-23 | 156025 | Sus | Y | EnvironmentalExternal¦FireForestGrass¦PoleWood¦Burnedflashed
18-0073885 | Equipment Failure/Involved | Overhead | Transformer | Failed/Faulted | 2018 | Tier 3 - Extreme | Transformer only | 8 | 27 | 2018-08-27 | 163084 | Sus | Y | EquipmentFailureInvolved¦Overhead¦Transformer¦FailedFaulted
18-0086547 | Equipment Failure/Involved | Overhead |  | Broken | 2018 | Tier 2 - Elevated | Transformer only | 10 | 3 | 2018-10-03 | 187842 | Sus | Y | EquipmentFailureInvolved¦Overhead¦¦Broken
18-0087918 | Vegetation | Tree - fell into line | Conductor, Overhead | Broken, wire on ground | 2018 | Tier 3 - Extreme | Distribution Circuit | 10 | 7 | 2018-10-07 | 190216 | Sus | Y | Vegetation¦Treefellintoline¦ConductorOverhead¦Brokenwireonground
18-0090205 | Wildfire Mitigation | Public Safety Power Shut-off |  |  | 2018 | Tier 2 - Elevated | Distribution Circuit | 10 | 14 | 2018-10-14 | 195061 | Sus | Y | WildfireMitigation¦PublicSafetyPowerShutoff¦¦
18-0092302 | Vegetation | Tree - fell into line | Conductor, Overhead | Normal | 2018 | Tier 3 - Extreme | Distribution Circuit | 10 | 19 | 2018-10-19 | 198871 | Sus | Y | Vegetation¦Treefellintoline¦ConductorOverhead¦Normal
18-0098525 | Unknown Cause | Patrol - found nothing |  |  | 2018 | Tier 2 - Elevated | Distribution Circuit | 11 | 9 | 2018-11-09 | 212107 | Sus | Y | UnknownCause¦Patrolfoundnothing¦¦
18-0098586 | Equipment Failure/Involved | Overhead | Transformer (OH) | Leaking | 2018 | Tier 3 - Extreme | Transformer only | 11 | 9 | 2018-11-09 | 212347 | Sus | Y | EquipmentFailureInvolved¦Overhead¦Transformer(OH)¦Leaking
18-0102123 | Environmental/External | Fire, Forest/Grass | Pole-Wood | Burned/flashed | 2018 | Tier 3 - Extreme | Distribution Circuit | 11 | 8 | 2018-11-08 | 221119 | Sus | Y | EnvironmentalExternal¦FireForestGrass¦PoleWood¦Burnedflashed
18-0106711 | Unknown Cause | Patrol - found nothing |  |  | 2018 | Tier 2 - Elevated | Distribution Circuit | 12 | 4 | 2018-12-04 | 233232 | Sus | N | UnknownCause¦Patrolfoundnothing¦¦
18-0111062 | Unknown Cause | Patrol - found nothing |  |  | 2018 | Tier 3 - Extreme | Distribution Circuit | 12 | 29 | 2018-12-29 | 249401 | Sus | N | UnknownCause¦Patrolfoundnothing¦¦
19-0005497 | Vegetation | Tree - fell into line | Conductor, Overhead | Broken, wire on ground | 2019 | Tier 3 - Extreme | Distribution Circuit | 1 | 6 | 2019-01-06 | 257518 | Sus | N | Vegetation¦Treefellintoline¦ConductorOverhead¦Brokenwireonground
19-0006675 | Equipment Failure/Involved | Underground | Cable Termination(live front) | Failed/Faulted | 2019 | Tier 3 - Extreme | Distribution Circuit | 1 | 9 | 2019-01-09 | 261309 | Sus | N | EquipmentFailureInvolved¦Underground¦CableTermination(livefront)¦FailedFaulted
19-0007489 | Equipment Failure/Involved | Overhead | Pole-Wood | Deteriorated | 2019 | Tier 2 - Elevated | Distribution Circuit | 1 | 10 | 2019-01-10 | 262454 | Sus | N | EquipmentFailureInvolved¦Overhead¦PoleWood¦Deteriorated
19-0009905 | Vegetation | Tree - bark fell into line | Conductor, Overhead | Normal | 2019 | Tier 3 - Extreme | Distribution Circuit | 1 | 16 | 2019-01-16 | 267534 | Sus | N | Vegetation¦Treebarkfellintoline¦ConductorOverhead¦Normal
19-0010431 | Vegetation | Tree - fell into line | Conductor, Overhead | Broken, wire on ground | 2019 | Tier 2 - Elevated | Distribution Circuit | 1 | 16 | 2019-01-16 | 272101 | Sus | N | Vegetation¦Treefellintoline¦ConductorOverhead¦Brokenwireonground
19-0011144 | Vegetation | Tree - fell into line | Conductor, Overhead | Broken, wire on ground | 2019 | Tier 3 - Extreme | Distribution Circuit | 1 | 16 | 2019-01-16 | 269709 | Sus | N | Vegetation¦Treefellintoline¦ConductorOverhead¦Brokenwireonground
19-0011259 | Environmental/External | Lightning | Transformer | Failed/Faulted | 2019 | Tier 2 - Elevated | Transformer only | 1 | 17 | 2019-01-17 | 274544 | Sus | N | EnvironmentalExternal¦Lightning¦Transformer¦FailedFaulted
19-0016310 | Equipment Failure/Involved | Overhead | Transformer | Failed/Faulted | 2019 | Tier 2 - Elevated | Transformer only | 1 | 31 | 2019-01-31 | 284742 | Sus | N | EquipmentFailureInvolved¦Overhead¦Transformer¦FailedFaulted
19-0017563 | Environmental/External | Lightning | Transformer | Failed/Faulted | 2019 | Tier 2 - Elevated | Distribution Circuit | 2 | 3 | 2019-02-03 | 288978 | Sus | N | EnvironmentalExternal¦Lightning¦Transformer¦FailedFaulted
19-0019754 | Equipment Failure/Involved | Overhead | Conductor, Overhead | Together | 2019 | Tier 3 - Extreme | Distribution Circuit | 2 | 7 | 2019-02-07 | 295513 | Sus | N | EquipmentFailureInvolved¦Overhead¦ConductorOverhead¦Together
19-0020885 | Equipment Failure/Involved | Other |  | Failed/Faulted | 2019 | Tier 3 - Extreme | Transformer only | 2 | 10 | 2019-02-10 | 299343 | Sus | N | EquipmentFailureInvolved¦Other¦¦FailedFaulted
19-0021652 | Vegetation | Tree - fell into line | Conductor, Overhead | On Ground | 2019 | Tier 2 - Elevated | Distribution Circuit | 2 | 12 | 2019-02-12 | 301312 | Sus | N | Vegetation¦Treefellintoline¦ConductorOverhead¦OnGround
19-0021978 | Equipment Failure/Involved | Overhead | Conductor, Overhead | Together | 2019 | Tier 2 - Elevated | Distribution Circuit | 2 | 13 | 2019-02-13 | 303322 | Sus | N | EquipmentFailureInvolved¦Overhead¦ConductorOverhead¦Together
19-0023274 | Vegetation | Tree - fell into line | Conductor, Overhead | Broken, wire on ground | 2019 | Tier 2 - Elevated | Distribution Circuit | 2 | 14 | 2019-02-14 | 309804 | Sus | N | Vegetation¦Treefellintoline¦ConductorOverhead¦Brokenwireonground
19-0024121 | Vegetation | Tree - fell into line | Pole-Wood | Broken | 2019 | Tier 2 - Elevated | Distribution Circuit | 2 | 13 | 2019-02-13 | 312393 | Sus | N | Vegetation¦Treefellintoline¦PoleWood¦Broken
19-0024619 | Unknown Cause | Patrol - not conducted |  |  | 2019 | Tier 2 - Elevated | Distribution Circuit | 2 | 13 | 2019-02-13 | 314618 | Sus | N | UnknownCause¦Patrolnotconducted¦¦
19-0026458 | Vegetation | Tree - fell into line | Conductor, Overhead | Normal | 2019 | Tier 2 - Elevated | Distribution Circuit | 2 | 20 | 2019-02-20 | 319707 | Sus | N | Vegetation¦Treefellintoline¦ConductorOverhead¦Normal
19-0026630 | 3rd Party | Vehicle | Pole-Wood | Broken | 2019 | Tier 2 - Elevated | Distribution Circuit | 2 | 20 | 2019-02-20 | 320124 | Sus | N | 3rdParty¦Vehicle¦PoleWood¦Broken
19-0028421 | Unknown Cause | Patrol - found nothing |  |  | 2019 | Tier 2 - Elevated | Distribution Circuit | 2 | 26 | 2019-02-26 | 324607 | Sus | N | UnknownCause¦Patrolfoundnothing¦¦
19-0028817 | Vegetation | Tree - fell into line | Conductor, Overhead | Broken, wire on ground | 2019 | Tier 2 - Elevated | Distribution Circuit | 2 | 26 | 2019-02-26 | 325283 | Sus | N | Vegetation¦Treefellintoline¦ConductorOverhead¦Brokenwireonground
19-0031042 | Vegetation | Tree - fell into line | Conductor, Overhead | On Ground | 2019 | Tier 3 - Extreme | Distribution Circuit | 3 | 5 | 2019-03-05 | 332040 | Sus | N | Vegetation¦Treefellintoline¦ConductorOverhead¦OnGround
19-0031878 | Equipment Failure/Involved | Overhead | Transformer (OH) | Failed/Faulted | 2019 | Tier 2 - Elevated | Distribution Circuit | 3 | 7 | 2019-03-07 | 334037 | Sus | N | EquipmentFailureInvolved¦Overhead¦Transformer(OH)¦FailedFaulted
19-0033023 | Unknown Cause | Patrol - found nothing |  |  | 2019 | Tier 2 - Elevated | Distribution Circuit | 3 | 12 | 2019-03-12 | 337239 | Sus | N | UnknownCause¦Patrolfoundnothing¦¦
19-0037055 | Vegetation | Tree - branch fell on line | Conductor, Overhead | Normal | 2019 | Tier 2 - Elevated | Distribution Circuit | 3 | 26 | 2019-03-26 | 347689 | Sus | N | Vegetation¦Treebranchfellonline¦ConductorOverhead¦Normal
19-0041144 | Vegetation | Tree - fell into line | Conductor, Overhead | Normal | 2019 | Tier 3 - Extreme | Distribution Circuit | 4 | 9 | 2019-04-09 | 357016 | Sus | N | Vegetation¦Treefellintoline¦ConductorOverhead¦Normal
19-0041780 | Unknown Cause | Patrol - found nothing |  |  | 2019 | Tier 3 - Extreme | Distribution Circuit | 4 | 11 | 2019-04-11 | 359174 | Sus | N | UnknownCause¦Patrolfoundnothing¦¦
19-0042470 | Equipment Failure/Involved | Overhead | Transformer | Failed/Faulted | 2019 | Tier 3 - Extreme | Transformer only | 4 | 15 | 2019-04-15 | 360848 | Sus | N | EquipmentFailureInvolved¦Overhead¦Transformer¦FailedFaulted
19-0047306 | Equipment Failure/Involved | Overhead | Pole-Wood | Broken | 2019 | Tier 3 - Extreme | Distribution Circuit | 4 | 30 | 2019-04-30 | 370693 | Sus | N | EquipmentFailureInvolved¦Overhead¦PoleWood¦Broken
19-0051670 | Unknown Cause | Patrol - found nothing |  |  | 2019 | Tier 3 - Extreme | Transformer only | 5 | 14 | 2019-05-14 | 379974 | Sus | Y | UnknownCause¦Patrolfoundnothing¦¦
19-0053832 | Vegetation | Tree - fell into line | Transformer | Broken, wire on ground | 2019 | Tier 3 - Extreme | Transformer only | 5 | 18 | 2019-05-18 | 384569 | Sus | Y | Vegetation¦Treefellintoline¦Transformer¦Brokenwireonground
19-0057591 | Equipment Failure/Involved | Overhead | Transformer | Failed/Faulted | 2019 | Tier 3 - Extreme | Transformer only | 5 | 24 | 2019-05-24 | 390095 | Sus | Y | EquipmentFailureInvolved¦Overhead¦Transformer¦FailedFaulted
19-0057990 | Vegetation | Tree - fell into line | Transformer | Broken, wire on ground | 2019 | Tier 3 - Extreme | Transformer only | 5 | 27 | 2019-05-27 | 391114 | Sus | Y | Vegetation¦Treefellintoline¦Transformer¦Brokenwireonground
19-0068001 | Animal | Bird found | Conductor, Overhead | Normal | 2019 | Tier 3 - Extreme | Distribution Circuit | 6 | 15 | 2019-06-15 | 413041 | Sus | Y | Animal¦Birdfound¦ConductorOverhead¦Normal
19-0070354 | Vegetation | Tree - branch fell on line | Conductor, Overhead | Broken, wire on ground | 2019 | Tier 3 - Extreme | Distribution Circuit | 6 | 20 | 2019-06-20 | 424133 | Sus | Y | Vegetation¦Treebranchfellonline¦ConductorOverhead¦Brokenwireonground
19-0071338 | Vegetation | Tree - fell into line | Transformer | Broken, wire on ground | 2019 | Tier 2 - Elevated | Transformer only | 6 | 23 | 2019-06-23 | 427251 | Sus | Y | Vegetation¦Treefellintoline¦Transformer¦Brokenwireonground
19-0074733 | Equipment Failure/Involved | Overhead | Crossarm, Wood | Broken | 2019 | Tier 3 - Extreme | Transformer only | 7 | 5 | 2019-07-05 | 441303 | Sus | Y | EquipmentFailureInvolved¦Overhead¦CrossarmWood¦Broken
19-0079478 | Equipment Failure/Involved | Underground | Connector or Splice (UG) | Failed/Faulted | 2019 | Tier 2 - Elevated | Distribution Circuit | 7 | 20 | 2019-07-20 | 462880 | Sus | Y | EquipmentFailureInvolved¦Underground¦ConnectororSplice(UG)¦FailedFaulted
19-0080106 | Unknown Cause | Patrol - found nothing |  |  | 2019 | Tier 2 - Elevated | Distribution Circuit | 7 | 23 | 2019-07-23 | 468745 | Sus | Y | UnknownCause¦Patrolfoundnothing¦¦
19-0085459 | Animal | Bird found | Fuse | Failed/Faulted | 2019 | Tier 3 - Extreme | Distribution Circuit | 8 | 7 | 2019-08-07 | 491027 | Sus | Y | Animal¦Birdfound¦Fuse¦FailedFaulted
19-0090927 | Unknown Cause | Patrol - found nothing |  |  | 2019 | Tier 2 - Elevated | Distribution Circuit | 8 | 22 | 2019-08-22 | 531313 | Sus | Y | UnknownCause¦Patrolfoundnothing¦¦
19-0091224 | Vegetation | Tree - branch fell on line | Conductor, Overhead | Normal | 2019 | Tier 3 - Extreme | Distribution Circuit | 8 | 22 | 2019-08-22 | 532944 | Sus | Y | Vegetation¦Treebranchfellonline¦ConductorOverhead¦Normal
19-0091699 | 3rd Party | Customer Equipment | Customer Equipment | Burned/flashed | 2019 | Tier 2 - Elevated | Distribution Circuit | 8 | 23 | 2019-08-23 | 535001 | Sus | Y | 3rdParty¦CustomerEquipment¦CustomerEquipment¦Burnedflashed
19-0092313 | Equipment Failure/Involved | Overhead | Transformer (OH) | Normal | 2019 | Tier 3 - Extreme | Transformer only | 8 | 26 | 2019-08-26 | 540173 | Sus | Y | EquipmentFailureInvolved¦Overhead¦Transformer(OH)¦Normal
19-0097580 | Unknown Cause | Patrol - found nothing |  |  | 2019 | Tier 2 - Elevated | Distribution Circuit | 9 | 11 | 2019-09-11 | 569779 | Sus | Y | UnknownCause¦Patrolfoundnothing¦¦
19-0098106 | Unknown Cause | Patrol - found nothing |  |  | 2019 | Tier 2 - Elevated | Distribution Circuit | 9 | 12 | 2019-09-12 | 573054 | Sus | Y | UnknownCause¦Patrolfoundnothing¦¦
19-0099229 | Unknown Cause | Patrol - found nothing |  |  | 2019 | Tier 2 - Elevated | Distribution Circuit | 9 | 15 | 2019-09-15 | 583214 | Sus | Y | UnknownCause¦Patrolfoundnothing¦¦
19-0102149 | Vegetation | Tree - branch fell on line | Fuse | Failed/Faulted | 2019 | Tier 2 - Elevated | Distribution Circuit | 9 | 21 | 2019-09-21 | 602815 | Sus | Y | Vegetation¦Treebranchfellonline¦Fuse¦FailedFaulted
19-0103581 | Equipment Failure/Involved | Overhead | Transformer | Failed/Faulted | 2019 | Tier 2 - Elevated | Transformer only | 9 | 25 | 2019-09-25 | 614258 | Sus | Y | EquipmentFailureInvolved¦Overhead¦Transformer¦FailedFaulted
19-0116096 | Wildfire Mitigation | Public Safety Power Shut-off | Recloser | Normal | 2019 | Tier 2 - Elevated | Distribution Circuit | 10 | 26 | 2019-10-26 | 680974 | Sus | Y | WildfireMitigation¦PublicSafetyPowerShutoff¦Recloser¦Normal
19-0118288 | Equipment Failure/Involved | Overhead | Conductor, Overhead | Broken, wire on ground | 2019 | Tier 3 - Extreme | Distribution Circuit | 10 | 26 | 2019-10-26 | 692818 | Sus | Y | EquipmentFailureInvolved¦Overhead¦ConductorOverhead¦Brokenwireonground
19-0119766 | Equipment Failure/Involved | Overhead | Transformer (OH) | Failed/Faulted | 2019 | Tier 2 - Elevated | Transformer only | 10 | 31 | 2019-10-31 | 697130 | Sus | Y | EquipmentFailureInvolved¦Overhead¦Transformer(OH)¦FailedFaulted
19-0122786 | Animal | Squirrel | Fuse | Failed/Faulted | 2019 | Tier 3 - Extreme | Distribution Circuit | 11 | 8 | 2019-11-08 | 702487 | Sus | Y | Animal¦Squirrel¦Fuse¦FailedFaulted
19-0123566 | Unknown Cause | Patrol - found nothing |  |  | 2019 | Tier 2 - Elevated | Distribution Circuit | 11 | 11 | 2019-11-11 | 704311 | Sus | Y | UnknownCause¦Patrolfoundnothing¦¦
19-0130438 | Vegetation | Tree - branch fell on line | Conductor, Overhead | Normal | 2019 | Tier 3 - Extreme | Distribution Circuit | 11 | 26 | 2019-11-26 | 716906 | Sus | Y | Vegetation¦Treebranchfellonline¦ConductorOverhead¦Normal
19-0130872 | Vegetation | Tree - branch fell on line | Insulator | Burned/flashed | 2019 | Tier 3 - Extreme | Distribution Circuit | 11 | 28 | 2019-11-28 | 722967 | Sus | Y | Vegetation¦Treebranchfellonline¦Insulator¦Burnedflashed
20-0010478 | Vegetation | Tree - branch fell on line | Conductor, Overhead | Normal | 2020 | Tier 3 - Extreme | Distribution Circuit | 1 | 17 | 2020-01-17 | 763807 | Sus | N | Vegetation¦Treebranchfellonline¦ConductorOverhead¦Normal
20-0011697 | Company Initiated | Return Circuit Normal | Conductor, Overhead | Normal | 2020 | Tier 2 - Elevated | Distribution Circuit | 1 | 21 | 2020-01-21 | 767417 | Sus | N | CompanyInitiated¦ReturnCircuitNormal¦ConductorOverhead¦Normal
20-0018328 | Vegetation | Tree - fell into line | Conductor, Overhead | Normal | 2020 | Tier 3 - Extreme | Distribution Circuit | 2 | 6 | 2020-02-06 | 779700 | Sus | N | Vegetation¦Treefellintoline¦ConductorOverhead¦Normal
20-0020187 | Unknown Cause | Patrol - found nothing |  |  | 2020 | Tier 2 - Elevated | Distribution Circuit | 2 | 10 | 2020-02-10 | 786999 | Sus | N | UnknownCause¦Patrolfoundnothing¦¦
20-0032294 | Vegetation | Tree - fell into line | Conductor, Overhead | Broken, wire on ground | 2020 | Tier 3 - Extreme | Distribution Circuit | 3 | 15 | 2020-03-15 | 852112 | Sus | N | Vegetation¦Treefellintoline¦ConductorOverhead¦Brokenwireonground
20-0032364 | Vegetation | Tree - branch fell on line | Conductor, Overhead | Normal | 2020 | Tier 3 - Extreme | Distribution Circuit | 3 | 15 | 2020-03-15 | 852504 | Sus | N | Vegetation¦Treebranchfellonline¦ConductorOverhead¦Normal
20-0034907 | Environmental/External | Ice or snow | Conductor, Overhead | Broken, wire on ground | 2020 | Tier 3 - Extreme | Distribution Circuit | 3 | 17 | 2020-03-17 | 859295 | Sus | N | EnvironmentalExternal¦Iceorsnow¦ConductorOverhead¦Brokenwireonground
20-0035467 | Equipment Failure/Involved | Overhead | Conductor, Overhead | Broken, wire on ground | 2020 | Tier 2 - Elevated | Distribution Circuit | 3 | 23 | 2020-03-23 | 862636 | Sus | N | EquipmentFailureInvolved¦Overhead¦ConductorOverhead¦Brokenwireonground
20-0035722 | Equipment Failure/Involved | Overhead | Transformer | Failed/Faulted | 2020 | Tier 2 - Elevated | Transformer only | 3 | 24 | 2020-03-24 | 863353 | Sus | N | EquipmentFailureInvolved¦Overhead¦Transformer¦FailedFaulted
20-0042276 | Equipment Failure/Involved | Overhead | Pole-Wood | Deteriorated | 2020 | Tier 2 - Elevated | Distribution Circuit | 4 | 17 | 2020-04-17 | 896951 | Sus | N | EquipmentFailureInvolved¦Overhead¦PoleWood¦Deteriorated
20-0053509 | Animal | Bird found | Conductor, Overhead | Normal | 2020 | Tier 2 - Elevated | Distribution Circuit | 5 | 22 | 2020-05-22 | 919912 | Sus | Y | Animal¦Birdfound¦ConductorOverhead¦Normal
20-0058874 | Vegetation | Tree - fell into line | Conductor, Overhead | Normal | 2020 | Tier 3 - Extreme | Distribution Circuit | 6 | 8 | 2020-06-08 | 934333 | Sus | Y | Vegetation¦Treefellintoline¦ConductorOverhead¦Normal
20-0060787 | Environmental/External | Lightning | Transformer | Failed/Faulted | 2020 | Tier 3 - Extreme | Distribution Circuit | 6 | 12 | 2020-06-12 | 938104 | Sus | Y | EnvironmentalExternal¦Lightning¦Transformer¦FailedFaulted
20-0061593 | Environmental/External | Fire, Forest/Grass | Conductor, Overhead | Broken, wire on ground | 2020 | Tier 2 - Elevated | Distribution Circuit | 6 | 15 | 2020-06-15 | 939837 | Sus | Y | EnvironmentalExternal¦FireForestGrass¦ConductorOverhead¦Brokenwireonground
20-0063712 | Equipment Failure/Involved | Overhead | Other | Broken | 2020 | Tier 3 - Extreme | Distribution Circuit | 6 | 22 | 2020-06-22 | 944691 | Sus | Y | EquipmentFailureInvolved¦Overhead¦Other¦Broken
20-0070284 | Animal | Squirrel | Transformer (OH) | Broken | 2020 | Tier 3 - Extreme | Distribution Circuit | 7 | 9 | 2020-07-09 | 960568 | Sus | Y | Animal¦Squirrel¦Transformer(OH)¦Broken
20-0073898 | Vegetation | Tree - branch fell on line | Secondary | Broken, wire on ground | 2020 | Tier 2 - Elevated | Distribution Circuit | 7 | 20 | 2020-07-20 | 968754 | Sus | Y | Vegetation¦Treebranchfellonline¦Secondary¦Brokenwireonground
20-0081390 | Vegetation | Tree - fell into line | Conductor, Overhead | Broken, wire on ground | 2020 | Tier 2 - Elevated | Distribution Circuit | 8 | 9 | 2020-08-09 | 987254 | Sus | Y | Vegetation¦Treefellintoline¦ConductorOverhead¦Brokenwireonground
20-0083616 | Animal | Bird found | Conductor, Overhead | Normal | 2020 | Tier 2 - Elevated | Distribution Circuit | 8 | 14 | 2020-08-14 | 998054 | Sus | Y | Animal¦Birdfound¦ConductorOverhead¦Normal
20-0084681 | Unknown Cause | Patrol - found nothing |  |  | 2020 | Tier 2 - Elevated | Distribution Circuit | 8 | 16 | 2020-08-16 | 1010455 | Sus | Y | UnknownCause¦Patrolfoundnothing¦¦
20-0085021 | Vegetation | Tree - branch fell on line | Conductor, Overhead | Normal | 2020 | Tier 3 - Extreme | Distribution Circuit | 8 | 16 | 2020-08-16 | 1011519 | Sus | Y | Vegetation¦Treebranchfellonline¦ConductorOverhead¦Normal
20-0085104 | Vegetation | Tree - branch fell on line | Conductor, Overhead | Normal | 2020 | Tier 3 - Extreme | Distribution Circuit | 8 | 16 | 2020-08-16 | 1009836 | Sus | Y | Vegetation¦Treebranchfellonline¦ConductorOverhead¦Normal
20-0085230 | Unknown Cause | Patrol - found nothing |  |  | 2020 | Tier 2 - Elevated | Distribution Circuit | 8 | 16 | 2020-08-16 | 1012957 | Sus | Y | UnknownCause¦Patrolfoundnothing¦¦
20-0085913 | Equipment Failure/Involved | Overhead | Transformer (OH) | Failed/Faulted | 2020 | Tier 2 - Elevated | Distribution Circuit | 8 | 17 | 2020-08-17 | 1017116 | Sus | Y | EquipmentFailureInvolved¦Overhead¦Transformer(OH)¦FailedFaulted
20-0092649 | Environmental/External | Fire, Forest/Grass | Pole-Wood | Burned/flashed | 2020 | Tier 3 - Extreme | Distribution Circuit | 8 | 19 | 2020-08-19 | 1049510 | Sus | Y | EnvironmentalExternal¦FireForestGrass¦PoleWood¦Burnedflashed
20-0096982 | Environmental/External | Fire, Forest/Grass | Transformer | Normal | 2020 | Tier 3 - Extreme | Transformer only | 8 | 19 | 2020-08-19 | 1067349 | Sus | Y | EnvironmentalExternal¦FireForestGrass¦Transformer¦Normal
20-0105780 | Equipment Failure/Involved | Overhead | Pole-Wood | Deteriorated | 2020 | Tier 3 - Extreme | Distribution Circuit | 10 | 6 | 2020-10-06 | 1112073 | Sus | Y | EquipmentFailureInvolved¦Overhead¦PoleWood¦Deteriorated
20-0105999 | Equipment Failure/Involved | Overhead | Fuse | Broken | 2020 | Tier 2 - Elevated | Transformer only | 10 | 7 | 2020-10-07 | 1112533 | Sus | Y | EquipmentFailureInvolved¦Overhead¦Fuse¦Broken
20-0114494 | Equipment Failure/Involved | Overhead | Jumper | Burned Open | 2020 | Tier 3 - Extreme | Distribution Circuit | 10 | 28 | 2020-10-28 | 1130700 | Sus | Y | EquipmentFailureInvolved¦Overhead¦Jumper¦BurnedOpen
20-0122817 | Equipment Failure/Involved | Overhead | Transformer (OH) | Leaking | 2020 | Tier 3 - Extreme | Distribution Circuit | 11 | 19 | 2020-11-19 | 1149318 | Sus | Y | EquipmentFailureInvolved¦Overhead¦Transformer(OH)¦Leaking
20-0123750 | Unknown Cause | Patrol - found nothing |  |  | 2020 | Tier 3 - Extreme | Distribution Circuit | 11 | 21 | 2020-11-21 | 1150771 | Sus | Y | UnknownCause¦Patrolfoundnothing¦¦
20-0125546 | 3rd Party | Vehicle | Transformer (OH) | Normal | 2020 | Tier 2 - Elevated | Transformer only | 11 | 28 | 2020-11-28 | 1155395 | Sus | Y | 3rdParty¦Vehicle¦Transformer(OH)¦Normal
20-0126730 | Animal | Bird found | Conductor, Overhead | Normal | 2020 | Tier 2 - Elevated | Distribution Circuit | 12 | 2 | 2020-12-02 | 1157651 | Sus | N | Animal¦Birdfound¦ConductorOverhead¦Normal
20-0130957 | Equipment Failure/Involved | Overhead | Fuse | Failed/Faulted | 2020 | Tier 3 - Extreme | Distribution Circuit | 12 | 17 | 2020-12-17 | 1192814 | Sus | N | EquipmentFailureInvolved¦Overhead¦Fuse¦FailedFaulted
20-0132362 | Vegetation | Tree - fell into line | Service conductor | Broken, wire on ground | 2020 | Tier 2 - Elevated | Transformer only | 12 | 31 | 2020-12-31 | 1201830 | Sus | N | Vegetation¦Treefellintoline¦Serviceconductor¦Brokenwireonground
21-0011664 | Vegetation | Tree - fell into line | Conductor, Overhead | Broken, wire on ground | 2021 | Tier 3 - Extreme | Distribution Circuit | 1 | 19 | 2021-01-19 | 1218262 | Sus | N | Vegetation¦Treefellintoline¦ConductorOverhead¦Brokenwireonground
21-0011899 | Unknown Cause | Patrol - found nothing |  |  | 2021 | Tier 2 - Elevated | Distribution Circuit | 1 | 21 | 2021-01-21 | 1219462 | Sus | N | UnknownCause¦Patrolfoundnothing¦¦
21-0013487 | Vegetation | Tree - fell into line | Conductor, Overhead | Broken, wire on ground | 2021 | Tier 2 - Elevated | Distribution Circuit | 1 | 24 | 2021-01-24 | 1222687 | Sus | N | Vegetation¦Treefellintoline¦ConductorOverhead¦Brokenwireonground
21-0013533 | Vegetation | Tree - fell into line | Conductor, Overhead | Normal | 2021 | Tier 3 - Extreme | Distribution Circuit | 1 | 24 | 2021-01-24 | 1222788 | Sus | N | Vegetation¦Treefellintoline¦ConductorOverhead¦Normal
21-0013856 | Vegetation | Tree - branch fell on line | Conductor, Overhead | Normal | 2021 | Tier 2 - Elevated | Distribution Circuit | 1 | 25 | 2021-01-25 | 1223358 | Sus | N | Vegetation¦Treebranchfellonline¦ConductorOverhead¦Normal
21-0014058 | Equipment Failure/Involved | Overhead | Secondary | Together | 2021 | Tier 3 - Extreme | Transformer only | 1 | 25 | 2021-01-25 | 1224474 | Sus | N | EquipmentFailureInvolved¦Overhead¦Secondary¦Together
21-0014566 | Company Initiated | Construction Activity/equip, company | Crossarm, Wood | Normal | 2021 | Tier 2 - Elevated | Distribution Circuit | 1 | 26 | 2021-01-26 | 1226053 | Sus | N | CompanyInitiated¦ConstructionActivityequipcompany¦CrossarmWood¦Normal
21-0014960 | Vegetation | Tree - fell into line | Conductor, Overhead | Broken, wire on ground | 2021 | Tier 3 - Extreme | Distribution Circuit | 1 | 26 | 2021-01-26 | 1227258 | Sus | N | Vegetation¦Treefellintoline¦ConductorOverhead¦Brokenwireonground
21-0015698 | Equipment Failure/Involved | Overhead | Insulator | Broken | 2021 | Tier 2 - Elevated | Distribution Circuit | 1 | 27 | 2021-01-27 | 1233096 | Sus | N | EquipmentFailureInvolved¦Overhead¦Insulator¦Broken
21-0016451 | Unknown Cause | Patrol - found nothing |  |  | 2021 | Tier 3 - Extreme | Distribution Circuit | 1 | 27 | 2021-01-27 | 1234395 | Sus | N | UnknownCause¦Patrolfoundnothing¦¦
21-0016853 | Unknown Cause | Patrol - not conducted |  |  | 2021 | Tier 2 - Elevated | Distribution Circuit | 1 | 27 | 2021-01-27 | 1237079 | Sus | N | UnknownCause¦Patrolnotconducted¦¦
21-0017734 | Vegetation | Tree - branch fell on line | Transformer | Normal | 2021 | Tier 2 - Elevated | Transformer only | 1 | 28 | 2021-01-28 | 1239953 | Sus | N | Vegetation¦Treebranchfellonline¦Transformer¦Normal
21-0017924 | Vegetation | Tree - fell into line | Conductor, Overhead | Broken, wire on ground | 2021 | Tier 2 - Elevated | Distribution Circuit | 1 | 26 | 2021-01-26 | 1240527 | Sus | N | Vegetation¦Treefellintoline¦ConductorOverhead¦Brokenwireonground
21-0018067 | Equipment Failure/Involved | Overhead | Insulator | Burned/flashed | 2021 | Tier 2 - Elevated | Distribution Circuit | 1 | 28 | 2021-01-28 | 1240544 | Sus | N | EquipmentFailureInvolved¦Overhead¦Insulator¦Burnedflashed
21-0021989 | Vegetation | Tree - branch fell on line | Conductor, Overhead | Normal | 2021 | Tier 2 - Elevated | Distribution Circuit | 2 | 4 | 2021-02-04 | 1247882 | Sus | N | Vegetation¦Treebranchfellonline¦ConductorOverhead¦Normal
21-0029743 | Vegetation | Tree - fell into line | Conductor, Overhead | Broken, wire on ground | 2021 | Tier 3 - Extreme | Distribution Circuit | 2 | 25 | 2021-02-25 | 1262537 | Sus | N | Vegetation¦Treefellintoline¦ConductorOverhead¦Brokenwireonground
21-0034695 | Vegetation | Tree - branch fell on line | Conductor, Overhead | Normal | 2021 | Tier 3 - Extreme | Distribution Circuit | 3 | 10 | 2021-03-10 | 1277163 | Sus | N | Vegetation¦Treebranchfellonline¦ConductorOverhead¦Normal
21-0036976 | Unknown Cause | Patrol - found nothing |  |  | 2021 | Tier 2 - Elevated | Distribution Circuit | 3 | 16 | 2021-03-16 | 1284055 | Sus | N | UnknownCause¦Patrolfoundnothing¦¦
21-0042963 | Equipment Failure/Involved | Overhead | Crossarm, Wood | Broken | 2021 | Tier 2 - Elevated | Distribution Circuit | 3 | 30 | 2021-03-30 | 1303805 | Sus | N | EquipmentFailureInvolved¦Overhead¦CrossarmWood¦Broken
21-0055692 | Equipment Failure/Involved | Overhead | Crossarm, Wood | Broken | 2021 | Tier 2 - Elevated | Distribution Circuit | 5 | 1 | 2021-05-01 | 1338388 | Sus | Y | EquipmentFailureInvolved¦Overhead¦CrossarmWood¦Broken
21-0057627 | Equipment Failure/Involved | Overhead | Transformer (OH) | Leaking | 2021 | Tier 3 - Extreme | Transformer only | 5 | 6 | 2021-05-06 | 1342192 | Sus | Y | EquipmentFailureInvolved¦Overhead¦Transformer(OH)¦Leaking
21-0061989 | Environmental/External | Lightning | Transformer (OH) | Failed/Faulted | 2021 | Tier 3 - Extreme | Transformer only | 5 | 16 | 2021-05-16 | 1350805 | Sus | Y | EnvironmentalExternal¦Lightning¦Transformer(OH)¦FailedFaulted
21-0065326 | Equipment Failure/Involved | Electrical Overload | Transformer (OH) | Failed/Faulted | 2021 | Tier 3 - Extreme | Transformer only | 5 | 24 | 2021-05-24 | 1357533 | Sus | Y | EquipmentFailureInvolved¦ElectricalOverload¦Transformer(OH)¦FailedFaulted
21-0070365 | Equipment Failure/Involved | Overhead | Transformer (OH) | Failed/Faulted | 2021 | Tier 3 - Extreme | Transformer only | 6 | 4 | 2021-06-04 | 1365956 | Sus | Y | EquipmentFailureInvolved¦Overhead¦Transformer(OH)¦FailedFaulted
21-0070430 | Animal | Squirrel | Fuse | Failed/Faulted | 2021 | Tier 2 - Elevated | Distribution Circuit | 6 | 5 | 2021-06-05 | 1366368 | Sus | Y | Animal¦Squirrel¦Fuse¦FailedFaulted
21-0071227 | Unknown Cause | Patrol - found nothing |  |  | 2021 | Tier 2 - Elevated | Distribution Circuit | 6 | 8 | 2021-06-08 | 1368130 | Sus | Y | UnknownCause¦Patrolfoundnothing¦¦
21-0087875 | Vegetation | Tree - branch fell on line | Conductor, Overhead | Normal | 2021 | Tier 3 - Extreme | Distribution Circuit | 7 | 12 | 2021-07-12 | 1399981 | Sus | Y | Vegetation¦Treebranchfellonline¦ConductorOverhead¦Normal
21-0088360 | Equipment Failure/Involved | Overhead | Transformer (OH) | Leaking | 2021 | Tier 2 - Elevated | Transformer only | 7 | 12 | 2021-07-12 | 1402191 | Sus | Y | EquipmentFailureInvolved¦Overhead¦Transformer(OH)¦Leaking
21-0089207 | Vegetation | Tree - fell into line | Conductor, Overhead | Normal | 2021 | Tier 2 - Elevated | Distribution Circuit | 7 | 13 | 2021-07-13 | 1403761 | Sus | Y | Vegetation¦Treefellintoline¦ConductorOverhead¦Normal
21-0092873 | Animal | Squirrel | Fuse | Failed/Faulted | 2021 | Tier 3 - Extreme | Distribution Circuit | 7 | 21 | 2021-07-21 | 1409560 | Sus | Y | Animal¦Squirrel¦Fuse¦FailedFaulted
21-0104824 | Equipment Failure/Involved | Overhead | Transformer | Deteriorated | 2021 | Tier 2 - Elevated | Transformer only | 8 | 15 | 2021-08-15 | 1443563 | Sus | Y | EquipmentFailureInvolved¦Overhead¦Transformer¦Deteriorated
21-0105053 | Unknown Cause | Patrol - found nothing |  |  | 2021 | Tier 2 - Elevated | Distribution Circuit | 8 | 16 | 2021-08-16 | 1444029 | Sus | Y | UnknownCause¦Patrolfoundnothing¦¦
21-0107878 | Equipment Failure/Involved | Overhead | Transformer (OH) | Broken | 2021 | Tier 2 - Elevated | Distribution Circuit | 8 | 22 | 2021-08-22 | 1450025 | Sus | Y | EquipmentFailureInvolved¦Overhead¦Transformer(OH)¦Broken
21-0110793 | Vegetation | Tree - fell into line | Conductor, Overhead | Broken, wire on ground | 2021 | Tier 3 - Extreme | Distribution Circuit | 8 | 29 | 2021-08-29 | 1457599 | Sus | Y | Vegetation¦Treefellintoline¦ConductorOverhead¦Brokenwireonground
21-0112409 | Environmental/External | Fire, Forest/Grass | Conductor, Overhead | Broken | 2021 | Tier 2 - Elevated | Distribution Circuit | 8 | 21 | 2021-08-21 | 1460411 | Sus | Y | EnvironmentalExternal¦FireForestGrass¦ConductorOverhead¦Broken
21-0117623 | Equipment Failure/Involved | Overhead | Crossarm, Wood | Broken | 2021 | Tier 3 - Extreme | Distribution Circuit | 9 | 15 | 2021-09-15 | 1472021 | Sus | Y | EquipmentFailureInvolved¦Overhead¦CrossarmWood¦Broken
21-0122446 | Equipment Failure/Involved | Underground | Conductor, Underground | Broken | 2021 | Tier 2 - Elevated | Distribution Circuit | 9 | 26 | 2021-09-26 | 1480807 | Sus | Y | EquipmentFailureInvolved¦Underground¦ConductorUnderground¦Broken
21-0132010 | Vegetation | Tree - grew into line | Conductor, Overhead | Normal | 2021 | Tier 2 - Elevated | Distribution Circuit | 10 | 17 | 2021-10-17 | 1499444 | Sus | Y | Vegetation¦Treegrewintoline¦ConductorOverhead¦Normal
21-0134502 | Vegetation | Tree - branch fell on line | Conductor, Overhead | Broken, wire on ground | 2021 | Tier 2 - Elevated | Distribution Circuit | 10 | 21 | 2021-10-21 | 1504561 | Sus | Y | Vegetation¦Treebranchfellonline¦ConductorOverhead¦Brokenwireonground
21-0136022 | Vegetation | Tree - fell into line | Conductor, Overhead | Broken, wire on ground | 2021 | Tier 3 - Extreme | Distribution Circuit | 10 | 24 | 2021-10-24 | 1509040 | Sus | Y | Vegetation¦Treefellintoline¦ConductorOverhead¦Brokenwireonground
21-0136382 | Vegetation | Tree - fell into line | Conductor, Overhead | Broken, wire on ground | 2021 | Tier 2 - Elevated | Distribution Circuit | 10 | 24 | 2021-10-24 | 1512993 | Sus | Y | Vegetation¦Treefellintoline¦ConductorOverhead¦Brokenwireonground
21-0139123 | Equipment Failure/Involved | Overhead | Jumper | Burned Open | 2021 | Tier 2 - Elevated | Distribution Circuit | 10 | 27 | 2021-10-27 | 1523731 | Sus | Y | EquipmentFailureInvolved¦Overhead¦Jumper¦BurnedOpen
21-0142166 | Vegetation | Tree - fell into line | Secondary | Burned/flashed | 2021 | Tier 3 - Extreme | Transformer only | 11 | 4 | 2021-11-04 | 1534807 | Sus | Y | Vegetation¦Treefellintoline¦Secondary¦Burnedflashed
21-0143378 | Vegetation | Tree - fell into line | Conductor, Overhead | Normal | 2021 | Tier 3 - Extreme | Distribution Circuit | 11 | 8 | 2021-11-08 | 1537503 | Sus | Y | Vegetation¦Treefellintoline¦ConductorOverhead¦Normal
21-0144434 | Equipment Failure/Involved | Overhead | Transformer | Failed/Faulted | 2021 | Tier 3 - Extreme | Transformer only | 11 | 10 | 2021-11-10 | 1539803 | Sus | Y | EquipmentFailureInvolved¦Overhead¦Transformer¦FailedFaulted
21-0145353 | 3rd Party | Vehicle | Conductor, Overhead | Broken, wire on ground | 2021 | Tier 2 - Elevated | Distribution Circuit | 11 | 13 | 2021-11-13 | 1543539 | Sus | Y | 3rdParty¦Vehicle¦ConductorOverhead¦Brokenwireonground
21-0149645 | Equipment Failure/Involved | Overhead | Transformer (OH) | Failed/Faulted | 2021 | Tier 3 - Extreme | Transformer only | 11 | 22 | 2021-11-22 | 1553158 | Sus | Y | EquipmentFailureInvolved¦Overhead¦Transformer(OH)¦FailedFaulted
21-0154495 | Equipment Failure/Involved | Overhead | Transformer (OH) | Broken | 2021 | Tier 2 - Elevated | Transformer only | 12 | 3 | 2021-12-03 | 1558399 | Sus | N | EquipmentFailureInvolved¦Overhead¦Transformer(OH)¦Broken
21-0155055 | 3rd Party | Vehicle | Transformer (UG) | Broken | 2021 | Tier 2 - Elevated | Distribution Circuit | 12 | 5 | 2021-12-05 | 1559755 | Sus | N | 3rdParty¦Vehicle¦Transformer(UG)¦Broken
21-0156486 | Company Initiated | Return Circuit Normal | Conductor, Overhead | Normal | 2021 | Tier 2 - Elevated | Distribution Circuit | 12 | 23 | 2021-12-23 | 1579870 | Sus | N | CompanyInitiated¦ReturnCircuitNormal¦ConductorOverhead¦Normal
21-0157622 | Unknown Cause | Patrol - found nothing |  |  | 2021 | Tier 2 - Elevated | Distribution Circuit | 12 | 13 | 2021-12-13 | 1568878 | Sus | N | UnknownCause¦Patrolfoundnothing¦¦
21-0159557 | Equipment Failure/Involved | Overhead | Connector or Splice (OH) | Broken | 2021 | Tier 2 - Elevated | Distribution Circuit | 12 | 18 | 2021-12-18 | 1576932 | Sus | N | EquipmentFailureInvolved¦Overhead¦ConnectororSplice(OH)¦Broken
21-0159889 | Equipment Failure/Involved | Overhead | Transformer (OH) | Failed/Faulted | 2021 | Tier 2 - Elevated | Transformer only | 12 | 20 | 2021-12-20 | 1578250 | Sus | N | EquipmentFailureInvolved¦Overhead¦Transformer(OH)¦FailedFaulted
21-0160286 | Equipment Failure/Involved | Overhead | Recloser | Malfunctioning | 2021 | Tier 3 - Extreme | Distribution Circuit | 12 | 23 | 2021-12-23 | 1579969 | Sus | N | EquipmentFailureInvolved¦Overhead¦Recloser¦Malfunctioning
21-0160557 | Equipment Failure/Involved | Overhead | Conductor, Overhead | Broken, wire on ground | 2021 | Tier 2 - Elevated | Transmission line | 12 | 25 | 2021-12-25 | 1581155 | Sus | N | EquipmentFailureInvolved¦Overhead¦ConductorOverhead¦Brokenwireonground
21-0160805 | Vegetation | Tree - fell into line | Conductor, Overhead | Normal | 2021 | Tier 2 - Elevated | Distribution Circuit | 12 | 26 | 2021-12-26 | 1582641 | Sus | N | Vegetation¦Treefellintoline¦ConductorOverhead¦Normal
21-0161340 | Equipment Failure/Involved | Overhead | Cutout, fuse holder | Broken | 2021 | Tier 2 - Elevated | Transformer only | 12 | 28 | 2021-12-28 | 1586580 | Sus | N | EquipmentFailureInvolved¦Overhead¦Cutoutfuseholder¦Broken
22-0005188 | Vegetation | Tree - fell into line | Transformer (OH) | Failed/Faulted | 2021 | Tier 3 - Extreme | Transformer only | 12 | 31 | 2021-12-31 | 1590331 | Sus | N | Vegetation¦Treefellintoline¦Transformer(OH)¦FailedFaulted
22-0006314 | Unknown Cause | Patrol - found nothing |  |  | 2022 | Tier 2 - Elevated | Distribution Circuit | 1 | 5 | 2022-01-05 | 1595550 | Sus | N | UnknownCause¦Patrolfoundnothing¦¦
22-0013014 | Vegetation | Tree - branch fell on line | Transformer (OH) | Failed/Faulted | 2022 | Tier 3 - Extreme | Transformer only | 1 | 22 | 2022-01-22 | 1608971 | Sus | N | Vegetation¦Treebranchfellonline¦Transformer(OH)¦FailedFaulted
22-0016567 | Animal | Squirrel | Cutout, fuse holder | Failed/Faulted | 2022 | Tier 2 - Elevated | Distribution Circuit | 1 | 31 | 2022-01-31 | 1617428 | Sus | N | Animal¦Squirrel¦Cutoutfuseholder¦FailedFaulted
22-0017516 | Equipment Failure/Involved | Overhead | Insulator | Broken | 2022 | Tier 2 - Elevated | Distribution Circuit | 2 | 2 | 2022-02-02 | 1619239 | Sus | N | EquipmentFailureInvolved¦Overhead¦Insulator¦Broken
22-0018968 | Unknown Cause | Patrol - not conducted |  |  | 2022 | Tier 2 - Elevated | Distribution Circuit | 2 | 5 | 2022-02-05 | 1621603 | Sus | N | UnknownCause¦Patrolnotconducted¦¦
22-0019593 | 3rd Party | Vehicle | Anchor or Guy | Broken | 2022 | Tier 2 - Elevated | Distribution Circuit | 2 | 7 | 2022-02-07 | 1623000 | Sus | N | 3rdParty¦Vehicle¦AnchororGuy¦Broken
22-0023871 | Equipment Failure/Involved | Overhead | Conductor, Overhead | Deteriorated | 2022 | Tier 2 - Elevated | Distribution Circuit | 2 | 17 | 2022-02-17 | 1631609 | Sus | N | EquipmentFailureInvolved¦Overhead¦ConductorOverhead¦Deteriorated
22-0030190 | Equipment Failure/Involved | Overhead | Transformer (OH) | Failed/Faulted | 2022 | Tier 2 - Elevated | Transformer only | 3 | 4 | 2022-03-04 | 1642579 | Sus | N | EquipmentFailureInvolved¦Overhead¦Transformer(OH)¦FailedFaulted
22-0030782 | Vegetation | Tree - fell into line | Conductor, Overhead | Normal | 2022 | Tier 2 - Elevated | Distribution Circuit | 3 | 7 | 2022-03-07 | 1644092 | Sus | N | Vegetation¦Treefellintoline¦ConductorOverhead¦Normal
22-0032649 | Company Initiated | Construction Activity/equip, company | Conductor, Overhead | Normal | 2022 | Tier 3 - Extreme | Distribution Circuit | 3 | 11 | 2022-03-11 | 1646650 | Sus | N | CompanyInitiated¦ConstructionActivityequipcompany¦ConductorOverhead¦Normal
22-0032690 | Equipment Failure/Involved | Overhead | Conductor, Overhead | Deteriorated | 2022 | Tier 3 - Extreme | Distribution Circuit | 3 | 11 | 2022-03-11 | 1646662 | Sus | N | EquipmentFailureInvolved¦Overhead¦ConductorOverhead¦Deteriorated
22-0041703 | Equipment Failure/Involved | Electrical Overload | Transformer | Broken | 2022 | Tier 2 - Elevated | Transformer only | 4 | 1 | 2022-04-01 | 1661024 | Sus | N | EquipmentFailureInvolved¦ElectricalOverload¦Transformer¦Broken
22-0052773 | Unknown Cause | Patrol - not conducted |  |  | 2022 | Tier 2 - Elevated | Distribution Circuit | 4 | 21 | 2022-04-21 | 1678429 | Sus | N | UnknownCause¦Patrolnotconducted¦¦
22-0053601 | Equipment Failure/Involved | Overhead | Transformer (OH) | Failed/Faulted | 2022 | Tier 2 - Elevated | Transformer only | 4 | 23 | 2022-04-23 | 1679750 | Sus | N | EquipmentFailureInvolved¦Overhead¦Transformer(OH)¦FailedFaulted
22-0054309 | Equipment Failure/Involved | Overhead | Cutout, fuse holder | Failed/Faulted | 2022 | Tier 2 - Elevated | Distribution Circuit | 4 | 25 | 2022-04-25 | 1681376 | Sus | N | EquipmentFailureInvolved¦Overhead¦Cutoutfuseholder¦FailedFaulted
22-0062772 | Unknown Cause | Patrol - found nothing |  |  | 2022 | Tier 2 - Elevated | Distribution Circuit | 5 | 17 | 2022-05-17 | 1697917 | Sus | Y | UnknownCause¦Patrolfoundnothing¦¦
22-0063169 | Animal | Squirrel | Fuse | Failed/Faulted | 2022 | Tier 3 - Extreme | Distribution Circuit | 5 | 18 | 2022-05-18 | 1699330 | Sus | Y | Animal¦Squirrel¦Fuse¦FailedFaulted
22-0070301 | Equipment Failure/Involved | Overhead | Crossarm, Wood | Broken | 2022 | Tier 2 - Elevated | Distribution Circuit | 6 | 5 | 2022-06-05 | 1719430 | Sus | Y | EquipmentFailureInvolved¦Overhead¦CrossarmWood¦Broken
22-0075253 | Equipment Failure/Involved | Fire, pole | Pole-Wood | Burned/flashed | 2022 | Tier 2 - Elevated | Distribution Circuit | 7 | 12 | 2022-07-12 | 1754146 | Sus | Y | EquipmentFailureInvolved¦Firepole¦PoleWood¦Burnedflashed
22-0075383 | Equipment Failure/Involved | Underground | Transformer (UG) | Failed/Faulted | 2022 | Tier 2 - Elevated | Distribution Circuit | 6 | 16 | 2022-06-16 | 1733535 | Sus | Y | EquipmentFailureInvolved¦Underground¦Transformer(UG)¦FailedFaulted
22-0078354 | Equipment Failure/Involved | Overhead | Cutout, fuse holder | Broken | 2022 | Tier 2 - Elevated | Transformer only | 6 | 24 | 2022-06-24 | 1741557 | Sus | Y | EquipmentFailureInvolved¦Overhead¦Cutoutfuseholder¦Broken
22-0080214 | Company Initiated | Construction Activity/equip, company | Conductor, Overhead | Together | 2022 | Tier 2 - Elevated | Distribution Circuit | 6 | 29 | 2022-06-29 | 1745755 | Sus | Y | CompanyInitiated¦ConstructionActivityequipcompany¦ConductorOverhead¦Together
22-0082444 | Company Initiated | Construction Activity/equip, company | Fuse | Normal | 2022 | Tier 3 - Extreme | Distribution Circuit | 7 | 6 | 2022-07-06 | 1750134 | Sus | Y | CompanyInitiated¦ConstructionActivityequipcompany¦Fuse¦Normal
22-0086009 | Unknown Cause | Patrol - found nothing |  |  | 2022 | Tier 2 - Elevated | Distribution Circuit | 7 | 15 | 2022-07-15 | 1757360 | Sus | Y | UnknownCause¦Patrolfoundnothing¦¦
22-0089622 | Unknown Cause | Patrol - found nothing |  |  | 2022 | Tier 2 - Elevated | Distribution Circuit | 7 | 26 | 2022-07-26 | 1765625 | Sus | Y | UnknownCause¦Patrolfoundnothing¦¦
22-0092849 | Equipment Failure/Involved | Overhead | Transformer (OH) | Broken | 2022 | Tier 3 - Extreme | Distribution Circuit | 8 | 2 | 2022-08-02 | 1771451 | Sus | Y | EquipmentFailureInvolved¦Overhead¦Transformer(OH)¦Broken
22-0103964 | Vegetation | Tree - fell into line | Conductor, Overhead | Broken | 2022 | Tier 2 - Elevated | Distribution Circuit | 8 | 31 | 2022-08-31 | 1795658 | Sus | Y | Vegetation¦Treefellintoline¦ConductorOverhead¦Broken
22-0104951 | Equipment Failure/Involved | Overhead | Pole-Wood | Deteriorated | 2022 | Tier 2 - Elevated | Distribution Circuit | 9 | 2 | 2022-09-02 | 1797256 | Sus | Y | EquipmentFailureInvolved¦Overhead¦PoleWood¦Deteriorated
22-0111461 | Vegetation | Tree - branch fell on line | Pole-Wood | Broken | 2022 | Tier 3 - Extreme | Distribution Circuit | 9 | 17 | 2022-09-17 | 1813245 | Sus | Y | Vegetation¦Treebranchfellonline¦PoleWood¦Broken
22-0113932 | Unknown Cause | Patrol - found nothing |  |  | 2022 | Tier 2 - Elevated | Distribution Circuit | 9 | 22 | 2022-09-22 | 1819499 | Sus | Y | UnknownCause¦Patrolfoundnothing¦¦
22-0117049 | Unknown Cause | Patrol - found nothing |  |  | 2022 | Tier 2 - Elevated | Distribution Circuit | 10 | 2 | 2022-10-02 | 1826223 | Sus | Y | UnknownCause¦Patrolfoundnothing¦¦
22-0121935 | Equipment Failure/Involved | Overhead | Pole-Wood | Broken | 2022 | Tier 2 - Elevated | Distribution Circuit | 10 | 16 | 2022-10-16 | 1838551 | Sus | Y | EquipmentFailureInvolved¦Overhead¦PoleWood¦Broken
22-0128397 | Unknown Cause | Patrol - found nothing |  |  | 2022 | Tier 2 - Elevated | Distribution Circuit | 11 | 7 | 2022-11-07 | 1855570 | Sus | Y | UnknownCause¦Patrolfoundnothing¦¦
22-0128410 | Unknown Cause | Patrol - not conducted |  |  | 2022 | Tier 2 - Elevated | Distribution Circuit | 11 | 7 | 2022-11-07 | 1855726 | Sus | Y | UnknownCause¦Patrolnotconducted¦¦
22-0132389 | Animal | Squirrel | Fuse | Failed/Faulted | 2022 | Tier 2 - Elevated | Distribution Circuit | 11 | 18 | 2022-11-18 | 1865061 | Sus | Y | Animal¦Squirrel¦Fuse¦FailedFaulted
22-0136968 | Animal | Squirrel | Conductor, Underground | Normal | 2022 | Tier 2 - Elevated | Distribution Circuit | 12 | 6 | 2022-12-06 | 1877197 | Sus | N | Animal¦Squirrel¦ConductorUnderground¦Normal
22-0137829 | Equipment Failure/Involved | Overhead | Connector or Splice (OH) | Broken, wire on ground | 2022 | Tier 2 - Elevated | Distribution Circuit | 12 | 9 | 2022-12-09 | 1879494 | Sus | N | EquipmentFailureInvolved¦Overhead¦ConnectororSplice(OH)¦Brokenwireonground
22-0137923 | Animal | Bird found | Fuse | Burned Open | 2022 | Tier 2 - Elevated | Distribution Circuit | 12 | 9 | 2022-12-09 | 1879657 | Sus | N | Animal¦Birdfound¦Fuse¦BurnedOpen
22-0138077 | Vegetation | Tree - branch fell on line | Conductor, Overhead | Broken, wire on ground | 2022 | Tier 2 - Elevated | Distribution Circuit | 12 | 10 | 2022-12-10 | 1880349 | Sus | N | Vegetation¦Treebranchfellonline¦ConductorOverhead¦Brokenwireonground
22-0138471 | Unknown Cause | Patrol - found nothing |  |  | 2022 | Tier 2 - Elevated | Distribution Circuit | 12 | 10 | 2022-12-10 | 1882504 | Sus | N | UnknownCause¦Patrolfoundnothing¦¦
22-0138722 | Equipment Failure/Involved | Underground | Conductor, Underground | Broken | 2022 | Tier 2 - Elevated | Distribution Circuit | 12 | 10 | 2022-12-10 | 1883677 | Sus | N | EquipmentFailureInvolved¦Underground¦ConductorUnderground¦Broken
22-0139345 | Vegetation | Tree - fell into line | Conductor, Overhead | Normal | 2022 | Tier 3 - Extreme | Distribution Circuit | 12 | 12 | 2022-12-12 | 1887487 | Sus | N | Vegetation¦Treefellintoline¦ConductorOverhead¦Normal
22-0139913 | Equipment Failure/Involved | Overhead | Lightning Arrestor | Failed/Faulted | 2022 | Tier 2 - Elevated | Transformer only | 12 | 14 | 2022-12-14 | 1889292 | Sus | N | EquipmentFailureInvolved¦Overhead¦LightningArrestor¦FailedFaulted
22-0141450 | Unknown Cause | Patrol - found nothing |  |  | 2022 | Tier 2 - Elevated | Distribution Circuit | 12 | 27 | 2022-12-27 | 1897984 | Sus | N | UnknownCause¦Patrolfoundnothing¦¦
22-0141638 | Unknown Cause | Patrol - found nothing |  |  | 2022 | Tier 2 - Elevated | Distribution Circuit | 12 | 27 | 2022-12-27 | 1898947 | Sus | N | UnknownCause¦Patrolfoundnothing¦¦
22-0141779 | Unknown Cause | Patrol - found nothing |  |  | 2022 | Tier 2 - Elevated | Distribution Circuit | 12 | 27 | 2022-12-27 | 1898428 | Sus | N | UnknownCause¦Patrolfoundnothing¦¦
22-0142302 | Vegetation | Tree - branch fell on line | Conductor, Overhead | Normal | 2022 | Tier 2 - Elevated | Distribution Circuit | 12 | 30 | 2022-12-30 | 1902173 | Sus | N | Vegetation¦Treebranchfellonline¦ConductorOverhead¦Normal
15-0010408 | Vegetation | Tree - branch fell on line | Conductor, Overhead | Bent or Twisted | 2015 | Tier 2 - Elevated | Distribution Circuit | 2 | 6 | 2015-02-06 | 1174038 | Sus | N | Vegetation¦Treebranchfellonline¦ConductorOverhead¦BentorTwisted
15-0011466 | Vegetation | Tree - fell into line | Conductor, Overhead | Broken, wire on ground | 2015 | Tier 2 - Elevated | Distribution Circuit | 2 | 8 | 2015-02-08 | 1182153 | Sus | N | Vegetation¦Treefellintoline¦ConductorOverhead¦Brokenwireonground
15-0019675 | Equipment Failure/Involved | Other | Transformer | Failed/Faulted | 2015 | Tier 3 - Extreme | Transformer only | 3 | 15 | 2015-03-15 | 1203799 | Sus | N | EquipmentFailureInvolved¦Other¦Transformer¦FailedFaulted
15-0034402 | Vegetation | Tree - branch fell on line | Conductor, Overhead | Arcing | 2015 | Tier 3 - Extreme | Distribution Circuit | 5 | 15 | 2015-05-15 | 1235034 | Sus | Y | Vegetation¦Treebranchfellonline¦ConductorOverhead¦Arcing
15-0034884 | Unknown Cause | Patrol - not conducted |  |  | 2015 | Tier 3 - Extreme | Distribution Circuit | 6 | 10 | 2015-06-10 | 1248371 | Sus | Y | UnknownCause¦Patrolnotconducted¦¦
15-0035520 | Equipment Failure/Involved | Underground | Transformer (UG) | Leaking | 2015 | Tier 2 - Elevated | Distribution Circuit | 5 | 21 | 2015-05-21 | 1237967 | Sus | Y | EquipmentFailureInvolved¦Underground¦Transformer(UG)¦Leaking
15-0035678 | Equipment Failure/Involved | Overhead | Crossarm, Wood | Deteriorated | 2015 | Tier 2 - Elevated | Distribution Circuit | 6 | 1 | 2015-06-01 | 1242077 | Sus | Y | EquipmentFailureInvolved¦Overhead¦CrossarmWood¦Deteriorated
15-0038991 | Vegetation | Tree - fell into line | Conductor, Overhead | Broken, wire on ground | 2015 | Tier 2 - Elevated | Distribution Circuit | 6 | 5 | 2015-06-05 | 1244620 | Sus | Y | Vegetation¦Treefellintoline¦ConductorOverhead¦Brokenwireonground
15-0039062 | Vegetation | Tree - branch fell on line | Secondary | Broken | 2015 | Tier 2 - Elevated | Transformer only | 6 | 6 | 2015-06-06 | 1244946 | Sus | Y | Vegetation¦Treebranchfellonline¦Secondary¦Broken
15-0043017 | Company Initiated | Construction Activity/equip, company | Conductor, Overhead | Normal | 2015 | Tier 2 - Elevated | Distribution Circuit | 6 | 24 | 2015-06-24 | 1255716 | Sus | Y | CompanyInitiated¦ConstructionActivityequipcompany¦ConductorOverhead¦Normal
15-0054267 | Equipment Failure/Involved | Overhead | Transformer | Failed/Faulted | 2015 | Tier 3 - Extreme | Transformer only | 8 | 11 | 2015-08-11 | 1286360 | Sus | Y | EquipmentFailureInvolved¦Overhead¦Transformer¦FailedFaulted
15-0054379 | Unknown Cause | Patrol - found nothing |  | Failed/Faulted | 2015 | Tier 2 - Elevated | Distribution Circuit | 8 | 11 | 2015-08-11 | 1286767 | Sus | Y | UnknownCause¦Patrolfoundnothing¦¦FailedFaulted
15-0057568 | Animal | Bird found | Other | Normal | 2015 | Tier 2 - Elevated | Distribution Circuit | 8 | 26 | 2015-08-26 | 1294990 | Sus | Y | Animal¦Birdfound¦Other¦Normal
15-0059770 | 3rd Party | Vehicle | Pole-Wood | Broken | 2015 | Tier 2 - Elevated | Distribution Circuit | 9 | 8 | 2015-09-08 | 1301622 | Sus | Y | 3rdParty¦Vehicle¦PoleWood¦Broken
15-0070370 | 3rd Party | Other | Pole-Wood | Broken, wire on ground | 2015 | Tier 3 - Extreme | Distribution Circuit | 10 | 14 | 2015-10-14 | 1321991 | Sus | Y | 3rdParty¦Other¦PoleWood¦Brokenwireonground
15-0074654 | Equipment Failure/Involved | Overhead | Pole-Wood | Burned/flashed | 2015 | Tier 2 - Elevated | Distribution Circuit | 11 | 2 | 2015-11-02 | 1332851 | Sus | Y | EquipmentFailureInvolved¦Overhead¦PoleWood¦Burnedflashed
15-0075418 | Unknown Cause | Patrol - not conducted |  |  | 2015 | Tier 3 - Extreme | Distribution Circuit | 11 | 3 | 2015-11-03 | 1334931 | Sus | Y | UnknownCause¦Patrolnotconducted¦¦
15-0075548 | Environmental/External | Lightning | Transformer | Failed/Faulted | 2015 | Tier 2 - Elevated | Transformer only | 11 | 4 | 2015-11-04 | 1335286 | Sus | Y | EnvironmentalExternal¦Lightning¦Transformer¦FailedFaulted
15-0076450 | Vegetation | Tree - bark fell into line | Fuse | Failed/Faulted | 2015 | Tier 2 - Elevated | Distribution Circuit | 11 | 8 | 2015-11-08 | 1337358 | Sus | Y | Vegetation¦Treebarkfellintoline¦Fuse¦FailedFaulted
15-0076582 | Vegetation | Tree - fell into line | Conductor, Overhead | Normal | 2015 | Tier 3 - Extreme | Distribution Circuit | 11 | 9 | 2015-11-09 | 1337749 | Sus | Y | Vegetation¦Treefellintoline¦ConductorOverhead¦Normal
15-0076641 | Environmental/External | Lightning | Transformer | Failed/Faulted | 2015 | Tier 3 - Extreme | Transformer only | 11 | 9 | 2015-11-09 | 1337702 | Sus | Y | EnvironmentalExternal¦Lightning¦Transformer¦FailedFaulted
15-0078004 | Environmental/External | Lightning | Fuse | Failed/Faulted | 2015 | Tier 2 - Elevated | Distribution Circuit | 11 | 15 | 2015-11-15 | 1342516 | Sus | Y | EnvironmentalExternal¦Lightning¦Fuse¦FailedFaulted
15-0078674 | Equipment Failure/Involved | Overhead | Crossarm, Wood | Broken | 2015 | Tier 2 - Elevated | Transformer only | 11 | 17 | 2015-11-17 |  | Sus | Y | EquipmentFailureInvolved¦Overhead¦CrossarmWood¦Broken
15-0081983 | Equipment Failure/Involved | Overhead | Conductor, Overhead | Broken, wire on ground | 2015 | Tier 2 - Elevated | Distribution Circuit | 12 | 1 | 2015-12-01 | 1351300 | Sus | N | EquipmentFailureInvolved¦Overhead¦ConductorOverhead¦Brokenwireonground
15-0084011 | Equipment Failure/Involved | Overhead | Crossarm, Wood | Broken | 2015 | Tier 2 - Elevated | Distribution Circuit | 12 | 10 | 2015-12-10 | 1357954 | Sus | N | EquipmentFailureInvolved¦Overhead¦CrossarmWood¦Broken
15-0084923 | Vegetation | Tree - bark fell into line | Conductor, Overhead | Normal | 2015 | Tier 2 - Elevated | Distribution Circuit | 12 | 13 | 2015-12-13 | 1362337 | Sus | N | Vegetation¦Treebarkfellintoline¦ConductorOverhead¦Normal
15-0086295 | Unknown Cause | Patrol - found nothing |  |  | 2015 | Tier 2 - Elevated | Distribution Circuit | 12 | 20 | 2015-12-20 | 1367046 | Sus | N | UnknownCause¦Patrolfoundnothing¦¦
15-0086994 | Vegetation | Tree - fell into line | Pole-Wood | Broken, wire on ground | 2015 | Tier 2 - Elevated | Distribution Circuit | 12 | 23 | 2015-12-23 | 1370440 | Sus | N | Vegetation¦Treefellintoline¦PoleWood¦Brokenwireonground
15-0087394 | Vegetation | Tree - bark fell into line | Conductor, Overhead | Broken, wire on ground | 2015 | Tier 2 - Elevated | Distribution Circuit | 12 | 25 | 2015-12-25 | 1371858 | Sus | N | Vegetation¦Treebarkfellintoline¦ConductorOverhead¦Brokenwireonground
16-0002576 | Vegetation | Tree - fell into line | Conductor, Overhead | Normal | 2016 | Tier 2 - Elevated | Distribution Circuit | 1 | 3 | 2016-01-03 | 1376285 | Sus | N | Vegetation¦Treefellintoline¦ConductorOverhead¦Normal
16-0002878 | Vegetation | Tree - branch fell on line | Conductor, Overhead | Broken, wire on ground | 2016 | Tier 3 - Extreme | Distribution Circuit | 1 | 5 | 2016-01-05 | 1377031 | Sus | N | Vegetation¦Treebranchfellonline¦ConductorOverhead¦Brokenwireonground
16-0003243 | Vegetation | Tree - branch fell on line | Conductor, Overhead | Broken, wire on ground | 2016 | Tier 3 - Extreme | Distribution Circuit | 1 | 5 | 2016-01-05 | 1377888 | Sus | N | Vegetation¦Treebranchfellonline¦ConductorOverhead¦Brokenwireonground
16-0004354 | Equipment Failure/Involved | Overhead | Connector or Splice (OH) | Broken | 2016 | Tier 2 - Elevated | Distribution Circuit | 1 | 10 | 2016-01-10 | 1381096 | Sus | N | EquipmentFailureInvolved¦Overhead¦ConnectororSplice(OH)¦Broken
16-0009445 | Unknown Cause | Patrol - found nothing |  | Failed/Faulted | 2016 | Tier 2 - Elevated | Distribution Circuit | 1 | 31 | 2016-01-31 | 1394873 | Sus | N | UnknownCause¦Patrolfoundnothing¦¦FailedFaulted
16-0011680 | 3rd Party | Vehicle | Pole-Wood | Broken | 2016 | Tier 2 - Elevated | Distribution Circuit | 2 | 9 | 2016-02-09 | 1401076 | Sus | N | 3rdParty¦Vehicle¦PoleWood¦Broken
16-0013885 | Vegetation | Tree - branch fell on line | Conductor, Overhead | Broken, wire on ground | 2016 | Tier 2 - Elevated | Distribution Circuit | 2 | 18 | 2016-02-18 | 1408566 | Sus | N | Vegetation¦Treebranchfellonline¦ConductorOverhead¦Brokenwireonground
16-0018463 | Vegetation | Tree - fell into line | Conductor, Overhead | Normal | 2016 | Tier 3 - Extreme | Distribution Circuit | 3 | 6 | 2016-03-06 | 1421740 | Sus | N | Vegetation¦Treefellintoline¦ConductorOverhead¦Normal
16-0018485 | Vegetation | Tree - bark fell into line | Transformer (OH) | Normal | 2016 | Tier 2 - Elevated | Distribution Circuit | 3 | 6 | 2016-03-06 | 1421407 | Sus | N | Vegetation¦Treebarkfellintoline¦Transformer(OH)¦Normal
16-0021259 | Vegetation | Tree - branch fell on line | Conductor, Overhead | Normal | 2016 | Tier 2 - Elevated | Distribution Circuit | 3 | 14 | 2016-03-14 | 1431098 | Sus | N | Vegetation¦Treebranchfellonline¦ConductorOverhead¦Normal
16-0022283 | Equipment Failure/Involved | Overhead |  | Broken | 2016 | Tier 2 - Elevated | Transformer only | 3 | 17 | 2016-03-17 | 1433097 | Sus | N | EquipmentFailureInvolved¦Overhead¦¦Broken
16-0022556 | Vegetation | Tree - branch fell on line | Conductor, Overhead | Normal | 2016 | Tier 3 - Extreme | Distribution Circuit | 3 | 18 | 2016-03-18 | 1433782 | Sus | N | Vegetation¦Treebranchfellonline¦ConductorOverhead¦Normal
16-0024542 | Equipment Failure/Involved | Overhead | Transformer (OH) | Failed/Faulted | 2016 | Tier 3 - Extreme | Transformer only | 3 | 28 | 2016-03-28 | 1439973 | Sus | N | EquipmentFailureInvolved¦Overhead¦Transformer(OH)¦FailedFaulted
16-0026217 | Equipment Failure/Involved | Overhead | Fuse | Failed/Faulted | 2016 | Tier 2 - Elevated | Transformer only | 4 | 5 | 2016-04-05 | 1444742 | Sus | N | EquipmentFailureInvolved¦Overhead¦Fuse¦FailedFaulted
16-0026734 | Equipment Failure/Involved | Overhead | Transformer | Leaking | 2016 | Tier 3 - Extreme | Transformer only | 4 | 7 | 2016-04-07 | 1446036 | Sus | N | EquipmentFailureInvolved¦Overhead¦Transformer¦Leaking
16-0030812 | Environmental/External | Lightning | Insulator | Broken | 2016 | Tier 2 - Elevated | Distribution Circuit | 4 | 22 | 2016-04-22 | 1456044 | Sus | N | EnvironmentalExternal¦Lightning¦Insulator¦Broken
16-0032910 | Vegetation | Tree - fell into line | Fuse | Failed/Faulted | 2016 | Tier 2 - Elevated | Distribution Circuit | 4 | 30 | 2016-04-30 | 1462409 | Sus | N | Vegetation¦Treefellintoline¦Fuse¦FailedFaulted
16-0034193 | Equipment Failure/Involved | Underground | Conductor, Underground | Broken | 2016 | Tier 2 - Elevated | Distribution Circuit | 5 | 5 | 2016-05-05 | 1465367 | Sus | Y | EquipmentFailureInvolved¦Underground¦ConductorUnderground¦Broken
16-0037138 | Equipment Failure/Involved | Other | Customer Equipment | Malfunctioning | 2016 | Tier 3 - Extreme | Transformer only | 5 | 19 | 2016-05-19 | 1472757 | Sus | Y | EquipmentFailureInvolved¦Other¦CustomerEquipment¦Malfunctioning
16-0039528 | Vegetation | Tree - fell into line | Conductor, Overhead | Broken, wire on ground | 2016 | Tier 2 - Elevated | Distribution Circuit | 5 | 28 | 2016-05-28 | 1478599 | Sus | Y | Vegetation¦Treefellintoline¦ConductorOverhead¦Brokenwireonground
16-0041455 | Equipment Failure/Involved | Overhead | Cutout, fuse holder | Broken | 2016 | Tier 3 - Extreme | Transformer only | 6 | 6 | 2016-06-06 | 1483996 | Sus | Y | EquipmentFailureInvolved¦Overhead¦Cutoutfuseholder¦Broken
16-0045519 | Unknown Cause | Patrol - found nothing |  |  | 2016 | Tier 2 - Elevated | Distribution Circuit | 6 | 24 | 2016-06-24 | 1495016 | Sus | Y | UnknownCause¦Patrolfoundnothing¦¦
16-0050840 | Unknown Cause | Patrol - found nothing |  |  | 2016 | Tier 2 - Elevated | Distribution Circuit | 7 | 19 | 2016-07-19 | 1512425 | Sus | Y | UnknownCause¦Patrolfoundnothing¦¦
16-0051771 | 3rd Party | Vehicle | Pole-Wood | Broken, wire on ground | 2016 | Tier 3 - Extreme | Distribution Circuit | 7 | 22 | 2016-07-22 | 1514091 | Sus | Y | 3rdParty¦Vehicle¦PoleWood¦Brokenwireonground
16-0052086 | Unknown Cause | Patrol - found nothing |  | Failed/Faulted | 2016 | Tier 3 - Extreme | Distribution Circuit | 7 | 24 | 2016-07-24 | 1515011 | Sus | Y | UnknownCause¦Patrolfoundnothing¦¦FailedFaulted
16-0053832 | Vegetation | Tree - fell into line | Conductor, Overhead | Broken, wire on ground | 2016 | Tier 2 - Elevated | Distribution Circuit | 7 | 30 | 2016-07-30 | 1518932 | Sus | Y | Vegetation¦Treefellintoline¦ConductorOverhead¦Brokenwireonground
16-0054630 | Equipment Failure/Involved | Overhead | Fuse | Failed/Faulted | 2016 | Tier 2 - Elevated | Distribution Circuit | 8 | 3 | 2016-08-03 | 1520779 | Sus | Y | EquipmentFailureInvolved¦Overhead¦Fuse¦FailedFaulted
16-0057066 | Unknown Cause | Patrol - not conducted |  |  | 2016 | Tier 2 - Elevated | Distribution Circuit | 8 | 13 | 2016-08-13 | 1525668 | Sus | Y | UnknownCause¦Patrolnotconducted¦¦
16-0065805 | Unknown Cause | Patrol - found nothing |  |  | 2016 | Tier 2 - Elevated | Transformer only | 9 | 19 | 2016-09-19 | 1544302 | Sus | Y | UnknownCause¦Patrolfoundnothing¦¦
16-0072142 | Vegetation | Tree - fell into line | Transformer (OH) | Broken | 2016 | Tier 2 - Elevated | Transformer only | 10 | 13 | 2016-10-13 | 1559656 | Sus | Y | Vegetation¦Treefellintoline¦Transformer(OH)¦Broken
16-0072284 | Unknown Cause | Patrol - found nothing |  |  | 2016 | Tier 2 - Elevated | Distribution Circuit | 10 | 14 | 2016-10-14 | 1559995 | Sus | Y | UnknownCause¦Patrolfoundnothing¦¦
16-0072373 | Vegetation | Tree - fell into line | Pole-Wood | Broken | 2016 | Tier 3 - Extreme | Distribution Circuit | 10 | 14 | 2016-10-14 | 1560260 | Sus | Y | Vegetation¦Treefellintoline¦PoleWood¦Broken
16-0072559 | Unknown Cause | Patrol - found nothing |  |  | 2016 | Tier 2 - Elevated | Distribution Circuit | 10 | 15 | 2016-10-15 | 1561434 | Sus | Y | UnknownCause¦Patrolfoundnothing¦¦
16-0076090 | Unknown Cause | Patrol - found nothing |  |  | 2016 | Tier 3 - Extreme | Distribution Circuit | 10 | 27 | 2016-10-27 | 1570871 | Sus | Y | UnknownCause¦Patrolfoundnothing¦¦
16-0076160 | Equipment Failure/Involved | Overhead | Transformer (OH) | Failed/Faulted | 2016 | Tier 3 - Extreme | Distribution Circuit | 10 | 27 | 2016-10-27 | 1571287 | Sus | Y | EquipmentFailureInvolved¦Overhead¦Transformer(OH)¦FailedFaulted
16-0086401 | Unknown Cause | Patrol - found nothing |  |  | 2016 | Tier 2 - Elevated | Distribution Circuit | 12 | 19 | 2016-12-19 | 1606892 | Sus | N | UnknownCause¦Patrolfoundnothing¦¦
17-0004981 | Vegetation | Tree - fell into line | Conductor, Overhead | Normal | 2017 | Tier 3 - Extreme | Distribution Circuit | 1 | 7 | 2017-01-07 | 1622822 | Sus | N | Vegetation¦Treefellintoline¦ConductorOverhead¦Normal
17-0005181 | Vegetation | Tree - fell into line | Conductor, Overhead | Broken, wire on ground | 2017 | Tier 2 - Elevated | Distribution Circuit | 1 | 8 | 2017-01-08 | 1625350 | Sus | N | Vegetation¦Treefellintoline¦ConductorOverhead¦Brokenwireonground
17-0005772 | Vegetation | Tree - fell into line | Conductor, Overhead | Broken, wire on ground | 2017 | Tier 3 - Extreme | Distribution Circuit | 1 | 8 | 2017-01-08 | 1629739 | Sus | N | Vegetation¦Treefellintoline¦ConductorOverhead¦Brokenwireonground
17-0006855 | Vegetation | Tree - fell into line | Conductor, Overhead | On Ground | 2017 | Tier 2 - Elevated | Distribution Circuit | 1 | 10 | 2017-01-10 | 1634698 | Sus | N | Vegetation¦Treefellintoline¦ConductorOverhead¦OnGround
17-0009892 | Vegetation | Tree - fell into line | Conductor, Overhead | Normal | 2017 | Tier 3 - Extreme | Distribution Circuit | 1 | 18 | 2017-01-18 | 1645955 | Sus | N | Vegetation¦Treefellintoline¦ConductorOverhead¦Normal
17-0011848 | Unknown Cause | Patrol - found nothing |  |  | 2017 | Tier 2 - Elevated | Transmission line | 1 | 20 | 2017-01-20 | 1655268 | Sus | N | UnknownCause¦Patrolfoundnothing¦¦
17-0012220 | Unknown Cause | Patrol - not conducted |  |  | 2017 | Tier 3 - Extreme | Distribution Circuit | 1 | 21 | 2017-01-21 | 1656387 | Sus | N | UnknownCause¦Patrolnotconducted¦¦
17-0012825 | Vegetation | Tree - branch fell on line | Conductor, Overhead | Normal | 2017 | Tier 2 - Elevated | Distribution Circuit | 1 | 22 | 2017-01-22 | 1658360 | Sus | N | Vegetation¦Treebranchfellonline¦ConductorOverhead¦Normal
17-0013134 | Equipment Failure/Involved | Overhead | Conductor, Overhead | Broken, wire on ground | 2017 | Tier 2 - Elevated | Distribution Circuit | 1 | 22 | 2017-01-22 | 1659576 | Sus | N | EquipmentFailureInvolved¦Overhead¦ConductorOverhead¦Brokenwireonground
17-0013673 | Unknown Cause | Patrol - found nothing |  |  | 2017 | Tier 3 - Extreme | Distribution Circuit | 1 | 23 | 2017-01-23 | 1662868 | Sus | N | UnknownCause¦Patrolfoundnothing¦¦
17-0016764 | Unknown Cause | Patrol - found nothing |  |  | 2017 | Tier 2 - Elevated | Distribution Circuit | 2 | 1 | 2017-02-01 | 1672535 | Sus | N | UnknownCause¦Patrolfoundnothing¦¦
17-0018501 | Vegetation | Tree - fell into line | Conductor, Overhead | Broken, wire on ground | 2017 | Tier 2 - Elevated | Distribution Circuit | 2 | 7 | 2017-02-07 | 1677961 | Sus | N | Vegetation¦Treefellintoline¦ConductorOverhead¦Brokenwireonground
17-0019181 | Equipment Failure/Involved | Overhead | Transformer | Broken | 2017 | Tier 2 - Elevated | Transformer only | 2 | 8 | 2017-02-08 | 1682445 | Sus | N | EquipmentFailureInvolved¦Overhead¦Transformer¦Broken
17-0020033 | Vegetation | Tree - fell into line | Conductor, Overhead | Normal | 2017 | Tier 2 - Elevated | Distribution Circuit | 2 | 9 | 2017-02-09 | 1685596 | Sus | N | Vegetation¦Treefellintoline¦ConductorOverhead¦Normal
17-0022333 | Vegetation | Tree - fell into line | Conductor, Overhead | Broken, wire on ground | 2017 | Tier 2 - Elevated | Distribution Circuit | 2 | 17 | 2017-02-17 | 1696511 | Sus | N | Vegetation¦Treefellintoline¦ConductorOverhead¦Brokenwireonground
17-0022484 | Vegetation | Tree - branch fell on line | Customer Equipment | Broken | 2017 | Tier 3 - Extreme | Transformer only | 2 | 17 | 2017-02-17 | 1697401 | Sus | N | Vegetation¦Treebranchfellonline¦CustomerEquipment¦Broken
17-0022651 | Equipment Failure/Involved | Overhead | Crossarm, Wood | Broken | 2017 | Tier 2 - Elevated | Distribution Circuit | 2 | 17 | 2017-02-17 | 1698394 | Sus | N | EquipmentFailureInvolved¦Overhead¦CrossarmWood¦Broken
17-0023376 | Vegetation | Tree - fell into line | Conductor, Overhead | Normal | 2017 | Tier 3 - Extreme | Distribution Circuit | 2 | 19 | 2017-02-19 | 1700966 | Sus | N | Vegetation¦Treefellintoline¦ConductorOverhead¦Normal
17-0023603 | Vegetation | Tree - fell into line | Conductor, Overhead | Broken, wire on ground | 2017 | Tier 2 - Elevated | Distribution Circuit | 2 | 20 | 2017-02-20 | 1702308 | Sus | N | Vegetation¦Treefellintoline¦ConductorOverhead¦Brokenwireonground
17-0023766 | Equipment Failure/Involved | Overhead | Conductor, Overhead | Normal | 2017 | Tier 2 - Elevated | Distribution Circuit | 2 | 20 | 2017-02-20 | 1702768 | Sus | N | EquipmentFailureInvolved¦Overhead¦ConductorOverhead¦Normal
17-0023996 | Equipment Failure/Involved | Overhead | Pole-Wood | Broken | 2017 | Tier 2 - Elevated | Distribution Circuit | 2 | 20 | 2017-02-20 | 1705164 | Sus | N | EquipmentFailureInvolved¦Overhead¦PoleWood¦Broken
17-0028698 | Equipment Failure/Involved | Overhead | Transformer (OH) | Broken | 2017 | Tier 2 - Elevated | Distribution Circuit | 3 | 6 | 2017-03-06 | 1720647 | Sus | N | EquipmentFailureInvolved¦Overhead¦Transformer(OH)¦Broken
17-0029741 | Vegetation | Tree - branch fell on line | Conductor, Overhead | Normal | 2017 | Tier 2 - Elevated | Distribution Circuit | 3 | 9 | 2017-03-09 | 1723331 | Sus | N | Vegetation¦Treebranchfellonline¦ConductorOverhead¦Normal
17-0031380 | Unknown Cause | Patrol - found nothing |  |  | 2017 | Tier 3 - Extreme | Distribution Circuit | 3 | 16 | 2017-03-16 | 1728723 | Sus | N | UnknownCause¦Patrolfoundnothing¦¦
17-0033319 | Environmental/External | Flood/Erosion | Conductor, Overhead | Together | 2017 | Tier 3 - Extreme | Distribution Circuit | 3 | 24 | 2017-03-24 | 1734363 | Sus | N | EnvironmentalExternal¦FloodErosion¦ConductorOverhead¦Together
17-0033891 | Vegetation | Tree - fell into line | Conductor, Overhead | Normal | 2017 | Tier 2 - Elevated | Distribution Circuit | 3 | 26 | 2017-03-26 | 1736070 | Sus | N | Vegetation¦Treefellintoline¦ConductorOverhead¦Normal
17-0040457 | Equipment Failure/Involved | Overhead | Transformer (OH) | Failed/Faulted | 2017 | Tier 2 - Elevated | Transformer only | 4 | 15 | 2017-04-15 | 1758300 | Sus | N | EquipmentFailureInvolved¦Overhead¦Transformer(OH)¦FailedFaulted
17-0047179 | Equipment Failure/Involved | Overhead | Transformer (OH) | Failed/Faulted | 2017 | Tier 3 - Extreme | Distribution Circuit | 5 | 11 | 2017-05-11 | 1779847 | Sus | Y | EquipmentFailureInvolved¦Overhead¦Transformer(OH)¦FailedFaulted
17-0049284 | Equipment Failure/Involved | Overhead | Connector or Splice (OH) | Broken | 2017 | Tier 2 - Elevated | Transformer only | 5 | 19 | 2017-05-19 | 1785807 | Sus | Y | EquipmentFailureInvolved¦Overhead¦ConnectororSplice(OH)¦Broken
17-0056983 | Vegetation | Tree - branch fell on line | Conductor, Overhead | Normal | 2017 | Tier 3 - Extreme | Distribution Circuit | 6 | 20 | 2017-06-20 | 1812383 | Sus | Y | Vegetation¦Treebranchfellonline¦ConductorOverhead¦Normal
17-0057742 | Vegetation | Tree - fell into line | Conductor, Overhead | Normal | 2017 | Tier 2 - Elevated | Distribution Circuit | 6 | 22 | 2017-06-22 | 1814973 | Sus | Y | Vegetation¦Treefellintoline¦ConductorOverhead¦Normal
17-0065240 | Animal | Bird found | Conductor, Overhead | Normal | 2017 | Tier 2 - Elevated | Distribution Circuit | 7 | 25 | 2017-07-25 | 1839365 | Sus | Y | Animal¦Birdfound¦ConductorOverhead¦Normal
17-0066145 | Vegetation | Tree - fell into line | Conductor, Overhead | Broken, wire on ground | 2017 | Tier 2 - Elevated | Distribution Circuit | 7 | 28 | 2017-07-28 | 1841326 | Sus | Y | Vegetation¦Treefellintoline¦ConductorOverhead¦Brokenwireonground
17-0066367 | Equipment Failure/Involved | Overhead | Conductor, Overhead | Broken, wire on ground | 2017 | Tier 2 - Elevated | Distribution Circuit | 7 | 28 | 2017-07-28 | 1841709 | Sus | Y | EquipmentFailureInvolved¦Overhead¦ConductorOverhead¦Brokenwireonground
17-0070703 | Equipment Failure/Involved | Overhead | Transformer | Failed/Faulted | 2017 | Tier 2 - Elevated | Transformer only | 8 | 16 | 2017-08-16 | 1853442 | Sus | Y | EquipmentFailureInvolved¦Overhead¦Transformer¦FailedFaulted
17-0077133 | Unknown Cause | Patrol - found nothing |  |  | 2017 | Tier 3 - Extreme | Distribution Circuit | 9 | 8 | 2017-09-08 | 1873711 | Sus | Y | UnknownCause¦Patrolfoundnothing¦¦
17-0077756 | Equipment Failure/Involved | Overhead | Transformer | Leaking | 2017 | Tier 2 - Elevated | Transformer only | 9 | 11 | 2017-09-11 | 1875383 | Sus | Y | EquipmentFailureInvolved¦Overhead¦Transformer¦Leaking
17-0082186 | Vegetation | Tree - fell into line | Service conductor | Broken, wire on ground | 2017 | Tier 2 - Elevated | Transformer only | 9 | 27 | 2017-09-27 | 1886855 | Sus | Y | Vegetation¦Treefellintoline¦Serviceconductor¦Brokenwireonground
17-0083933 | Equipment Failure/Involved | Overhead | Transformer | Failed/Faulted | 2017 | Tier 2 - Elevated | Transformer only | 10 | 3 | 2017-10-03 | 1890441 | Sus | Y | EquipmentFailureInvolved¦Overhead¦Transformer¦FailedFaulted
17-0084457 | Equipment Failure/Involved | Overhead | Transformer | Failed/Faulted | 2017 | Tier 2 - Elevated | Transformer only | 10 | 5 | 2017-10-05 | 1891186 | Sus | Y | EquipmentFailureInvolved¦Overhead¦Transformer¦FailedFaulted
17-0085216 | Vegetation | Tree - branch fell on line | Conductor, Overhead | Broken, wire on ground | 2017 | Tier 3 - Extreme | Distribution Circuit | 10 | 8 | 2017-10-08 | 1893975 | Sus | Y | Vegetation¦Treebranchfellonline¦ConductorOverhead¦Brokenwireonground
17-0086015 | Vegetation | Tree - fell into line | Conductor, Overhead | Together | 2017 | Tier 2 - Elevated | Distribution Circuit | 10 | 10 | 2017-10-10 | 1897927 | Sus | Y | Vegetation¦Treefellintoline¦ConductorOverhead¦Together
17-0086426 | Vegetation | Tree - fell into line | Conductor, Overhead | Broken, wire on ground | 2017 | Tier 2 - Elevated | Distribution Circuit | 10 | 11 | 2017-10-11 | 1898691 | Sus | Y | Vegetation¦Treefellintoline¦ConductorOverhead¦Brokenwireonground
17-0091500 | Vegetation | Tree - fell into line | Conductor, Overhead | Normal | 2017 | Tier 3 - Extreme | Distribution Circuit | 10 | 31 | 2017-10-31 | 1912953 | Sus | Y | Vegetation¦Treefellintoline¦ConductorOverhead¦Normal
17-0100987 | Unknown Cause | Patrol - not conducted |  |  | 2017 | Tier 3 - Extreme | Distribution Circuit | 12 | 10 | 2017-12-10 | 1939842 | Sus | N | UnknownCause¦Patrolnotconducted¦¦
18-0009609 | Equipment Failure/Involved | Overhead | Jumper | Burned Open | 2018 | Tier 2 - Elevated | Distribution Circuit | 1 | 28 | 2018-01-28 | 15293 | Sus | N | EquipmentFailureInvolved¦Overhead¦Jumper¦BurnedOpen
18-0018574 | Vegetation | Tree - branch fell on line | Transformer | Leaking | 2018 | Tier 3 - Extreme | Transformer only | 3 | 1 | 2018-03-01 | 34748 | Sus | N | Vegetation¦Treebranchfellonline¦Transformer¦Leaking
18-0018609 | Vegetation | Tree - fell into line | Conductor, Overhead | Normal | 2018 | Tier 2 - Elevated | Distribution Circuit | 3 | 1 | 2018-03-01 | 34764 | Sus | N | Vegetation¦Treefellintoline¦ConductorOverhead¦Normal
18-0019022 | Vegetation | Tree - fell into line | Conductor, Overhead | Normal | 2018 | Tier 3 - Extreme | Distribution Circuit | 3 | 2 | 2018-03-02 | 35969 | Sus | N | Vegetation¦Treefellintoline¦ConductorOverhead¦Normal
18-0019563 | Equipment Failure/Involved | Overhead | Transformer (OH) | Broken | 2018 | Tier 3 - Extreme | Transformer only | 3 | 4 | 2018-03-04 | 37924 | Sus | N | EquipmentFailureInvolved¦Overhead¦Transformer(OH)¦Broken
18-0022503 | Vegetation | Tree - fell into line | Conductor, Overhead | Broken, wire on ground | 2018 | Tier 2 - Elevated | Distribution Circuit | 3 | 14 | 2018-03-14 | 43726 | Sus | N | Vegetation¦Treefellintoline¦ConductorOverhead¦Brokenwireonground
18-0026706 | Equipment Failure/Involved | Overhead | Woodpin | Broken | 2018 | Tier 3 - Extreme | Distribution Circuit | 3 | 26 | 2018-03-26 | 53554 | Sus | N | EquipmentFailureInvolved¦Overhead¦Woodpin¦Broken
18-0038808 | Unknown Cause | Patrol - found nothing |  |  | 2018 | Tier 2 - Elevated | Transformer only | 5 | 7 | 2018-05-07 | 80479 | Sus | Y | UnknownCause¦Patrolfoundnothing¦¦
18-0038818 | Equipment Failure/Involved | Overhead | Transformer | Failed/Faulted | 2018 | Tier 2 - Elevated | Transformer only | 5 | 7 | 2018-05-07 | 80701 | Sus | Y | EquipmentFailureInvolved¦Overhead¦Transformer¦FailedFaulted
18-0040490 | Equipment Failure/Involved | Overhead | Transformer | Failed/Faulted | 2018 | Tier 3 - Extreme | Transformer only | 5 | 12 | 2018-05-12 | 84762 | Sus | Y | EquipmentFailureInvolved¦Overhead¦Transformer¦FailedFaulted
18-0047779 | Vegetation | Other ground vegetation | Conductor, Overhead | Normal | 2018 | Tier 2 - Elevated | Distribution Circuit | 6 | 6 | 2018-06-06 | 102681 | Sus | Y | Vegetation¦Othergroundvegetation¦ConductorOverhead¦Normal
18-0054403 | Equipment Failure/Involved | Overhead | Crossarm, Wood | Broken | 2018 | Tier 3 - Extreme | Distribution Circuit | 6 | 25 | 2018-06-25 | 118028 | Sus | Y | EquipmentFailureInvolved¦Overhead¦CrossarmWood¦Broken
18-0069476 | Animal | Squirrel | Fuse | Failed/Faulted | 2018 | Tier 2 - Elevated | Distribution Circuit | 8 | 13 | 2018-08-13 | 154819 | Sus | Y | Animal¦Squirrel¦Fuse¦FailedFaulted
18-0076434 | Environmental/External | Fire, Forest/Grass | Conductor, Overhead | Normal | 2018 | Tier 2 - Elevated | Distribution Circuit | 9 | 4 | 2018-09-04 | 168184 | Sus | Y | EnvironmentalExternal¦FireForestGrass¦ConductorOverhead¦Normal
18-0077708 | Vegetation | Tree - fell into line | Conductor, Overhead | Broken | 2018 | Tier 2 - Elevated | Distribution Circuit | 9 | 7 | 2018-09-07 | 170154 | Sus | Y | Vegetation¦Treefellintoline¦ConductorOverhead¦Broken
18-0084359 | Vegetation | Tree - fell into line | Pole-Wood | Broken, wire on ground | 2018 | Tier 2 - Elevated | Distribution Circuit | 9 | 28 | 2018-09-28 | 183102 | Sus | Y | Vegetation¦Treefellintoline¦PoleWood¦Brokenwireonground
18-0086454 | Equipment Failure/Involved | Overhead | Pole-Wood | Broken, wire on ground | 2018 | Tier 2 - Elevated | Distribution Circuit | 10 | 3 | 2018-10-03 | 187588 | Sus | Y | EquipmentFailureInvolved¦Overhead¦PoleWood¦Brokenwireonground
18-0089805 | 3rd Party | Other | Conductor, Overhead | Normal | 2018 | Tier 3 - Extreme | Distribution Circuit | 10 | 12 | 2018-10-12 | 193815 | Sus | Y | 3rdParty¦Other¦ConductorOverhead¦Normal
18-0091107 | Equipment Failure/Involved | Overhead | Transformer | Deteriorated | 2018 | Tier 2 - Elevated | Transformer only | 10 | 16 | 2018-10-16 | 196396 | Sus | Y | EquipmentFailureInvolved¦Overhead¦Transformer¦Deteriorated
18-0092603 | Animal | Squirrel | Fuse | Failed/Faulted | 2018 | Tier 3 - Extreme | Distribution Circuit | 10 | 21 | 2018-10-21 | 199622 | Sus | Y | Animal¦Squirrel¦Fuse¦FailedFaulted
18-0094806 | Equipment Failure/Involved | Underground | Conductor, Underground | Broken | 2018 | Tier 2 - Elevated | Distribution Circuit | 10 | 28 | 2018-10-28 | 203716 | Sus | Y | EquipmentFailureInvolved¦Underground¦ConductorUnderground¦Broken
18-0096699 | Equipment Failure/Involved | Overhead | Transformer | Failed/Faulted | 2018 | Tier 2 - Elevated | Transformer only | 11 | 2 | 2018-11-02 | 207676 | Sus | Y | EquipmentFailureInvolved¦Overhead¦Transformer¦FailedFaulted
18-0096740 | Equipment Failure/Involved | Underground | Transformer | Failed/Faulted | 2018 | Tier 2 - Elevated | Distribution Circuit | 11 | 3 | 2018-11-03 | 207838 | Sus | Y | EquipmentFailureInvolved¦Underground¦Transformer¦FailedFaulted
18-0101286 | Environmental/External | Fire, Forest/Grass | Pole-Wood | Burned/flashed | 2018 | Tier 2 - Elevated | Distribution Circuit | 11 | 8 | 2018-11-08 | 218652 | Sus | Y | EnvironmentalExternal¦FireForestGrass¦PoleWood¦Burnedflashed
18-0103232 | Equipment Failure/Involved | Underground | Transformer (UG) | Failed/Faulted | 2018 | Tier 3 - Extreme | Distribution Circuit | 11 | 26 | 2018-11-26 | 224398 | Sus | Y | EquipmentFailureInvolved¦Underground¦Transformer(UG)¦FailedFaulted
18-0106095 | Unknown Cause | Patrol - found nothing |  |  | 2018 | Tier 3 - Extreme | Distribution Circuit | 12 | 2 | 2018-12-02 | 231607 | Sus | N | UnknownCause¦Patrolfoundnothing¦¦
18-0106145 | Environmental/External | Fire, Forest/Grass | Pole-Wood | Burned/flashed | 2018 | Tier 3 - Extreme | Distribution Circuit | 11 | 8 | 2018-11-08 | 231932 | Sus | Y | EnvironmentalExternal¦FireForestGrass¦PoleWood¦Burnedflashed
18-0108759 | Animal | Bird found | Conductor, Overhead | Normal | 2018 | Tier 3 - Extreme | Distribution Circuit | 12 | 12 | 2018-12-12 | 238340 | Sus | N | Animal¦Birdfound¦ConductorOverhead¦Normal
18-0109060 | Equipment Failure/Involved | Overhead | Insulator | Broken | 2018 | Tier 2 - Elevated | Distribution Circuit | 12 | 13 | 2018-12-13 | 239624 | Sus | N | EquipmentFailureInvolved¦Overhead¦Insulator¦Broken
18-0109504 | Vegetation | Tree - branch fell on line | Conductor, Overhead | Normal | 2018 | Tier 2 - Elevated | Distribution Circuit | 12 | 16 | 2018-12-16 | 241627 | Sus | N | Vegetation¦Treebranchfellonline¦ConductorOverhead¦Normal
18-0110149 | 3rd Party | Tree - cutting, 3rd party | Conductor, Overhead | Normal | 2018 | Tier 2 - Elevated | Distribution Circuit | 12 | 20 | 2018-12-20 | 244650 | Sus | N | 3rdParty¦Treecutting3rdparty¦ConductorOverhead¦Normal
18-0110465 | Equipment Failure/Involved | Overhead | Pothead(Riser Termination) | Failed/Faulted | 2018 | Tier 2 - Elevated | Distribution Circuit | 12 | 24 | 2018-12-24 | 246208 | Sus | N | EquipmentFailureInvolved¦Overhead¦Pothead(RiserTermination)¦FailedFaulted
18-0110465 | Equipment Failure/Involved | Overhead | Pothead(Riser Termination) | Failed/Faulted | 2018 | Tier 2 - Elevated | Distribution Circuit | 12 | 24 | 2018-12-24 | 246208 | Sus | N | EquipmentFailureInvolved¦Overhead¦Pothead(RiserTermination)¦FailedFaulted
19-0005417 | Unknown Cause | Patrol - found nothing |  |  | 2019 | Tier 2 - Elevated | Distribution Circuit | 1 | 6 | 2019-01-06 | 256384 | Sus | N | UnknownCause¦Patrolfoundnothing¦¦
19-0005997 | Unknown Cause | Patrol - found nothing |  |  | 2019 | Tier 3 - Extreme | Distribution Circuit | 1 | 7 | 2019-01-07 | 259766 | Sus | N | UnknownCause¦Patrolfoundnothing¦¦
19-0006942 | Vegetation | Tree - fell into line | Fuse | Failed/Faulted | 2019 | Tier 3 - Extreme | Distribution Circuit | 1 | 9 | 2019-01-09 | 261718 | Sus | N | Vegetation¦Treefellintoline¦Fuse¦FailedFaulted
19-0009834 | Unknown Cause | Patrol - not conducted |  |  | 2019 | Tier 3 - Extreme | Distribution Circuit | 1 | 16 | 2019-01-16 | 267585 | Sus | N | UnknownCause¦Patrolnotconducted¦¦
19-0009903 | Vegetation | Tree - fell into line | Conductor, Overhead | Broken, wire on ground | 2019 | Tier 3 - Extreme | Distribution Circuit | 1 | 16 | 2019-01-16 | 267804 | Sus | N | Vegetation¦Treefellintoline¦ConductorOverhead¦Brokenwireonground
19-0009949 | Unknown Cause | Patrol - found nothing |  |  | 2019 | Tier 3 - Extreme | Distribution Circuit | 1 | 16 | 2019-01-16 | 267351 | Sus | N | UnknownCause¦Patrolfoundnothing¦¦
19-0010086 | Vegetation | Tree - fell into line | Conductor, Overhead | Broken, wire on ground | 2019 | Tier 3 - Extreme | Distribution Circuit | 1 | 16 | 2019-01-16 | 268252 | Sus | N | Vegetation¦Treefellintoline¦ConductorOverhead¦Brokenwireonground
19-0011061 | Unknown Cause | Patrol - found nothing |  |  | 2019 | Tier 3 - Extreme | Distribution Circuit | 1 | 17 | 2019-01-17 | 273897 | Sus | N | UnknownCause¦Patrolfoundnothing¦¦
19-0011332 | Vegetation | Tree - fell into line | Conductor, Overhead | Broken, wire on ground | 2019 | Tier 3 - Extreme | Distribution Circuit | 1 | 17 | 2019-01-17 | 274742 | Sus | N | Vegetation¦Treefellintoline¦ConductorOverhead¦Brokenwireonground
19-0011417 | Vegetation | Tree - fell into line | Conductor, Overhead | Broken, wire on ground | 2019 | Tier 3 - Extreme | Distribution Circuit | 1 | 17 | 2019-01-17 | 274413 | Sus | N | Vegetation¦Treefellintoline¦ConductorOverhead¦Brokenwireonground
19-0011522 | Vegetation | Tree - fell into line | Conductor, Overhead | Normal | 2019 | Tier 3 - Extreme | Distribution Circuit | 1 | 18 | 2019-01-18 | 275121 | Sus | N | Vegetation¦Treefellintoline¦ConductorOverhead¦Normal
19-0011864 | Vegetation | Tree - fell into line | Conductor, Overhead | Broken, wire on ground | 2019 | Tier 3 - Extreme | Distribution Circuit | 1 | 18 | 2019-01-18 | 275554 | Sus | N | Vegetation¦Treefellintoline¦ConductorOverhead¦Brokenwireonground
19-0012523 | Environmental/External | Lightning | Transformer | Failed/Faulted | 2019 | Tier 2 - Elevated | Transformer only | 1 | 20 | 2019-01-20 | 277108 | Sus | N | EnvironmentalExternal¦Lightning¦Transformer¦FailedFaulted
19-0012844 | Unknown Cause | Patrol - found nothing |  |  | 2019 | Tier 2 - Elevated | Distribution Circuit | 1 | 21 | 2019-01-21 | 277992 | Sus | N | UnknownCause¦Patrolfoundnothing¦¦
19-0013498 | Vegetation | Tree - fell into line | Cutout, fuse holder | Broken | 2019 | Tier 2 - Elevated | Transformer only | 1 | 23 | 2019-01-23 | 279513 | Sus | N | Vegetation¦Treefellintoline¦Cutoutfuseholder¦Broken
19-0014280 | Unknown Cause | Patrol - found nothing |  |  | 2019 | Tier 3 - Extreme | Distribution Circuit | 1 | 25 | 2019-01-25 | 280957 | Sus | N | UnknownCause¦Patrolfoundnothing¦¦
19-0017101 | Equipment Failure/Involved | Overhead | Pole-Wood | Broken | 2019 | Tier 2 - Elevated | Distribution Circuit | 2 | 2 | 2019-02-02 | 286785 | Sus | N | EquipmentFailureInvolved¦Overhead¦PoleWood¦Broken
19-0017423 | Environmental/External | Lightning | Transformer | Failed/Faulted | 2019 | Tier 2 - Elevated | Transformer only | 2 | 2 | 2019-02-02 | 287729 | Sus | N | EnvironmentalExternal¦Lightning¦Transformer¦FailedFaulted
19-0017871 | Vegetation | Tree - branch fell on line | Conductor, Overhead | Broken, wire on ground | 2019 | Tier 3 - Extreme | Distribution Circuit | 2 | 4 | 2019-02-04 | 289633 | Sus | N | Vegetation¦Treebranchfellonline¦ConductorOverhead¦Brokenwireonground
19-0019961 | Equipment Failure/Involved | Overhead | Crossarm, Wood | Broken | 2019 | Tier 3 - Extreme | Distribution Circuit | 2 | 8 | 2019-02-08 | 296026 | Sus | N | EquipmentFailureInvolved¦Overhead¦CrossarmWood¦Broken
19-0020093 | Vegetation | Tree - fell into line | Crossarm, Wood | Broken, wire on ground | 2019 | Tier 3 - Extreme | Distribution Circuit | 2 | 8 | 2019-02-08 | 296315 | Sus | N | Vegetation¦Treefellintoline¦CrossarmWood¦Brokenwireonground
19-0020595 | Vegetation | Tree - branch fell on line | Conductor, Overhead | Normal | 2019 | Tier 2 - Elevated | Distribution Circuit | 2 | 10 | 2019-02-10 | 297832 | Sus | N | Vegetation¦Treebranchfellonline¦ConductorOverhead¦Normal
19-0020783 | Vegetation | Tree - branch fell on line | Conductor, Overhead | Together | 2019 | Tier 3 - Extreme | Distribution Circuit | 2 | 9 | 2019-02-09 | 298335 | Sus | N | Vegetation¦Treebranchfellonline¦ConductorOverhead¦Together
19-0020987 | Environmental/External | Ice or snow | Fuse | Normal | 2019 | Tier 2 - Elevated | Distribution Circuit | 2 | 10 | 2019-02-10 | 299756 | Sus | N | EnvironmentalExternal¦Iceorsnow¦Fuse¦Normal
19-0021196 | Vegetation | Tree - fell into line | Conductor, Overhead | Broken, wire on ground | 2019 | Tier 2 - Elevated | Distribution Circuit | 2 | 10 | 2019-02-10 | 300203 | Sus | N | Vegetation¦Treefellintoline¦ConductorOverhead¦Brokenwireonground
19-0021709 | Vegetation | Tree - fell into line | Conductor, Overhead | Broken, wire on ground | 2019 | Tier 2 - Elevated | Distribution Circuit | 2 | 13 | 2019-02-13 | 301726 | Sus | N | Vegetation¦Treefellintoline¦ConductorOverhead¦Brokenwireonground
19-0022402 | Unknown Cause | Patrol - found nothing |  |  | 2019 | Tier 2 - Elevated | Distribution Circuit | 2 | 13 | 2019-02-13 | 302858 | Sus | N | UnknownCause¦Patrolfoundnothing¦¦
19-0023843 | Vegetation | Tree - fell into line | Conductor, Overhead | Broken, wire on ground | 2019 | Tier 3 - Extreme | Distribution Circuit | 2 | 13 | 2019-02-13 | 311495 | Sus | N | Vegetation¦Treefellintoline¦ConductorOverhead¦Brokenwireonground
19-0026236 | Environmental/External | Ice or snow | Transformer | Failed/Faulted | 2019 | Tier 2 - Elevated | Transformer only | 2 | 19 | 2019-02-19 | 319053 | Sus | N | EnvironmentalExternal¦Iceorsnow¦Transformer¦FailedFaulted
19-0028533 | Unknown Cause | Patrol - found nothing |  |  | 2019 | Tier 2 - Elevated | Distribution Circuit | 2 | 26 | 2019-02-26 | 325142 | Sus | N | UnknownCause¦Patrolfoundnothing¦¦
19-0028630 | Vegetation | Tree - fell into line | Conductor, Overhead | Broken, wire on ground | 2019 | Tier 2 - Elevated | Distribution Circuit | 2 | 26 | 2019-02-26 | 325497 | Sus | N | Vegetation¦Treefellintoline¦ConductorOverhead¦Brokenwireonground
19-0031020 | Vegetation | Tree - branch fell on line | Conductor, Overhead | Broken, wire on ground | 2019 | Tier 2 - Elevated | Distribution Circuit | 3 | 5 | 2019-03-05 | 331982 | Sus | N | Vegetation¦Treebranchfellonline¦ConductorOverhead¦Brokenwireonground
19-0031066 | Vegetation | Tree - fell into line | Conductor, Overhead | Broken, wire on ground | 2019 | Tier 3 - Extreme | Distribution Circuit | 3 | 6 | 2019-03-06 | 332044 | Sus | N | Vegetation¦Treefellintoline¦ConductorOverhead¦Brokenwireonground
19-0034231 | Equipment Failure/Involved | Overhead | Conductor, Overhead | Broken | 2019 | Tier 3 - Extreme | Distribution Circuit | 3 | 15 | 2019-03-15 | 340370 | Sus | N | EquipmentFailureInvolved¦Overhead¦ConductorOverhead¦Broken
19-0034328 | Vegetation | Tree - branch fell on line | Transformer (OH) | Normal | 2019 | Tier 2 - Elevated | Distribution Circuit | 3 | 16 | 2019-03-16 | 340609 | Sus | N | Vegetation¦Treebranchfellonline¦Transformer(OH)¦Normal
19-0035030 | Equipment Failure/Involved | Overhead | Conductor, Overhead | Broken | 2019 | Tier 2 - Elevated | Distribution Circuit | 3 | 19 | 2019-03-19 | 342898 | Sus | N | EquipmentFailureInvolved¦Overhead¦ConductorOverhead¦Broken
19-0041728 | Vegetation | Tree - fell into line | Anchor or Guy | Broken | 2019 | Tier 2 - Elevated | Distribution Circuit | 4 | 11 | 2019-04-11 | 359355 | Sus | N | Vegetation¦Treefellintoline¦AnchororGuy¦Broken
19-0041740 | Unknown Cause | Patrol - found nothing |  |  | 2019 | Tier 3 - Extreme | Distribution Circuit | 4 | 11 | 2019-04-11 | 359030 | Sus | N | UnknownCause¦Patrolfoundnothing¦¦
19-0043873 | Unknown Cause | Patrol - found nothing |  |  | 2019 | Tier 2 - Elevated | Distribution Circuit | 4 | 18 | 2019-04-18 | 362874 | Sus | N | UnknownCause¦Patrolfoundnothing¦¦
19-0044557 | Equipment Failure/Involved | Overhead | Pole-Wood | Deteriorated | 2019 | Tier 3 - Extreme | Distribution Circuit | 4 | 20 | 2019-04-20 | 364339 | Sus | N | EquipmentFailureInvolved¦Overhead¦PoleWood¦Deteriorated
19-0046526 | Company Initiated | Construction Activity/equip, company | Fuse | Normal | 2019 | Tier 3 - Extreme | Distribution Circuit | 4 | 26 | 2019-04-26 | 368770 | Sus | N | CompanyInitiated¦ConstructionActivityequipcompany¦Fuse¦Normal
19-0048167 | Equipment Failure/Involved | Overhead | Crossarm, Wood | Broken | 2019 | Tier 2 - Elevated | Distribution Circuit | 5 | 2 | 2019-05-02 | 372395 | Sus | Y | EquipmentFailureInvolved¦Overhead¦CrossarmWood¦Broken
19-0048300 | Equipment Failure/Involved | Overhead | Cutout, fuse holder | Broken | 2019 | Tier 2 - Elevated | Transformer only | 5 | 2 | 2019-05-02 | 372527 | Sus | Y | EquipmentFailureInvolved¦Overhead¦Cutoutfuseholder¦Broken
19-0051644 | Animal | Bird found | Conductor, Overhead | Normal | 2019 | Tier 3 - Extreme | Distribution Circuit | 5 | 14 | 2019-05-14 | 379819 | Sus | Y | Animal¦Birdfound¦ConductorOverhead¦Normal
19-0054946 | Equipment Failure/Involved | Overhead | Connector or Splice (OH) | Broken | 2019 | Tier 2 - Elevated | Distribution Circuit | 5 | 21 | 2019-05-21 | 387108 | Sus | Y | EquipmentFailureInvolved¦Overhead¦ConnectororSplice(OH)¦Broken
19-0057565 | Company Initiated | Construction Activity/equip, company | Fuse | Normal | 2019 | Tier 3 - Extreme | Distribution Circuit | 5 | 25 | 2019-05-25 | 389996 | Sus | Y | CompanyInitiated¦ConstructionActivityequipcompany¦Fuse¦Normal
19-0063302 | Equipment Failure/Involved | Overhead | Conductor, Overhead | Broken, wire on ground | 2019 | Tier 3 - Extreme | Distribution Circuit | 6 | 5 | 2019-06-05 | 398780 | Sus | Y | EquipmentFailureInvolved¦Overhead¦ConductorOverhead¦Brokenwireonground
19-0063390 | Unknown Cause | Patrol - found nothing |  |  | 2019 | Tier 2 - Elevated | Distribution Circuit | 6 | 5 | 2019-06-05 | 399179 | Sus | Y | UnknownCause¦Patrolfoundnothing¦¦
19-0069410 | Equipment Failure/Involved | Electrical Overload | Other | Normal | 2019 | Tier 3 - Extreme | Distribution Circuit | 6 | 18 | 2019-06-18 | 420511 | Sus | Y | EquipmentFailureInvolved¦ElectricalOverload¦Other¦Normal
19-0069688 | Equipment Failure/Involved | Overhead | Transformer | Failed/Faulted | 2019 | Tier 2 - Elevated | Transformer only | 6 | 19 | 2019-06-19 | 421334 | Sus | Y | EquipmentFailureInvolved¦Overhead¦Transformer¦FailedFaulted
19-0078153 | Vegetation | Tree - branch fell on line | Conductor, Overhead | Normal | 2019 | Tier 3 - Extreme | Distribution Circuit | 7 | 17 | 2019-07-17 | 454965 | Sus | Y | Vegetation¦Treebranchfellonline¦ConductorOverhead¦Normal
19-0081542 | 3rd Party | Customer Equipment | Customer Equipment | Burned/flashed | 2019 | Tier 2 - Elevated | Distribution Circuit | 7 | 26 | 2019-07-26 | 472535 | Sus | Y | 3rdParty¦CustomerEquipment¦CustomerEquipment¦Burnedflashed
19-0082217 | Vegetation | Other ground vegetation | Conductor, Overhead | Normal | 2019 | Tier 3 - Extreme | Distribution Circuit | 7 | 29 | 2019-07-29 | 474720 | Sus | Y | Vegetation¦Othergroundvegetation¦ConductorOverhead¦Normal
19-0083230 | Unknown Cause | Patrol - found nothing |  |  | 2019 | Tier 2 - Elevated | Distribution Circuit | 7 | 31 | 2019-07-31 | 476669 | Sus | Y | UnknownCause¦Patrolfoundnothing¦¦
19-0083451 | Unknown Cause | Patrol - found nothing |  |  | 2019 | Tier 2 - Elevated | Distribution Circuit | 8 | 1 | 2019-08-01 | 477272 | Sus | Y | UnknownCause¦Patrolfoundnothing¦¦
19-0087523 | Unknown Cause | Patrol - found nothing |  |  | 2019 | Tier 2 - Elevated | Distribution Circuit | 8 | 13 | 2019-08-13 | 507438 | Sus | Y | UnknownCause¦Patrolfoundnothing¦¦
19-0091987 | Animal | Bird found | Fuse | Failed/Faulted | 2019 | Tier 3 - Extreme | Distribution Circuit | 8 | 26 | 2019-08-26 | 538538 | Sus | Y | Animal¦Birdfound¦Fuse¦FailedFaulted
19-0105010 | Vegetation | Tree - fell into line | Conductor, Overhead | Broken, wire on ground | 2019 | Tier 2 - Elevated | Distribution Circuit | 9 | 28 | 2019-09-28 | 628038 | Sus | Y | Vegetation¦Treefellintoline¦ConductorOverhead¦Brokenwireonground
19-0116817 | Animal | Squirrel | Transformer (OH) | Normal | 2019 | Tier 2 - Elevated | Distribution Circuit | 10 | 26 | 2019-10-26 | 680789 | Sus | Y | Animal¦Squirrel¦Transformer(OH)¦Normal
19-0118753 | Equipment Failure/Involved | Overhead | Transformer | Leaking | 2019 | Tier 2 - Elevated | Transformer only | 10 | 29 | 2019-10-29 | 694503 | Sus | Y | EquipmentFailureInvolved¦Overhead¦Transformer¦Leaking
19-0121118 | Equipment Failure/Involved | Overhead | Transformer | Failed/Faulted | 2019 | Tier 3 - Extreme | Transformer only | 11 | 4 | 2019-11-04 | 699586 | Sus | Y | EquipmentFailureInvolved¦Overhead¦Transformer¦FailedFaulted
19-0122354 | Company Initiated | Other Circuits |  |  | 2019 | Tier 2 - Elevated | Distribution Circuit | 11 | 7 | 2019-11-07 | 701816 | Sus | Y | CompanyInitiated¦OtherCircuits¦¦
19-0122925 | Equipment Failure/Involved | Overhead | Lightning Arrestor | Failed/Faulted | 2019 | Tier 2 - Elevated | Distribution Circuit | 11 | 8 | 2019-11-08 | 702749 | Sus | Y | EquipmentFailureInvolved¦Overhead¦LightningArrestor¦FailedFaulted
19-0123338 | Animal | Bird found | Conductor, Overhead | Burned/flashed | 2019 | Tier 2 - Elevated | Distribution Circuit | 11 | 9 | 2019-11-09 | 703463 | Sus | Y | Animal¦Birdfound¦ConductorOverhead¦Burnedflashed
19-0125487 | Equipment Failure/Involved | Overhead | Transformer (OH) | Normal | 2019 | Tier 3 - Extreme | Distribution Circuit | 11 | 17 | 2019-11-17 | 708594 | Sus | Y | EquipmentFailureInvolved¦Overhead¦Transformer(OH)¦Normal
19-0128739 | Equipment Failure/Involved | Overhead | Conductor, Overhead | Broken, wire on ground | 2019 | Tier 2 - Elevated | Distribution Circuit | 11 | 26 | 2019-11-26 | 715107 | Sus | Y | EquipmentFailureInvolved¦Overhead¦ConductorOverhead¦Brokenwireonground
19-0129601 | Equipment Failure/Involved | Overhead | Conductor, Overhead | Broken, wire on ground | 2019 | Tier 2 - Elevated | Distribution Circuit | 11 | 26 | 2019-11-26 | 718140 | Sus | Y | EquipmentFailureInvolved¦Overhead¦ConductorOverhead¦Brokenwireonground
19-0131053 | Unknown Cause | Patrol - found nothing |  |  | 2019 | Tier 2 - Elevated | Distribution Circuit | 11 | 29 | 2019-11-29 | 723380 | Sus | Y | UnknownCause¦Patrolfoundnothing¦¦
19-0131840 | Unknown Cause | Patrol - found nothing |  |  | 2019 | Tier 3 - Extreme | Distribution Circuit | 12 | 1 | 2019-12-01 | 725588 | Sus | N | UnknownCause¦Patrolfoundnothing¦¦
19-0132661 | Vegetation | Tree - fell into line | Conductor, Overhead | Broken, wire on ground | 2019 | Tier 3 - Extreme | Distribution Circuit | 12 | 2 | 2019-12-02 | 728074 | Sus | N | Vegetation¦Treefellintoline¦ConductorOverhead¦Brokenwireonground
19-0134830 | Vegetation | Tree - fell into line | Pole-Wood | Broken | 2019 | Tier 3 - Extreme | Distribution Circuit | 12 | 7 | 2019-12-07 | 732960 | Sus | N | Vegetation¦Treefellintoline¦PoleWood¦Broken
19-0135375 | Animal | Squirrel | Fuse | Failed/Faulted | 2019 | Tier 2 - Elevated | Distribution Circuit | 12 | 9 | 2019-12-09 | 734768 | Sus | N | Animal¦Squirrel¦Fuse¦FailedFaulted
19-0135825 | Unknown Cause | Patrol - found nothing |  |  | 2019 | Tier 2 - Elevated | Distribution Circuit | 12 | 11 | 2019-12-11 | 736125 | Sus | N | UnknownCause¦Patrolfoundnothing¦¦
19-0138152 | Vegetation | Tree - fell into line | Conductor, Overhead | Broken, wire on ground | 2019 | Tier 3 - Extreme | Distribution Circuit | 12 | 29 | 2019-12-29 | 752047 | Sus | N | Vegetation¦Treefellintoline¦ConductorOverhead¦Brokenwireonground
20-0010246 | Vegetation | Tree - fell into line | Conductor, Overhead | Normal | 2020 | Tier 2 - Elevated | Distribution Circuit | 1 | 16 | 2020-01-16 | 763157 | Sus | N | Vegetation¦Treefellintoline¦ConductorOverhead¦Normal
20-0010706 | Vegetation | Tree - branch fell on line | Conductor, Overhead | Normal | 2020 | Tier 2 - Elevated | Distribution Circuit | 1 | 17 | 2020-01-17 | 764912 | Sus | N | Vegetation¦Treebranchfellonline¦ConductorOverhead¦Normal
20-0022059 | Vegetation | Tree - fell into line | Conductor, Overhead | Broken, wire on ground | 2020 | Tier 2 - Elevated | Distribution Circuit | 2 | 13 | 2020-02-13 | 790665 | Sus | N | Vegetation¦Treefellintoline¦ConductorOverhead¦Brokenwireonground
20-0025258 | Unknown Cause | Patrol - found nothing |  |  | 2020 | Tier 3 - Extreme | Distribution Circuit | 2 | 24 | 2020-02-24 | 803053 | Sus | N | UnknownCause¦Patrolfoundnothing¦¦
20-0027988 | Unknown Cause | Patrol - found nothing |  |  | 2020 | Tier 2 - Elevated | Distribution Circuit | 3 | 2 | 2020-03-02 | 823357 | Sus | N | UnknownCause¦Patrolfoundnothing¦¦
20-0029754 | Equipment Failure/Involved | Overhead | Transformer | Leaking | 2020 | Tier 2 - Elevated | Transformer only | 3 | 7 | 2020-03-07 | 838066 | Sus | N | EquipmentFailureInvolved¦Overhead¦Transformer¦Leaking
20-0029782 | Vegetation | Tree - branch fell on line | Fuse | Failed/Faulted | 2020 | Tier 2 - Elevated | Distribution Circuit | 3 | 7 | 2020-03-07 | 838225 | Sus | N | Vegetation¦Treebranchfellonline¦Fuse¦FailedFaulted
20-0032259 | Vegetation | Tree - fell into line | Conductor, Overhead | Normal | 2020 | Tier 2 - Elevated | Distribution Circuit | 3 | 15 | 2020-03-15 | 851764 | Sus | N | Vegetation¦Treefellintoline¦ConductorOverhead¦Normal
20-0032774 | Vegetation | Tree - fell into line | Conductor, Overhead | Normal | 2020 | Tier 2 - Elevated | Distribution Circuit | 3 | 16 | 2020-03-16 | 854534 | Sus | N | Vegetation¦Treefellintoline¦ConductorOverhead¦Normal
20-0032838 | Vegetation | Tree - fell into line | Conductor, Overhead | Broken, wire on ground | 2020 | Tier 3 - Extreme | Distribution Circuit | 3 | 16 | 2020-03-16 | 854313 | Sus | N | Vegetation¦Treefellintoline¦ConductorOverhead¦Brokenwireonground
20-0033175 | Equipment Failure/Involved | Overhead | Other | Arcing | 2020 | Tier 3 - Extreme | Transformer only | 3 | 17 | 2020-03-17 | 856243 | Sus | N | EquipmentFailureInvolved¦Overhead¦Other¦Arcing
20-0034261 | Vegetation | Tree - fell into line | Conductor, Overhead | Broken, wire on ground | 2020 | Tier 3 - Extreme | Distribution Circuit | 3 | 19 | 2020-03-19 | 859002 | Sus | N | Vegetation¦Treefellintoline¦ConductorOverhead¦Brokenwireonground
20-0034350 | Unknown Cause | Patrol - found nothing |  |  | 2020 | Tier 3 - Extreme | Distribution Circuit | 3 | 19 | 2020-03-19 | 859086 | Sus | N | UnknownCause¦Patrolfoundnothing¦¦
20-0034375 | Vegetation | Tree - fell into line | Fuse | Failed/Faulted | 2020 | Tier 2 - Elevated | Distribution Circuit | 3 | 19 | 2020-03-19 | 859167 | Sus | N | Vegetation¦Treefellintoline¦Fuse¦FailedFaulted
20-0034806 | Vegetation | Tree - fell into line | Secondary | Broken, wire on ground | 2020 | Tier 3 - Extreme | Transformer only | 3 | 20 | 2020-03-20 | 859842 | Sus | N | Vegetation¦Treefellintoline¦Secondary¦Brokenwireonground
20-0037375 | Vegetation | Tree - grew into line | Conductor, Overhead | Normal | 2020 | Tier 2 - Elevated | Distribution Circuit | 3 | 31 | 2020-03-31 | 871694 | Sus | N | Vegetation¦Treegrewintoline¦ConductorOverhead¦Normal
20-0048603 | 3rd Party | Vehicle | Pole-Wood | Broken, wire on ground | 2020 | Tier 3 - Extreme | Distribution Circuit | 5 | 8 | 2020-05-08 | 909728 | Sus | Y | 3rdParty¦Vehicle¦PoleWood¦Brokenwireonground
20-0060746 | Vegetation | Tree - fell into line | Conductor, Overhead | Broken, wire on ground | 2020 | Tier 2 - Elevated | Distribution Circuit | 6 | 12 | 2020-06-12 | 938010 | Sus | Y | Vegetation¦Treefellintoline¦ConductorOverhead¦Brokenwireonground
20-0060843 | Environmental/External | Lightning | Transformer (OH) | Failed/Faulted | 2020 | Tier 2 - Elevated | Transformer only | 6 | 12 | 2020-06-12 | 938092 | Sus | Y | EnvironmentalExternal¦Lightning¦Transformer(OH)¦FailedFaulted
20-0073419 | Unknown Cause | Patrol - found nothing |  |  | 2020 | Tier 2 - Elevated | Distribution Circuit | 7 | 19 | 2020-07-19 | 967557 | Sus | Y | UnknownCause¦Patrolfoundnothing¦¦
20-0079819 | Equipment Failure/Involved | Overhead | Pole-Wood | Broken | 2020 | Tier 2 - Elevated | Distribution Circuit | 8 | 5 | 2020-08-05 | 978990 | Sus | Y | EquipmentFailureInvolved¦Overhead¦PoleWood¦Broken
20-0080466 | Equipment Failure/Involved | Overhead | Transformer (OH) | Leaking | 2020 | Tier 2 - Elevated | Distribution Circuit | 8 | 6 | 2020-08-06 | 980826 | Sus | Y | EquipmentFailureInvolved¦Overhead¦Transformer(OH)¦Leaking
20-0084176 | Unknown Cause | Patrol - not conducted |  |  | 2020 | Tier 3 - Extreme | Distribution Circuit | 8 | 14 | 2020-08-14 | 999219 | Sus | Y | UnknownCause¦Patrolnotconducted¦¦
20-0085041 | Equipment Failure/Involved | Overhead | Insulator | Broken, wire on ground | 2020 | Tier 2 - Elevated | Distribution Circuit | 8 | 16 | 2020-08-16 | 1013138 | Sus | Y | EquipmentFailureInvolved¦Overhead¦Insulator¦Brokenwireonground
20-0086263 | Unknown Cause | Patrol - found nothing |  |  | 2020 | Tier 2 - Elevated | Distribution Circuit | 8 | 17 | 2020-08-17 | 1017745 | Sus | Y | UnknownCause¦Patrolfoundnothing¦¦
20-0089783 | Environmental/External | Fire, Forest/Grass | Conductor, Overhead | Broken | 2020 | Tier 2 - Elevated | Distribution Circuit | 8 | 19 | 2020-08-19 | 1029416 | Sus | Y | EnvironmentalExternal¦FireForestGrass¦ConductorOverhead¦Broken
20-0090442 | Environmental/External | Fire, Forest/Grass | Conductor, Overhead | Deteriorated | 2020 | Tier 3 - Extreme | Distribution Circuit | 8 | 19 | 2020-08-19 | 1033330 | Sus | Y | EnvironmentalExternal¦FireForestGrass¦ConductorOverhead¦Deteriorated
20-0090459 | Environmental/External | Fire, Forest/Grass | Conductor, Overhead | Normal | 2020 | Tier 3 - Extreme | Distribution Circuit | 8 | 19 | 2020-08-19 | 1033351 | Sus | Y | EnvironmentalExternal¦FireForestGrass¦ConductorOverhead¦Normal
20-0091279 | Unknown Cause | Patrol - found nothing |  |  | 2020 | Tier 3 - Extreme | Distribution Circuit | 8 | 29 | 2020-08-29 | 1038088 | Sus | Y | UnknownCause¦Patrolfoundnothing¦¦
20-0092993 | Equipment Failure/Involved | Overhead | Bushing | Broken | 2020 | Tier 3 - Extreme | Transformer only | 9 | 3 | 2020-09-03 | 1051653 | Sus | Y | EquipmentFailureInvolved¦Overhead¦Bushing¦Broken
20-0095099 | Wildfire Mitigation | CWSP - Vegetation Removal | Conductor, Overhead | Normal | 2020 | Tier 2 - Elevated | Distribution Circuit | 9 | 8 | 2020-09-08 | 1061302 | Sus | Y | WildfireMitigation¦CWSPVegetationRemoval¦ConductorOverhead¦Normal
20-0096220 | Environmental/External | Fire, Forest/Grass | Transformer | Normal | 2020 | Tier 3 - Extreme | Transformer only | 8 | 19 | 2020-08-19 | 1063994 | Sus | Y | EnvironmentalExternal¦FireForestGrass¦Transformer¦Normal
20-0102632 | Unknown Cause | Patrol - found nothing |  |  | 2020 | Tier 2 - Elevated | Transmission line | 9 | 28 | 2020-09-28 | 1097205 | Sus | Y | UnknownCause¦Patrolfoundnothing¦¦
20-0104800 | Equipment Failure/Involved | Overhead | Transformer (OH) | Arcing | 2020 | Tier 3 - Extreme | Transformer only | 10 | 3 | 2020-10-03 | 1109714 | Sus | Y | EquipmentFailureInvolved¦Overhead¦Transformer(OH)¦Arcing
20-0107349 | Animal | Other | Pole-Wood | Broken, wire on ground | 2020 | Tier 2 - Elevated | Distribution Circuit | 10 | 11 | 2020-10-11 | 1115315 | Sus | Y | Animal¦Other¦PoleWood¦Brokenwireonground
20-0111115 | Equipment Failure/Involved | Overhead | Transformer (OH) | Broken | 2020 | Tier 2 - Elevated | Transformer only | 10 | 21 | 2020-10-21 | 1122051 | Sus | Y | EquipmentFailureInvolved¦Overhead¦Transformer(OH)¦Broken
20-0113355 | Unknown Cause | Patrol - found nothing |  |  | 2020 | Tier 2 - Elevated | Distribution Circuit | 10 | 25 | 2020-10-25 | 1127089 | Sus | Y | UnknownCause¦Patrolfoundnothing¦¦
20-0113443 | Vegetation | Tree - fell into line | Conductor, Overhead | Broken, wire on ground | 2020 | Tier 2 - Elevated | Distribution Circuit | 10 | 26 | 2020-10-26 | 1128646 | Sus | Y | Vegetation¦Treefellintoline¦ConductorOverhead¦Brokenwireonground
20-0114100 | Vegetation | Tree - branch fell on line | Conductor, Overhead | Normal | 2020 | Tier 3 - Extreme | Distribution Circuit | 10 | 27 | 2020-10-27 | 1130173 | Sus | Y | Vegetation¦Treebranchfellonline¦ConductorOverhead¦Normal
20-0115860 | Vegetation | Tree - fell into line | Conductor, Overhead | Together | 2020 | Tier 2 - Elevated | Distribution Circuit | 11 | 2 | 2020-11-02 | 1133590 | Sus | Y | Vegetation¦Treefellintoline¦ConductorOverhead¦Together
20-0118488 | Vegetation | Tree - fell into line | Conductor, Overhead | Broken, wire on ground | 2020 | Tier 2 - Elevated | Distribution Circuit | 11 | 8 | 2020-11-08 | 1139343 | Sus | Y | Vegetation¦Treefellintoline¦ConductorOverhead¦Brokenwireonground
20-0119376 | Unknown Cause | Patrol - found nothing |  |  | 2020 | Tier 2 - Elevated | Distribution Circuit | 11 | 10 | 2020-11-10 | 1141189 | Sus | Y | UnknownCause¦Patrolfoundnothing¦¦
20-0119597 | Unknown Cause | Patrol - found nothing |  |  | 2020 | Tier 2 - Elevated | Distribution Circuit | 11 | 11 | 2020-11-11 | 1141671 | Sus | Y | UnknownCause¦Patrolfoundnothing¦¦
20-0125607 | Equipment Failure/Involved | Overhead | Transformer (OH) | Broken | 2020 | Tier 2 - Elevated | Transformer only | 11 | 28 | 2020-11-28 | 1155522 | Sus | Y | EquipmentFailureInvolved¦Overhead¦Transformer(OH)¦Broken
20-0131792 | Equipment Failure/Involved | Overhead | Conductor, Overhead | Arcing | 2020 | Tier 3 - Extreme | Distribution Circuit | 12 | 25 | 2020-12-25 | 1198674 | Sus | N | EquipmentFailureInvolved¦Overhead¦ConductorOverhead¦Arcing
20-0131850 | Unknown Cause | Patrol - not conducted |  |  | 2020 | Tier 2 - Elevated | Distribution Circuit | 12 | 26 | 2020-12-26 | 1198869 | Sus | N | UnknownCause¦Patrolnotconducted¦¦
21-0011198 | Vegetation | Tree - branch fell on line | Conductor, Overhead | Broken, wire on ground | 2021 | Tier 3 - Extreme | Distribution Circuit | 1 | 19 | 2021-01-19 | 1218104 | Sus | N | Vegetation¦Treebranchfellonline¦ConductorOverhead¦Brokenwireonground
21-0013192 | Unknown Cause | Patrol - found nothing |  |  | 2021 | Tier 2 - Elevated | Distribution Circuit | 1 | 23 | 2021-01-23 | 1221586 | Sus | N | UnknownCause¦Patrolfoundnothing¦¦
21-0013262 | Unknown Cause | Patrol - found nothing |  |  | 2021 | Tier 2 - Elevated | Distribution Circuit | 1 | 22 | 2021-01-22 | 1221573 | Sus | N | UnknownCause¦Patrolfoundnothing¦¦
21-0013325 | Vegetation | Tree - fell into line | Pole-Wood | Broken, wire on ground | 2021 | Tier 2 - Elevated | Transformer only | 1 | 23 | 2021-01-23 | 1221888 | Sus | N | Vegetation¦Treefellintoline¦PoleWood¦Brokenwireonground
21-0013659 | Vegetation | Tree - fell into line | Conductor, Overhead | Bent or Twisted | 2021 | Tier 3 - Extreme | Distribution Circuit | 1 | 24 | 2021-01-24 | 1222948 | Sus | N | Vegetation¦Treefellintoline¦ConductorOverhead¦BentorTwisted
21-0013764 | Equipment Failure/Involved | Overhead | Other | Broken | 2021 | Tier 2 - Elevated | Distribution Circuit | 1 | 25 | 2021-01-25 | 1224072 | Sus | N | EquipmentFailureInvolved¦Overhead¦Other¦Broken
21-0016859 | Vegetation | Tree - fell into line | Conductor, Overhead | Broken, wire on ground | 2021 | Tier 2 - Elevated | Distribution Circuit | 1 | 27 | 2021-01-27 | 1237135 | Sus | N | Vegetation¦Treefellintoline¦ConductorOverhead¦Brokenwireonground
21-0017515 | Unknown Cause | Patrol - not conducted |  |  | 2021 | Tier 2 - Elevated | Distribution Circuit | 1 | 27 | 2021-01-27 | 1239597 | Sus | N | UnknownCause¦Patrolnotconducted¦¦
21-0018181 | Unknown Cause | Patrol - found nothing |  |  | 2021 | Tier 2 - Elevated | Distribution Circuit | 1 | 28 | 2021-01-28 | 1239848 | Sus | N | UnknownCause¦Patrolfoundnothing¦¦
21-0019265 | Equipment Failure/Involved | Overhead | Conductor, Overhead | On Ground | 2021 | Tier 3 - Extreme | Distribution Circuit | 1 | 26 | 2021-01-26 | 1243071 | Sus | N | EquipmentFailureInvolved¦Overhead¦ConductorOverhead¦OnGround
21-0020553 | Vegetation | Tree - branch fell on line | Conductor, Overhead | Normal | 2021 | Tier 2 - Elevated | Distribution Circuit | 2 | 1 | 2021-02-01 | 1245321 | Sus | N | Vegetation¦Treebranchfellonline¦ConductorOverhead¦Normal
21-0021037 | Unknown Cause | Patrol - found nothing |  |  | 2021 | Tier 2 - Elevated | Distribution Circuit | 2 | 2 | 2021-02-02 | 1246081 | Sus | N | UnknownCause¦Patrolfoundnothing¦¦
21-0022239 | Unknown Cause | Patrol - found nothing |  |  | 2021 | Tier 2 - Elevated | Distribution Circuit | 2 | 5 | 2021-02-05 | 1248431 | Sus | N | UnknownCause¦Patrolfoundnothing¦¦
21-0022720 | Unknown Cause | Patrol - found nothing |  |  | 2021 | Tier 2 - Elevated | Distribution Circuit | 2 | 6 | 2021-02-06 | 1249783 | Sus | N | UnknownCause¦Patrolfoundnothing¦¦
21-0039582 | Equipment Failure/Involved | Overhead | Crossarm, Wood | Broken | 2021 | Tier 2 - Elevated | Distribution Circuit | 3 | 22 | 2021-03-22 | 1292666 | Sus | N | EquipmentFailureInvolved¦Overhead¦CrossarmWood¦Broken
21-0061807 | Equipment Failure/Involved | Overhead | Crossarm, Wood | Broken | 2021 | Tier 2 - Elevated | Distribution Circuit | 5 | 15 | 2021-05-15 | 1349974 | Sus | Y | EquipmentFailureInvolved¦Overhead¦CrossarmWood¦Broken
21-0064090 | Vegetation | Tree - branch fell on line | Conductor, Overhead | Broken, wire on ground | 2021 | Tier 2 - Elevated | Distribution Circuit | 5 | 20 | 2021-05-20 | 1354767 | Sus | Y | Vegetation¦Treebranchfellonline¦ConductorOverhead¦Brokenwireonground
21-0071336 | 3rd Party | Vehicle | Pole-Wood | Broken, wire on ground | 2021 | Tier 3 - Extreme | Distribution Circuit | 6 | 8 | 2021-06-08 | 1368172 | Sus | Y | 3rdParty¦Vehicle¦PoleWood¦Brokenwireonground
21-0075101 | Environmental/External | Fire, Forest/Grass | Conductor, Overhead | Normal | 2021 | Tier 2 - Elevated | Distribution Circuit | 6 | 16 | 2021-06-16 | 1375410 | Sus | Y | EnvironmentalExternal¦FireForestGrass¦ConductorOverhead¦Normal
21-0079733 | Animal | Squirrel | Lightning Arrestor | Normal | 2021 | Tier 2 - Elevated | Distribution Circuit | 6 | 25 | 2021-06-25 | 1384577 | Sus | Y | Animal¦Squirrel¦LightningArrestor¦Normal
21-0080122 | Equipment Failure/Involved | Electrical Overload | Transformer | Failed/Faulted | 2021 | Tier 2 - Elevated | Transformer only | 6 | 25 | 2021-06-25 | 1385362 | Sus | Y | EquipmentFailureInvolved¦ElectricalOverload¦Transformer¦FailedFaulted
21-0084789 | Vegetation | Tree - fell into line | Conductor, Overhead | Normal | 2021 | Tier 3 - Extreme | Transmission line | 7 | 4 | 2021-07-04 | 1391945 | Sus | Y | Vegetation¦Treefellintoline¦ConductorOverhead¦Normal
21-0098514 | Equipment Failure/Involved | Overhead | Pole-Wood | Deteriorated | 2021 | Tier 3 - Extreme | Transformer only | 8 | 2 | 2021-08-02 | 1428881 | Sus | Y | EquipmentFailureInvolved¦Overhead¦PoleWood¦Deteriorated
21-0104405 | Vegetation | Tree - branch fell on line | Secondary | Broken | 2021 | Tier 2 - Elevated | Transformer only | 8 | 13 | 2021-08-13 | 1442224 | Sus | Y | Vegetation¦Treebranchfellonline¦Secondary¦Broken
21-0104481 | Animal | Bird found | Conductor, Overhead | Together | 2021 | Tier 2 - Elevated | Distribution Circuit | 8 | 14 | 2021-08-14 | 1442383 | Sus | Y | Animal¦Birdfound¦ConductorOverhead¦Together
21-0108934 | Equipment Failure/Involved | Overhead | Jumper | Burned Open | 2021 | Tier 3 - Extreme | Distribution Circuit | 8 | 25 | 2021-08-25 | 1452522 | Sus | Y | EquipmentFailureInvolved¦Overhead¦Jumper¦BurnedOpen
21-0118278 | 3rd Party | Tree - cutting, 3rd party | Conductor, Overhead | Broken, wire on ground | 2021 | Tier 2 - Elevated | Distribution Circuit | 9 | 16 | 2021-09-16 | 1473025 | Sus | Y | 3rdParty¦Treecutting3rdparty¦ConductorOverhead¦Brokenwireonground
21-0119362 | Unknown Cause | Patrol - found nothing |  |  | 2021 | Tier 2 - Elevated | Distribution Circuit | 9 | 18 | 2021-09-18 | 1474676 | Sus | Y | UnknownCause¦Patrolfoundnothing¦¦
21-0121542 | Animal | Squirrel | Fuse | Normal | 2021 | Tier 2 - Elevated | Distribution Circuit | 9 | 23 | 2021-09-23 | 1478733 | Sus | Y | Animal¦Squirrel¦Fuse¦Normal
21-0134618 | Vegetation | Tree - fell into line | Crossarm, Wood | Broken, wire on ground | 2021 | Tier 3 - Extreme | Distribution Circuit | 10 | 20 | 2021-10-20 | 1503880 | Sus | Y | Vegetation¦Treefellintoline¦CrossarmWood¦Brokenwireonground
21-0135102 | Equipment Failure/Involved | Fire, pole | Insulator | Burned/flashed | 2021 | Tier 2 - Elevated | Distribution Circuit | 10 | 22 | 2021-10-22 | 1505793 | Sus | Y | EquipmentFailureInvolved¦Firepole¦Insulator¦Burnedflashed
21-0136489 | Unknown Cause | Patrol - found nothing |  |  | 2021 | Tier 2 - Elevated | Distribution Circuit | 10 | 24 | 2021-10-24 | 1510481 | Sus | Y | UnknownCause¦Patrolfoundnothing¦¦
21-0137177 | Vegetation | Tree - fell into line | Conductor, Overhead | Normal | 2021 | Tier 3 - Extreme | Distribution Circuit | 10 | 24 | 2021-10-24 | 1512590 | Sus | Y | Vegetation¦Treefellintoline¦ConductorOverhead¦Normal
21-0137685 | Equipment Failure/Involved | Overhead | Crossarm, Wood | Broken | 2021 | Tier 2 - Elevated | Distribution Circuit | 10 | 25 | 2021-10-25 | 1519804 | Sus | Y | EquipmentFailureInvolved¦Overhead¦CrossarmWood¦Broken
21-0137727 | Equipment Failure/Involved | Overhead | Conductor, Overhead | Broken | 2021 | Tier 3 - Extreme | Distribution Circuit | 10 | 24 | 2021-10-24 | 1514058 | Sus | Y | EquipmentFailureInvolved¦Overhead¦ConductorOverhead¦Broken
21-0139125 | Vegetation | Tree - branch fell on line | Conductor, Overhead | Broken | 2021 | Tier 3 - Extreme | Distribution Circuit | 10 | 27 | 2021-10-27 | 1523683 | Sus | Y | Vegetation¦Treebranchfellonline¦ConductorOverhead¦Broken
21-0143764 | Unknown Cause | Patrol - found nothing |  |  | 2021 | Tier 2 - Elevated | Distribution Circuit | 11 | 9 | 2021-11-09 | 1538365 | Sus | Y | UnknownCause¦Patrolfoundnothing¦¦
21-0149207 | Animal | Squirrel | Fuse | Normal | 2021 | Tier 2 - Elevated | Distribution Circuit | 11 | 21 | 2021-11-21 | 1552576 | Sus | Y | Animal¦Squirrel¦Fuse¦Normal
21-0158084 | Unknown Cause | Patrol - found nothing |  |  | 2021 | Tier 3 - Extreme | Distribution Circuit | 12 | 14 | 2021-12-14 | 1570505 | Sus | N | UnknownCause¦Patrolfoundnothing¦¦
21-0158149 | Vegetation | Tree - branch fell on line | Conductor, Overhead | Broken, wire on ground | 2021 | Tier 2 - Elevated | Distribution Circuit | 12 | 14 | 2021-12-14 | 1569810 | Sus | N | Vegetation¦Treebranchfellonline¦ConductorOverhead¦Brokenwireonground
21-0158497 | Vegetation | Tree - fell into line | Transformer (OH) | Broken, wire on ground | 2021 | Tier 3 - Extreme | Distribution Circuit | 12 | 14 | 2021-12-14 | 1569317 | Sus | N | Vegetation¦Treefellintoline¦Transformer(OH)¦Brokenwireonground
21-0158604 | Vegetation | Tree - branch fell on line | Conductor, Overhead | Broken, wire on ground | 2021 | Tier 3 - Extreme | Distribution Circuit | 12 | 15 | 2021-12-15 | 1572991 | Sus | N | Vegetation¦Treebranchfellonline¦ConductorOverhead¦Brokenwireonground
21-0159970 | Equipment Failure/Involved | Overhead | Transformer (OH) | Failed/Faulted | 2021 | Tier 2 - Elevated | Transformer only | 12 | 21 | 2021-12-21 | 1578549 | Sus | N | EquipmentFailureInvolved¦Overhead¦Transformer(OH)¦FailedFaulted
21-0160661 | Environmental/External | Lightning | Transformer (OH) | Failed/Faulted | 2021 | Tier 2 - Elevated | Transformer only | 12 | 25 | 2021-12-25 | 1581698 | Sus | N | EnvironmentalExternal¦Lightning¦Transformer(OH)¦FailedFaulted
21-0161155 | Vegetation | Tree - branch fell on line | Conductor, Overhead | Normal | 2021 | Tier 2 - Elevated | Distribution Circuit | 12 | 27 | 2021-12-27 | 1585965 | Sus | N | Vegetation¦Treebranchfellonline¦ConductorOverhead¦Normal
21-0161884 | Unknown Cause | Patrol - found nothing |  |  | 2021 | Tier 3 - Extreme | Distribution Circuit | 12 | 25 | 2021-12-25 | 1590095 | Sus | N | UnknownCause¦Patrolfoundnothing¦¦
22-0007564 | Vegetation | Tree - fell into line | Pole-Wood | Broken | 2022 | Tier 2 - Elevated | Distribution Circuit | 1 | 4 | 2022-01-04 | 1596059 | Sus | N | Vegetation¦Treefellintoline¦PoleWood¦Broken
22-0007786 | Environmental/External | Ice or snow | Jumper | Broken | 2022 | Tier 2 - Elevated | Distribution Circuit | 1 | 8 | 2022-01-08 | 1598819 | Sus | N | EnvironmentalExternal¦Iceorsnow¦Jumper¦Broken
22-0018937 | Equipment Failure/Involved | Overhead | Transformer (OH) | Broken | 2022 | Tier 2 - Elevated | Transformer only | 2 | 4 | 2022-02-04 | 1621536 | Sus | N | EquipmentFailureInvolved¦Overhead¦Transformer(OH)¦Broken
22-0022967 | Equipment Failure/Involved | Electrical Overload | Transformer | Broken | 2022 | Tier 2 - Elevated | Transformer only | 2 | 16 | 2022-02-16 | 1628425 | Sus | N | EquipmentFailureInvolved¦ElectricalOverload¦Transformer¦Broken
22-0031174 | Equipment Failure/Involved | Overhead | Connector or Splice (OH) | Deteriorated | 2022 | Tier 2 - Elevated | Transformer only | 3 | 8 | 2022-03-08 | 1644738 | Sus | N | EquipmentFailureInvolved¦Overhead¦ConnectororSplice(OH)¦Deteriorated
22-0050582 | Equipment Failure/Involved | Electrical Overload | Insulator | Broken | 2022 | Tier 2 - Elevated | Distribution Circuit | 4 | 16 | 2022-04-16 | 1674520 | Sus | N | EquipmentFailureInvolved¦ElectricalOverload¦Insulator¦Broken
22-0050644 | Unknown Cause | Patrol - found nothing |  |  | 2022 | Tier 2 - Elevated | Transformer only | 4 | 16 | 2022-04-16 | 1674577 | Sus | N | UnknownCause¦Patrolfoundnothing¦¦
22-0051115 | Unknown Cause | Patrol - found nothing |  |  | 2022 | Tier 2 - Elevated | Transformer only | 4 | 18 | 2022-04-18 | 1675861 | Sus | N | UnknownCause¦Patrolfoundnothing¦¦
22-0052921 | Unknown Cause | Patrol - not conducted |  |  | 2022 | Tier 2 - Elevated | Distribution Circuit | 4 | 21 | 2022-04-21 | 1678626 | Sus | N | UnknownCause¦Patrolnotconducted¦¦
22-0061831 | Equipment Failure/Involved | Overhead | Transformer (OH) | Failed/Faulted | 2022 | Tier 3 - Extreme | Transformer only | 5 | 13 | 2022-05-13 | 1695398 | Sus | Y | EquipmentFailureInvolved¦Overhead¦Transformer(OH)¦FailedFaulted
22-0077895 | Equipment Failure/Involved | Overhead | Service conductor | Broken | 2022 | Tier 2 - Elevated | Transformer only | 6 | 23 | 2022-06-23 | 1740293 | Sus | Y | EquipmentFailureInvolved¦Overhead¦Serviceconductor¦Broken
22-0078456 | Equipment Failure/Involved | Overhead | Insulator | Broken | 2022 | Tier 3 - Extreme | Distribution Circuit | 6 | 25 | 2022-06-25 | 1741927 | Sus | Y | EquipmentFailureInvolved¦Overhead¦Insulator¦Broken
22-0080829 | Vegetation | Tree - fell into line | Conductor, Overhead | Broken, wire on ground | 2022 | Tier 2 - Elevated | Distribution Circuit | 6 | 30 | 2022-06-30 | 1746788 | Sus | Y | Vegetation¦Treefellintoline¦ConductorOverhead¦Brokenwireonground
22-0081625 | Unknown Cause | Patrol - found nothing |  |  | 2022 | Tier 2 - Elevated | Distribution Circuit | 7 | 4 | 2022-07-04 | 1748595 | Sus | Y | UnknownCause¦Patrolfoundnothing¦¦
22-0084963 | Unknown Cause | Patrol - found nothing |  |  | 2022 | Tier 3 - Extreme | Distribution Circuit | 7 | 13 | 2022-07-13 | 1755537 | Sus | Y | UnknownCause¦Patrolfoundnothing¦¦
22-0086367 | Unknown Cause | Patrol - found nothing |  |  | 2022 | Tier 3 - Extreme | Distribution Circuit | 7 | 18 | 2022-07-18 | 1758895 | Sus | Y | UnknownCause¦Patrolfoundnothing¦¦
22-0095395 | Equipment Failure/Involved | Overhead | Transformer (OH) | Failed/Faulted | 2022 | Tier 2 - Elevated | Distribution Circuit | 8 | 9 | 2022-08-09 | 1776993 | Sus | Y | EquipmentFailureInvolved¦Overhead¦Transformer(OH)¦FailedFaulted
22-0096366 | Vegetation | Tree - branch fell on line | Conductor, Overhead | Normal | 2022 | Tier 2 - Elevated | Distribution Circuit | 8 | 11 | 2022-08-11 | 1778817 | Sus | Y | Vegetation¦Treebranchfellonline¦ConductorOverhead¦Normal
22-0099382 | 3rd Party | Vehicle | Pole-Wood | Broken, wire on ground | 2022 | Tier 2 - Elevated | Distribution Circuit | 8 | 18 | 2022-08-18 | 1784595 | Sus | Y | 3rdParty¦Vehicle¦PoleWood¦Brokenwireonground
22-0099569 | Unknown Cause | Patrol - found nothing |  |  | 2022 | Tier 3 - Extreme | Transformer only | 8 | 18 | 2022-08-18 | 1784803 | Sus | Y | UnknownCause¦Patrolfoundnothing¦¦
22-0100134 | Vegetation | Tree - branch fell on line | Fuse | Normal | 2022 | Tier 3 - Extreme | Distribution Circuit | 8 | 20 | 2022-08-20 | 1786205 | Sus | Y | Vegetation¦Treebranchfellonline¦Fuse¦Normal
22-0107470 | Unknown Cause | Patrol - found nothing |  |  | 2022 | Tier 3 - Extreme | Distribution Circuit | 9 | 7 | 2022-09-07 | 1804529 | Sus | Y | UnknownCause¦Patrolfoundnothing¦¦
22-0107624 | Vegetation | Tree - fell into line | Conductor, Overhead | Normal | 2022 | Tier 2 - Elevated | Distribution Circuit | 9 | 7 | 2022-09-07 | 1805099 | Sus | Y | Vegetation¦Treefellintoline¦ConductorOverhead¦Normal
22-0108009 | Environmental/External | Fire, Forest/Grass | Other | Burned/flashed | 2022 | Tier 3 - Extreme | Distribution Circuit | 9 | 8 | 2022-09-08 | 1805961 | Sus | Y | EnvironmentalExternal¦FireForestGrass¦Other¦Burnedflashed
22-0109346 | Unknown Cause | Patrol - found nothing |  |  | 2022 | Tier 3 - Extreme | Distribution Circuit | 9 | 12 | 2022-09-12 | 1809188 | Sus | Y | UnknownCause¦Patrolfoundnothing¦¦
22-0112654 | Environmental/External | Fire, Forest/Grass | Secondary | Burned/flashed | 2022 | Tier 3 - Extreme | Distribution Circuit | 9 | 20 | 2022-09-20 | 1817379 | Sus | Y | EnvironmentalExternal¦FireForestGrass¦Secondary¦Burnedflashed
22-0117520 | Unknown Cause | Patrol - found nothing |  |  | 2022 | Tier 2 - Elevated | Distribution Circuit | 10 | 4 | 2022-10-04 | 1827407 | Sus | Y | UnknownCause¦Patrolfoundnothing¦¦
22-0125747 | Equipment Failure/Involved | Overhead | Cutout, fuse holder | Burned/flashed | 2022 | Tier 2 - Elevated | Distribution Circuit | 10 | 28 | 2022-10-28 | 1847593 | Sus | Y | EquipmentFailureInvolved¦Overhead¦Cutoutfuseholder¦Burnedflashed
22-0128207 | Unknown Cause | Patrol - found nothing |  |  | 2022 | Tier 2 - Elevated | Distribution Circuit | 11 | 5 | 2022-11-05 | 1854891 | Sus | Y | UnknownCause¦Patrolfoundnothing¦¦
22-0130557 | Animal | Bird found | Bushing | Burned/flashed | 2022 | Tier 2 - Elevated | Distribution Circuit | 11 | 12 | 2022-11-12 | 1861025 | Sus | Y | Animal¦Birdfound¦Bushing¦Burnedflashed
22-0130893 | 3rd Party | Vehicle | Pole-Wood | Broken, wire on ground | 2022 | Tier 2 - Elevated | Distribution Circuit | 11 | 14 | 2022-11-14 | 1862311 | Sus | Y | 3rdParty¦Vehicle¦PoleWood¦Brokenwireonground
22-0135285 | Equipment Failure/Involved | Overhead | Fuse | Normal | 2022 | Tier 3 - Extreme | Transformer only | 11 | 30 | 2022-11-30 | 1872372 | Sus | Y | EquipmentFailureInvolved¦Overhead¦Fuse¦Normal
22-0138057 | Vegetation | Tree - fell into line | Conductor, Overhead | Burned/flashed | 2022 | Tier 2 - Elevated | Distribution Circuit | 12 | 10 | 2022-12-10 | 1880296 | Sus | N | Vegetation¦Treefellintoline¦ConductorOverhead¦Burnedflashed
22-0141409 | Vegetation | Tree - fell into line | Conductor, Overhead | On Ground | 2022 | Tier 2 - Elevated | Distribution Circuit | 12 | 27 | 2022-12-27 | 1897910 | Sus | N | Vegetation¦Treefellintoline¦ConductorOverhead¦OnGround
22-0141696 | Unknown Cause | Patrol - found nothing |  |  | 2022 | Tier 2 - Elevated | Distribution Circuit | 12 | 27 | 2022-12-27 | 1898986 | Sus | N | UnknownCause¦Patrolfoundnothing¦¦
22-0142708 | Vegetation | Tree - bark fell into line | Fuse | Burned Open | 2022 | Tier 3 - Extreme | Transformer only | 12 | 31 | 2022-12-31 | 1905009 | Sus | N | Vegetation¦Treebarkfellintoline¦Fuse¦BurnedOpen
23-0004321 | Unknown Cause | Patrol - found nothing |  |  | 2022 | Tier 3 - Extreme | Distribution Circuit | 12 | 31 | 2022-12-31 | 1907360 | Sus | N | UnknownCause¦Patrolfoundnothing¦¦
15-0002096 | Vegetation | Tree - fell into line | Conductor, Overhead | Broken, wire on ground | 2015 | Tier 3 - Extreme | Distribution Circuit | 1 | 1 | 2015-01-01 | 1157913 | Sus | N | Vegetation¦Treefellintoline¦ConductorOverhead¦Brokenwireonground
15-0011742 | Vegetation | Tree - fell into line | Conductor, Overhead | Broken | 2015 | Tier 2 - Elevated | Distribution Circuit | 2 | 8 | 2015-02-08 | 1183138 | Sus | N | Vegetation¦Treefellintoline¦ConductorOverhead¦Broken
15-0012978 | Equipment Failure/Involved | Other | Pole-Wood | Broken | 2015 | Tier 3 - Extreme | Distribution Circuit | 2 | 12 | 2015-02-12 | 1188959 | Sus | N | EquipmentFailureInvolved¦Other¦PoleWood¦Broken
15-0016311 | Vegetation | Tree - branch fell on line | Fuse | Failed/Faulted | 2015 | Tier 3 - Extreme | Distribution Circuit | 2 | 27 | 2015-02-27 | 1197016 | Sus | N | Vegetation¦Treebranchfellonline¦Fuse¦FailedFaulted
15-0016385 | Equipment Failure/Involved | Lightning | Transformer | Failed/Faulted | 2015 | Tier 3 - Extreme | Transformer only | 2 | 28 | 2015-02-28 | 1197239 | Sus | N | EquipmentFailureInvolved¦Lightning¦Transformer¦FailedFaulted
15-0027181 | Equipment Failure/Involved | Other | Transformer | Deteriorated | 2015 | Tier 2 - Elevated | Transformer only | 4 | 16 | 2015-04-16 | 1220348 | Sus | N | EquipmentFailureInvolved¦Other¦Transformer¦Deteriorated
15-0032542 | Vegetation | Tree - branch fell on line | Fuse | Failed/Faulted | 2015 | Tier 3 - Extreme | Distribution Circuit | 5 | 7 | 2015-05-07 | 1230762 | Sus | Y | Vegetation¦Treebranchfellonline¦Fuse¦FailedFaulted
15-0037551 | Vegetation | Tree - fell into line | Conductor, Overhead | Normal | 2015 | Tier 3 - Extreme | Distribution Circuit | 6 | 1 | 2015-06-01 | 1241955 | Sus | Y | Vegetation¦Treefellintoline¦ConductorOverhead¦Normal
15-0038948 | Unknown Cause | Patrol - not conducted |  |  | 2015 | Tier 2 - Elevated | Distribution Circuit | 6 | 5 | 2015-06-05 | 1244462 | Sus | Y | UnknownCause¦Patrolnotconducted¦¦
15-0040967 | Equipment Failure/Involved | Overhead | Pole-Wood | Broken | 2015 | Tier 2 - Elevated | Distribution Circuit | 6 | 15 | 2015-06-15 | 1250905 | Sus | Y | EquipmentFailureInvolved¦Overhead¦PoleWood¦Broken
15-0042431 | Animal | Squirrel | Transformer | Failed/Faulted | 2015 | Tier 3 - Extreme | Transformer only | 6 | 22 | 2015-06-22 | 1254385 | Sus | Y | Animal¦Squirrel¦Transformer¦FailedFaulted
15-0043135 | Unknown Cause | Patrol - found nothing |  |  | 2015 | Tier 2 - Elevated | Distribution Circuit | 6 | 24 | 2015-06-24 | 1255903 | Sus | Y | UnknownCause¦Patrolfoundnothing¦¦
15-0043662 | Vegetation | Tree - fell into line | Conductor, Overhead | Normal | 2015 | Tier 3 - Extreme | Distribution Circuit | 6 | 26 | 2015-06-26 | 1257333 | Sus | Y | Vegetation¦Treefellintoline¦ConductorOverhead¦Normal
15-0043691 | Unknown Cause | Patrol - found nothing |  |  | 2015 | Tier 2 - Elevated | Distribution Circuit | 6 | 26 | 2015-06-26 | 1257504 | Sus | Y | UnknownCause¦Patrolfoundnothing¦¦
15-0045288 | Unknown Cause | Patrol - found nothing |  |  | 2015 | Tier 3 - Extreme | Distribution Circuit | 7 | 3 | 2015-07-03 | 1262264 | Sus | Y | UnknownCause¦Patrolfoundnothing¦¦
15-0047517 | Unknown Cause | Patrol - found nothing |  |  | 2015 | Tier 2 - Elevated | Distribution Circuit | 7 | 14 | 2015-07-14 | 1268268 | Sus | Y | UnknownCause¦Patrolfoundnothing¦¦
15-0048953 | Environmental/External | Lightning | Fuse | Failed/Faulted | 2015 | Tier 2 - Elevated | Distribution Circuit | 7 | 19 | 2015-07-19 | 1271984 | Sus | Y | EnvironmentalExternal¦Lightning¦Fuse¦FailedFaulted
15-0052723 | Animal | Squirrel | Cutout, fuse holder | Failed/Faulted | 2015 | Tier 2 - Elevated | Transformer only | 8 | 4 | 2015-08-04 | 1282649 | Sus | Y | Animal¦Squirrel¦Cutoutfuseholder¦FailedFaulted
15-0058273 | Vegetation | Tree - fell into line | Conductor, Overhead | Broken, wire on ground | 2015 | Tier 2 - Elevated | Distribution Circuit | 8 | 30 | 2015-08-30 | 1297344 | Sus | Y | Vegetation¦Treefellintoline¦ConductorOverhead¦Brokenwireonground
15-0062248 | Environmental/External | Fire, Forest/Grass | Pole-Wood | Burned/flashed | 2015 | Tier 2 - Elevated | Distribution Circuit | 9 | 19 | 2015-09-19 | 1308483 | Sus | Y | EnvironmentalExternal¦FireForestGrass¦PoleWood¦Burnedflashed
15-0062822 | Vegetation | Tree - fell into line | Conductor, Overhead | On Ground | 2015 | Tier 2 - Elevated | Distribution Circuit | 9 | 23 | 2015-09-23 | 1310592 | Sus | Y | Vegetation¦Treefellintoline¦ConductorOverhead¦OnGround
15-0069591 | Equipment Failure/Involved | Overhead | Pole-Wood | Broken | 2015 | Tier 2 - Elevated | Transformer only | 10 | 12 | 2015-10-12 | 1320541 | Sus | Y | EquipmentFailureInvolved¦Overhead¦PoleWood¦Broken
15-0071237 | Environmental/External | Lightning | Transformer | Failed/Faulted | 2015 | Tier 2 - Elevated | Transformer only | 10 | 17 | 2015-10-17 | 1324138 | Sus | Y | EnvironmentalExternal¦Lightning¦Transformer¦FailedFaulted
15-0074315 | Vegetation | Tree - fell into line | Conductor, Overhead | Normal | 2015 | Tier 2 - Elevated | Distribution Circuit | 10 | 30 | 2015-10-30 | 1331670 | Sus | Y | Vegetation¦Treefellintoline¦ConductorOverhead¦Normal
15-0075358 | Unknown Cause | Patrol - found nothing |  |  | 2015 | Tier 2 - Elevated | Distribution Circuit | 11 | 3 | 2015-11-03 | 1334813 | Sus | Y | UnknownCause¦Patrolfoundnothing¦¦
15-0076694 | Equipment Failure/Involved | Overhead | Secondary | Broken, wire on ground | 2015 | Tier 2 - Elevated | Transformer only | 11 | 9 | 2015-11-09 | 1338104 | Sus | Y | EquipmentFailureInvolved¦Overhead¦Secondary¦Brokenwireonground
15-0078528 | Unknown Cause | Patrol - found nothing |  |  | 2015 | Tier 2 - Elevated | Distribution Circuit | 11 | 17 | 2015-11-17 | 1343816 | Sus | Y | UnknownCause¦Patrolfoundnothing¦¦
15-0079019 | Vegetation | Tree - fell into line | Pole-Wood | Broken | 2015 | Tier 3 - Extreme | Distribution Circuit | 11 | 18 | 2015-11-18 | 1345070 | Sus | Y | Vegetation¦Treefellintoline¦PoleWood¦Broken
15-0079868 | 3rd Party | Tree - cutting, 3rd party | Conductor, Overhead | Broken, wire on ground | 2015 | Tier 3 - Extreme | Distribution Circuit | 11 | 21 | 2015-11-21 | 1346464 | Sus | Y | 3rdParty¦Treecutting3rdparty¦ConductorOverhead¦Brokenwireonground
15-0081656 | Animal | Squirrel | Transformer | Failed/Faulted | 2015 | Tier 2 - Elevated | Transformer only | 11 | 30 | 2015-11-30 | 1350336 | Sus | Y | Animal¦Squirrel¦Transformer¦FailedFaulted
15-0085022 | Vegetation | Tree - branch fell on line | Conductor, Overhead | Broken, wire on ground | 2015 | Tier 2 - Elevated | Distribution Circuit | 12 | 13 | 2015-12-13 | 1362477 | Sus | N | Vegetation¦Treebranchfellonline¦ConductorOverhead¦Brokenwireonground
15-0085041 | Unknown Cause | Patrol - found nothing |  |  | 2015 | Tier 2 - Elevated | Distribution Circuit | 12 | 13 | 2015-12-13 | 1361892 | Sus | N | UnknownCause¦Patrolfoundnothing¦¦
15-0086034 | Vegetation | Tree - branch fell on line | Conductor, Overhead | Normal | 2015 | Tier 2 - Elevated | Distribution Circuit | 12 | 17 | 2015-12-17 | 1365919 | Sus | N | Vegetation¦Treebranchfellonline¦ConductorOverhead¦Normal
15-0086571 | 3rd Party | Vehicle | Pole-Wood | Broken, wire on ground | 2015 | Tier 2 - Elevated | Transmission line | 12 | 22 | 2015-12-22 | 1368429 | Sus | N | 3rdParty¦Vehicle¦PoleWood¦Brokenwireonground
16-0004951 | Vegetation | Tree - branch fell on line | Conductor, Overhead | Normal | 2016 | Tier 3 - Extreme | Distribution Circuit | 1 | 13 | 2016-01-13 | 1382528 | Sus | N | Vegetation¦Treebranchfellonline¦ConductorOverhead¦Normal
16-0005568 | 3rd Party | Customer Equipment | Fuse | Failed/Faulted | 2016 | Tier 2 - Elevated | Distribution Circuit | 1 | 15 | 2016-01-15 | 1384420 | Sus | N | 3rdParty¦CustomerEquipment¦Fuse¦FailedFaulted
16-0009245 | Vegetation | Tree - fell into line | Conductor, Overhead | Broken, wire on ground | 2016 | Tier 2 - Elevated | Distribution Circuit | 1 | 29 | 2016-01-29 | 1394294 | Sus | N | Vegetation¦Treefellintoline¦ConductorOverhead¦Brokenwireonground
16-0009314 | Vegetation | Tree - branch fell on line | Cutout, fuse holder | Broken | 2016 | Tier 3 - Extreme | Transformer only | 1 | 30 | 2016-01-30 | 1394595 | Sus | N | Vegetation¦Treebranchfellonline¦Cutoutfuseholder¦Broken
16-0009449 | Vegetation | Tree - branch fell on line | Conductor, Overhead | Broken, wire on ground | 2016 | Tier 2 - Elevated | Distribution Circuit | 1 | 31 | 2016-01-31 | 1395033 | Sus | N | Vegetation¦Treebranchfellonline¦ConductorOverhead¦Brokenwireonground
16-0013725 | Environmental/External | Lightning | Insulator | Broken | 2016 | Tier 2 - Elevated | Distribution Circuit | 2 | 18 | 2016-02-18 | 1408023 | Sus | N | EnvironmentalExternal¦Lightning¦Insulator¦Broken
16-0013806 | Vegetation | Tree - branch fell on line | Conductor, Overhead | Broken, wire on ground | 2016 | Tier 2 - Elevated | Distribution Circuit | 2 | 18 | 2016-02-18 | 1408303 | Sus | N | Vegetation¦Treebranchfellonline¦ConductorOverhead¦Brokenwireonground
16-0017379 | Vegetation | Tree - fell into line | Conductor, Overhead | Together | 2016 | Tier 2 - Elevated | Distribution Circuit | 3 | 5 | 2016-03-05 | 1416241 | Sus | N | Vegetation¦Treefellintoline¦ConductorOverhead¦Together
16-0017610 | Vegetation | Tree - fell into line | Pole-Wood | Broken, wire on ground | 2016 | Tier 2 - Elevated | Distribution Circuit | 3 | 5 | 2016-03-05 | 1417544 | Sus | N | Vegetation¦Treefellintoline¦PoleWood¦Brokenwireonground
16-0018435 | Vegetation | Tree - branch fell on line | Conductor, Overhead | Broken, wire on ground | 2016 | Tier 3 - Extreme | Distribution Circuit | 3 | 6 | 2016-03-06 | 1421851 | Sus | N | Vegetation¦Treebranchfellonline¦ConductorOverhead¦Brokenwireonground
16-0019111 | Unknown Cause | Patrol - found nothing |  |  | 2016 | Tier 3 - Extreme | Distribution Circuit | 3 | 7 | 2016-03-07 | 1424369 | Sus | N | UnknownCause¦Patrolfoundnothing¦¦
16-0020071 | Unknown Cause | Patrol - not conducted |  |  | 2016 | Tier 3 - Extreme | Transformer only | 3 | 10 | 2016-03-10 | 1426539 | Sus | N | UnknownCause¦Patrolnotconducted¦¦
16-0023898 | Unknown Cause | Patrol - found nothing |  |  | 2016 | Tier 2 - Elevated | Distribution Circuit | 3 | 24 | 2016-03-24 | 1438215 | Sus | N | UnknownCause¦Patrolfoundnothing¦¦
16-0030924 | Vegetation | Tree - fell into line | Conductor, Overhead | Together | 2016 | Tier 2 - Elevated | Transformer only | 4 | 23 | 2016-04-23 | 1456625 | Sus | N | Vegetation¦Treefellintoline¦ConductorOverhead¦Together
16-0036577 | Unknown Cause | Patrol - found nothing |  |  | 2016 | Tier 2 - Elevated | Distribution Circuit | 5 | 17 | 2016-05-17 | 1471293 | Sus | Y | UnknownCause¦Patrolfoundnothing¦¦
16-0037628 | Environmental/External | Lightning | Transformer | Failed/Faulted | 2016 | Tier 3 - Extreme | Transformer only | 5 | 21 | 2016-05-21 | 1474520 | Sus | Y | EnvironmentalExternal¦Lightning¦Transformer¦FailedFaulted
16-0038102 | Unknown Cause | Patrol - found nothing |  |  | 2016 | Tier 2 - Elevated | Distribution Circuit | 5 | 24 | 2016-05-24 | 1475941 | Sus | Y | UnknownCause¦Patrolfoundnothing¦¦
16-0040585 | Vegetation | Tree - branch fell on line | Service conductor | Broken, wire on ground | 2016 | Tier 2 - Elevated | Transformer only | 6 | 2 | 2016-06-02 | 1481463 | Sus | Y | Vegetation¦Treebranchfellonline¦Serviceconductor¦Brokenwireonground
16-0042600 | Vegetation | Tree - fell into line | Conductor, Overhead | Normal | 2016 | Tier 2 - Elevated | Distribution Circuit | 6 | 11 | 2016-06-11 | 1487222 | Sus | Y | Vegetation¦Treefellintoline¦ConductorOverhead¦Normal
16-0042600 | Vegetation | Tree - fell into line | Conductor, Overhead | Normal | 2016 | Tier 2 - Elevated | Distribution Circuit | 6 | 11 | 2016-06-11 | 1487222 | Sus | Y | Vegetation¦Treefellintoline¦ConductorOverhead¦Normal
16-0044903 | Unknown Cause | Patrol - not conducted |  |  | 2016 | Tier 2 - Elevated | Distribution Circuit | 6 | 21 | 2016-06-21 | 1493555 | Sus | Y | UnknownCause¦Patrolnotconducted¦¦
16-0045290 | Unknown Cause | Patrol - found nothing |  |  | 2016 | Tier 2 - Elevated | Distribution Circuit | 6 | 23 | 2016-06-23 | 1494512 | Sus | Y | UnknownCause¦Patrolfoundnothing¦¦
16-0047753 | Equipment Failure/Involved | Underground | Elbow | Failed/Faulted | 2016 | Tier 3 - Extreme | Distribution Circuit | 7 | 4 | 2016-07-04 | 1500825 | Sus | Y | EquipmentFailureInvolved¦Underground¦Elbow¦FailedFaulted
16-0047846 | Unknown Cause | Patrol - found nothing |  |  | 2016 | Tier 3 - Extreme | Distribution Circuit | 7 | 5 | 2016-07-05 | 1501024 | Sus | Y | UnknownCause¦Patrolfoundnothing¦¦
16-0051963 | Equipment Failure/Involved | Overhead | Transformer (OH) | Failed/Faulted | 2016 | Tier 2 - Elevated | Transformer only | 7 | 22 | 2016-07-22 | 1514519 | Sus | Y | EquipmentFailureInvolved¦Overhead¦Transformer(OH)¦FailedFaulted
16-0057705 | Vegetation | Tree - branch fell on line | Conductor, Overhead | Normal | 2016 | Tier 2 - Elevated | Distribution Circuit | 8 | 16 | 2016-08-16 | 1527381 | Sus | Y | Vegetation¦Treebranchfellonline¦ConductorOverhead¦Normal
16-0062342 | Animal | Bird found | Fuse | Normal | 2016 | Tier 2 - Elevated | Distribution Circuit | 9 | 4 | 2016-09-04 | 1536678 | Sus | Y | Animal¦Birdfound¦Fuse¦Normal
16-0069975 | Equipment Failure/Involved | Overhead | Cutout, fuse holder | Broken | 2016 | Tier 2 - Elevated | Distribution Circuit | 10 | 5 | 2016-10-05 | 1553689 | Sus | Y | EquipmentFailureInvolved¦Overhead¦Cutoutfuseholder¦Broken
16-0071943 | Equipment Failure/Involved | Overhead | Transformer (OH) | Deteriorated | 2016 | Tier 2 - Elevated | Transformer only | 10 | 14 | 2016-10-14 | 1558164 | Sus | Y | EquipmentFailureInvolved¦Overhead¦Transformer(OH)¦Deteriorated
16-0072933 | Vegetation | Tree - fell into line | Conductor, Overhead | Broken, wire on ground | 2016 | Tier 3 - Extreme | Distribution Circuit | 10 | 16 | 2016-10-16 | 1562793 | Sus | Y | Vegetation¦Treefellintoline¦ConductorOverhead¦Brokenwireonground
16-0079451 | Vegetation | Tree - fell into line | Conductor, Overhead | Together | 2016 | Tier 2 - Elevated | Distribution Circuit | 11 | 12 | 2016-11-12 | 1580129 | Sus | Y | Vegetation¦Treefellintoline¦ConductorOverhead¦Together
16-0082409 | Vegetation | Tree - fell into line | Fuse | Failed/Faulted | 2016 | Tier 3 - Extreme | Distribution Circuit | 11 | 27 | 2016-11-27 | 1589618 | Sus | Y | Vegetation¦Treefellintoline¦Fuse¦FailedFaulted
16-0084890 | Vegetation | Tree - fell into line | Conductor, Overhead | Broken, wire on ground | 2016 | Tier 2 - Elevated | Distribution Circuit | 12 | 10 | 2016-12-10 | 1598235 | Sus | N | Vegetation¦Treefellintoline¦ConductorOverhead¦Brokenwireonground
16-0084969 | Equipment Failure/Involved | Overhead | Other | Failed/Faulted | 2016 | Tier 2 - Elevated | Distribution Circuit | 12 | 10 | 2016-12-10 | 1598675 | Sus | N | EquipmentFailureInvolved¦Overhead¦Other¦FailedFaulted
17-0003282 | Vegetation | Tree - fell into line | Conductor, Overhead | Normal | 2017 | Tier 3 - Extreme | Distribution Circuit | 1 | 3 | 2017-01-03 | 1616716 | Sus | N | Vegetation¦Treefellintoline¦ConductorOverhead¦Normal
17-0003349 | Equipment Failure/Involved | Overhead | Conductor, Overhead | Broken, wire on ground | 2017 | Tier 3 - Extreme | Distribution Circuit | 1 | 4 | 2017-01-04 | 1617325 | Sus | N | EquipmentFailureInvolved¦Overhead¦ConductorOverhead¦Brokenwireonground
17-0004972 | Environmental/External | Flood/Erosion | Pole-Wood | Broken | 2017 | Tier 3 - Extreme | Distribution Circuit | 1 | 8 | 2017-01-08 | 1623151 | Sus | N | EnvironmentalExternal¦FloodErosion¦PoleWood¦Broken
17-0005864 | Unknown Cause | Patrol - found nothing |  |  | 2017 | Tier 2 - Elevated | Distribution Circuit | 1 | 8 | 2017-01-08 | 1630071 | Sus | N | UnknownCause¦Patrolfoundnothing¦¦
17-0007559 | Unknown Cause | Patrol - found nothing |  |  | 2017 | Tier 2 - Elevated | Transformer only | 1 | 11 | 2017-01-11 | 1638636 | Sus | N | UnknownCause¦Patrolfoundnothing¦¦
17-0007604 | Vegetation | Tree - fell into line | Conductor, Overhead | Broken, wire on ground | 2017 | Tier 2 - Elevated | Distribution Circuit | 1 | 9 | 2017-01-09 | 1639668 | Sus | N | Vegetation¦Treefellintoline¦ConductorOverhead¦Brokenwireonground
17-0010341 | Unknown Cause | Patrol - found nothing |  |  | 2017 | Tier 2 - Elevated | Distribution Circuit | 1 | 18 | 2017-01-18 | 1646653 | Sus | N | UnknownCause¦Patrolfoundnothing¦¦
17-0010389 | Vegetation | Tree - fell into line | Conductor, Overhead | Broken, wire on ground | 2017 | Tier 3 - Extreme | Distribution Circuit | 1 | 18 | 2017-01-18 | 1648173 | Sus | N | Vegetation¦Treefellintoline¦ConductorOverhead¦Brokenwireonground
17-0010844 | Vegetation | Tree - fell into line | Conductor, Overhead | Broken, wire on ground | 2017 | Tier 2 - Elevated | Distribution Circuit | 1 | 18 | 2017-01-18 | 1649972 | Sus | N | Vegetation¦Treefellintoline¦ConductorOverhead¦Brokenwireonground
17-0011192 | Vegetation | Tree - branch fell on line | Conductor, Overhead | Normal | 2017 | Tier 2 - Elevated | Transmission line | 1 | 20 | 2017-01-20 | 1652412 | Sus | N | Vegetation¦Treebranchfellonline¦ConductorOverhead¦Normal
17-0011503 | Unknown Cause | Patrol - found nothing |  |  | 2017 | Tier 3 - Extreme | Distribution Circuit | 1 | 20 | 2017-01-20 | 1652896 | Sus | N | UnknownCause¦Patrolfoundnothing¦¦
17-0012048 | Unknown Cause | Patrol - found nothing |  |  | 2017 | Tier 3 - Extreme | Distribution Circuit | 1 | 21 | 2017-01-21 | 1655709 | Sus | N | UnknownCause¦Patrolfoundnothing¦¦
17-0012948 | Vegetation | Tree - fell into line | Conductor, Overhead | Broken, wire on ground | 2017 | Tier 3 - Extreme | Distribution Circuit | 1 | 21 | 2017-01-21 | 1659965 | Sus | N | Vegetation¦Treefellintoline¦ConductorOverhead¦Brokenwireonground
17-0013675 | Vegetation | Tree - fell into line | Conductor, Overhead | Normal | 2017 | Tier 3 - Extreme | Distribution Circuit | 1 | 23 | 2017-01-23 | 1663355 | Sus | N | Vegetation¦Treefellintoline¦ConductorOverhead¦Normal
17-0013768 | Equipment Failure/Involved | Overhead | Crossarm, Wood | Broken | 2017 | Tier 3 - Extreme | Distribution Circuit | 1 | 22 | 2017-01-22 | 1663824 | Sus | N | EquipmentFailureInvolved¦Overhead¦CrossarmWood¦Broken
17-0018052 | Vegetation | Tree - fell into line | Conductor, Overhead | Broken, wire on ground | 2017 | Tier 2 - Elevated | Distribution Circuit | 2 | 7 | 2017-02-07 | 1677431 | Sus | N | Vegetation¦Treefellintoline¦ConductorOverhead¦Brokenwireonground
17-0018232 | Vegetation | Tree - fell into line | Conductor, Overhead | Normal | 2017 | Tier 3 - Extreme | Distribution Circuit | 2 | 7 | 2017-02-07 | 1678667 | Sus | N | Vegetation¦Treefellintoline¦ConductorOverhead¦Normal
17-0018500 | Environmental/External | Flood/Erosion | Pole-Wood | Broken, wire on ground | 2017 | Tier 3 - Extreme | Distribution Circuit | 2 | 7 | 2017-02-07 | 1679930 | Sus | N | EnvironmentalExternal¦FloodErosion¦PoleWood¦Brokenwireonground
17-0018500 | Environmental/External | Flood/Erosion | Pole-Wood | Broken, wire on ground | 2017 | Tier 3 - Extreme | Distribution Circuit | 2 | 7 | 2017-02-07 | 1679930 | Sus | N | EnvironmentalExternal¦FloodErosion¦PoleWood¦Brokenwireonground
17-0019117 | Vegetation | Tree - fell into line | Conductor, Overhead | Broken, wire on ground | 2017 | Tier 3 - Extreme | Distribution Circuit | 2 | 8 | 2017-02-08 | 1682309 | Sus | N | Vegetation¦Treefellintoline¦ConductorOverhead¦Brokenwireonground
17-0019259 | Vegetation | Tree - fell into line | Conductor, Overhead | Normal | 2017 | Tier 2 - Elevated | Distribution Circuit | 2 | 9 | 2017-02-09 | 1682823 | Sus | N | Vegetation¦Treefellintoline¦ConductorOverhead¦Normal
17-0019872 | Unknown Cause | Patrol - not conducted |  |  | 2017 | Tier 2 - Elevated | Distribution Circuit | 2 | 10 | 2017-02-10 | 1684643 | Sus | N | UnknownCause¦Patrolnotconducted¦¦
17-0020649 | Equipment Failure/Involved | Overhead | Connector or Splice (OH) | Contaminated | 2017 | Tier 2 - Elevated | Transformer only | 2 | 13 | 2017-02-13 | 1687125 | Sus | N | EquipmentFailureInvolved¦Overhead¦ConnectororSplice(OH)¦Contaminated
17-0022727 | Unknown Cause | Patrol - found nothing |  |  | 2017 | Tier 2 - Elevated | Distribution Circuit | 2 | 17 | 2017-02-17 | 1692617 | Sus | N | UnknownCause¦Patrolfoundnothing¦¦
17-0023943 | Vegetation | Tree - fell into line | Conductor, Overhead | Broken, wire on ground | 2017 | Tier 3 - Extreme | Distribution Circuit | 2 | 20 | 2017-02-20 | 1704369 | Sus | N | Vegetation¦Treefellintoline¦ConductorOverhead¦Brokenwireonground
17-0024027 | Unknown Cause | Patrol - found nothing |  |  | 2017 | Tier 2 - Elevated | Distribution Circuit | 2 | 20 | 2017-02-20 | 1703496 | Sus | N | UnknownCause¦Patrolfoundnothing¦¦
17-0027442 | 3rd Party | Vehicle | Pole-Wood | Broken | 2017 | Tier 2 - Elevated | Distribution Circuit | 2 | 28 | 2017-02-28 | 1716301 | Sus | N | 3rdParty¦Vehicle¦PoleWood¦Broken
17-0027824 | Vegetation | Tree - fell into line | Conductor, Overhead | Arcing | 2017 | Tier 3 - Extreme | Distribution Circuit | 3 | 2 | 2017-03-02 | 1717495 | Sus | N | Vegetation¦Treefellintoline¦ConductorOverhead¦Arcing
17-0028931 | Equipment Failure/Involved | Overhead | Lightning Arrestor | Failed/Faulted | 2017 | Tier 2 - Elevated | Distribution Circuit | 3 | 6 | 2017-03-06 | 1721380 | Sus | N | EquipmentFailureInvolved¦Overhead¦LightningArrestor¦FailedFaulted
17-0033330 | Equipment Failure/Involved | Overhead | Transformer | Failed/Faulted | 2017 | Tier 2 - Elevated | Transformer only | 3 | 24 | 2017-03-24 | 1734342 | Sus | N | EquipmentFailureInvolved¦Overhead¦Transformer¦FailedFaulted
17-0033925 | Equipment Failure/Involved | Overhead | Pothead(Riser Termination) | Failed/Faulted | 2017 | Tier 2 - Elevated | Distribution Circuit | 3 | 26 | 2017-03-26 | 1736159 | Sus | N | EquipmentFailureInvolved¦Overhead¦Pothead(RiserTermination)¦FailedFaulted
17-0035665 | Unknown Cause | Patrol - found nothing |  |  | 2017 | Tier 3 - Extreme | Distribution Circuit | 3 | 31 | 2017-03-31 | 1741155 | Sus | N | UnknownCause¦Patrolfoundnothing¦¦
17-0038124 | Equipment Failure/Involved | Overhead | Switch (OH) | Burned/flashed | 2017 | Tier 3 - Extreme | Distribution Circuit | 4 | 7 | 2017-04-07 | 1751913 | Sus | N | EquipmentFailureInvolved¦Overhead¦Switch(OH)¦Burnedflashed
17-0038482 | Vegetation | Tree - fell into line | Capacitor | Broken, wire on ground | 2017 | Tier 2 - Elevated | Distribution Circuit | 4 | 9 | 2017-04-09 | 1753702 | Sus | N | Vegetation¦Treefellintoline¦Capacitor¦Brokenwireonground
17-0043913 | Unknown Cause | Patrol - found nothing |  |  | 2017 | Tier 3 - Extreme | Distribution Circuit | 4 | 28 | 2017-04-28 | 1770555 | Sus | N | UnknownCause¦Patrolfoundnothing¦¦
17-0045292 | Vegetation | Tree - fell into line | Fuse | Failed/Faulted | 2017 | Tier 3 - Extreme | Distribution Circuit | 5 | 4 | 2017-05-04 | 1774639 | Sus | Y | Vegetation¦Treefellintoline¦Fuse¦FailedFaulted
17-0046201 | Equipment Failure/Involved | Overhead | Transformer | Burned/flashed | 2017 | Tier 2 - Elevated | Transformer only | 5 | 8 | 2017-05-08 | 1777694 | Sus | Y | EquipmentFailureInvolved¦Overhead¦Transformer¦Burnedflashed
17-0046378 | Vegetation | Tree - fell into line | Conductor, Overhead | Broken, wire on ground | 2017 | Tier 2 - Elevated | Distribution Circuit | 5 | 9 | 2017-05-09 | 1778209 | Sus | Y | Vegetation¦Treefellintoline¦ConductorOverhead¦Brokenwireonground
17-0048989 | Equipment Failure/Involved | Other | Customer Equipment | Malfunctioning | 2017 | Tier 2 - Elevated | Transformer only | 5 | 18 | 2017-05-18 | 1785096 | Sus | Y | EquipmentFailureInvolved¦Other¦CustomerEquipment¦Malfunctioning
17-0050248 | Equipment Failure/Involved | Overhead | Pole-Wood | Broken | 2017 | Tier 3 - Extreme | Distribution Circuit | 5 | 24 | 2017-05-24 | 1789456 | Sus | Y | EquipmentFailureInvolved¦Overhead¦PoleWood¦Broken
17-0052515 | Vegetation | Tree - fell into line | Woodpin | Broken | 2017 | Tier 3 - Extreme | Distribution Circuit | 6 | 3 | 2017-06-03 | 1796106 | Sus | Y | Vegetation¦Treefellintoline¦Woodpin¦Broken
17-0052963 | Unknown Cause | Patrol - found nothing |  |  | 2017 | Tier 2 - Elevated | Distribution Circuit | 6 | 6 | 2017-06-06 | 1797768 | Sus | Y | UnknownCause¦Patrolfoundnothing¦¦
17-0062169 | Vegetation | Tree - branch fell on line | Conductor, Overhead | Normal | 2017 | Tier 2 - Elevated | Distribution Circuit | 7 | 11 | 2017-07-11 | 1829345 | Sus | Y | Vegetation¦Treebranchfellonline¦ConductorOverhead¦Normal
17-0071482 | Equipment Failure/Involved | Overhead | Crossarm, Wood | Broken | 2017 | Tier 2 - Elevated | Transformer only | 8 | 19 | 2017-08-19 | 1855347 | Sus | Y | EquipmentFailureInvolved¦Overhead¦CrossarmWood¦Broken
17-0077438 | Equipment Failure/Involved | Overhead | Transformer | Failed/Faulted | 2017 | Tier 2 - Elevated | Distribution Circuit | 9 | 10 | 2017-09-10 | 1874574 | Sus | Y | EquipmentFailureInvolved¦Overhead¦Transformer¦FailedFaulted
17-0078264 | Environmental/External | Lightning | Transformer | Failed/Faulted | 2017 | Tier 3 - Extreme | Transformer only | 9 | 12 | 2017-09-12 | 1877308 | Sus | Y | EnvironmentalExternal¦Lightning¦Transformer¦FailedFaulted
17-0079297 | Animal | Bird found | Fuse | Failed/Faulted | 2017 | Tier 2 - Elevated | Distribution Circuit | 9 | 15 | 2017-09-15 | 1879450 | Sus | Y | Animal¦Birdfound¦Fuse¦FailedFaulted
17-0079338 | Vegetation | Tree - fell into line | Conductor, Overhead | Normal | 2017 | Tier 3 - Extreme | Distribution Circuit | 9 | 15 | 2017-09-15 | 1879592 | Sus | Y | Vegetation¦Treefellintoline¦ConductorOverhead¦Normal
17-0079870 | Unknown Cause | Patrol - found nothing |  |  | 2017 | Tier 2 - Elevated | Distribution Circuit | 9 | 19 | 2017-09-19 | 1881456 | Sus | Y | UnknownCause¦Patrolfoundnothing¦¦
17-0082775 | Unknown Cause | Patrol - found nothing |  |  | 2017 | Tier 2 - Elevated | Distribution Circuit | 9 | 29 | 2017-09-29 | 1887940 | Sus | Y | UnknownCause¦Patrolfoundnothing¦¦
17-0086141 | Environmental/External | Fire, Forest/Grass | Conductor, Overhead | Broken, wire on ground | 2017 | Tier 2 - Elevated | Distribution Circuit | 10 | 9 | 2017-10-09 | 1897872 | Sus | Y | EnvironmentalExternal¦FireForestGrass¦ConductorOverhead¦Brokenwireonground
17-0086439 | Equipment Failure/Involved | Overhead | Pole-Wood | Broken, wire on ground | 2017 | Tier 2 - Elevated | Distribution Circuit | 10 | 9 | 2017-10-09 | 1898728 | Sus | Y | EquipmentFailureInvolved¦Overhead¦PoleWood¦Brokenwireonground
17-0086835 | Environmental/External | Fire, Forest/Grass | Pole-Wood | Broken, wire on ground | 2017 | Tier 2 - Elevated | Distribution Circuit | 10 | 8 | 2017-10-08 | 1899517 | Sus | Y | EnvironmentalExternal¦FireForestGrass¦PoleWood¦Brokenwireonground
17-0087520 | Environmental/External | Fire, Forest/Grass | Conductor, Overhead | Normal | 2017 | Tier 3 - Extreme | Distribution Circuit | 10 | 8 | 2017-10-08 | 1901324 | Sus | Y | EnvironmentalExternal¦FireForestGrass¦ConductorOverhead¦Normal
17-0087593 | Environmental/External | Fire, Forest/Grass | Pole-Wood | Burned/flashed | 2017 | Tier 2 - Elevated | Distribution Circuit | 10 | 9 | 2017-10-09 | 1901479 | Sus | Y | EnvironmentalExternal¦FireForestGrass¦PoleWood¦Burnedflashed
17-0088919 | Unknown Cause | Patrol - found nothing |  |  | 2017 | Tier 3 - Extreme | Distribution Circuit | 10 | 20 | 2017-10-20 | 1904870 | Sus | Y | UnknownCause¦Patrolfoundnothing¦¦
17-0089142 | Unknown Cause | Patrol - found nothing |  |  | 2017 | Tier 2 - Elevated | Distribution Circuit | 10 | 20 | 2017-10-20 | 1905512 | Sus | Y | UnknownCause¦Patrolfoundnothing¦¦
17-0094920 | Company Initiated | Improper Construction | Conductor, Overhead | Normal | 2017 | Tier 2 - Elevated | Distribution Circuit | 11 | 14 | 2017-11-14 | 1922053 | Sus | Y | CompanyInitiated¦ImproperConstruction¦ConductorOverhead¦Normal
17-0096219 | Vegetation | Tree - fell into line | Conductor, Overhead | Broken, wire on ground | 2017 | Tier 2 - Elevated | Distribution Circuit | 11 | 18 | 2017-11-18 | 1925787 | Sus | Y | Vegetation¦Treefellintoline¦ConductorOverhead¦Brokenwireonground
17-0099654 | 3rd Party | Vehicle | Secondary | Broken | 2017 | Tier 2 - Elevated | Transformer only | 12 | 4 | 2017-12-04 | 1935213 | Sus | N | 3rdParty¦Vehicle¦Secondary¦Broken
17-0101540 | Equipment Failure/Involved | Overhead | Conductor, Overhead | Arcing | 2017 | Tier 2 - Elevated | Distribution Circuit | 12 | 13 | 2017-12-13 | 1942411 | Sus | N | EquipmentFailureInvolved¦Overhead¦ConductorOverhead¦Arcing
17-0102535 | Equipment Failure/Involved | Overhead | Jumper | Deteriorated | 2017 | Tier 3 - Extreme | Distribution Circuit | 12 | 19 | 2017-12-19 | 1947516 | Sus | N | EquipmentFailureInvolved¦Overhead¦Jumper¦Deteriorated
18-0004034 | Vegetation | Tree - fell into line | Conductor, Overhead | Broken, wire on ground | 2018 | Tier 3 - Extreme | Distribution Circuit | 1 | 6 | 2018-01-06 | 3073 | Sus | N | Vegetation¦Treefellintoline¦ConductorOverhead¦Brokenwireonground
18-0005946 | Equipment Failure/Involved | Overhead | Conductor, Overhead | Broken, wire on ground | 2018 | Tier 2 - Elevated | Transformer only | 1 | 13 | 2018-01-13 | 7664 | Sus | N | EquipmentFailureInvolved¦Overhead¦ConductorOverhead¦Brokenwireonground
18-0009289 | Vegetation | Tree - bark fell into line | Conductor, Overhead | Normal | 2018 | Tier 3 - Extreme | Distribution Circuit | 1 | 26 | 2018-01-26 | 14564 | Sus | N | Vegetation¦Treebarkfellintoline¦ConductorOverhead¦Normal
18-0011232 | Unknown Cause | Patrol - found nothing |  |  | 2018 | Tier 2 - Elevated | Distribution Circuit | 2 | 2 | 2018-02-02 | 18544 | Sus | N | UnknownCause¦Patrolfoundnothing¦¦
18-0013237 | Vegetation | Tree - fell into line | Conductor, Overhead | Broken, wire on ground | 2018 | Tier 2 - Elevated | Distribution Circuit | 2 | 11 | 2018-02-11 | 22726 | Sus | N | Vegetation¦Treefellintoline¦ConductorOverhead¦Brokenwireonground
18-0018379 | Equipment Failure/Involved | Overhead | Transformer | Failed/Faulted | 2018 | Tier 3 - Extreme | Transformer only | 3 | 1 | 2018-03-01 | 34094 | Sus | N | EquipmentFailureInvolved¦Overhead¦Transformer¦FailedFaulted
18-0019453 | Unknown Cause | Patrol - found nothing |  |  | 2018 | Tier 2 - Elevated | Distribution Circuit | 3 | 2 | 2018-03-02 | 36334 | Sus | N | UnknownCause¦Patrolfoundnothing¦¦
18-0023616 | Vegetation | Tree - fell into line | Crossarm, Wood | Broken, wire on ground | 2018 | Tier 3 - Extreme | Distribution Circuit | 3 | 16 | 2018-03-16 | 46334 | Sus | N | Vegetation¦Treefellintoline¦CrossarmWood¦Brokenwireonground
18-0023680 | Vegetation | Tree - branch fell on line | Switch (OH) | Broken | 2018 | Tier 3 - Extreme | Distribution Circuit | 3 | 17 | 2018-03-17 | 46429 | Sus | N | Vegetation¦Treebranchfellonline¦Switch(OH)¦Broken
18-0025438 | Equipment Failure/Involved | Underground | Connector or Splice (UG) | Failed/Faulted | 2018 | Tier 2 - Elevated | Distribution Circuit | 3 | 22 | 2018-03-22 | 50538 | Sus | N | EquipmentFailureInvolved¦Underground¦ConnectororSplice(UG)¦FailedFaulted
18-0025951 | Equipment Failure/Involved | Overhead | Conductor, Overhead | Normal | 2018 | Tier 2 - Elevated | Distribution Circuit | 3 | 22 | 2018-03-22 | 51528 | Sus | N | EquipmentFailureInvolved¦Overhead¦ConductorOverhead¦Normal
18-0030161 | Vegetation | Tree - fell into line | Conductor, Overhead | Broken, wire on ground | 2018 | Tier 2 - Elevated | Distribution Circuit | 4 | 6 | 2018-04-06 | 61387 | Sus | N | Vegetation¦Treefellintoline¦ConductorOverhead¦Brokenwireonground
18-0031428 | Equipment Failure/Involved | Overhead | Transformer | Failed/Faulted | 2018 | Tier 2 - Elevated | Transformer only | 4 | 11 | 2018-04-11 | 64907 | Sus | N | EquipmentFailureInvolved¦Overhead¦Transformer¦FailedFaulted
18-0032077 | Equipment Failure/Involved | Overhead | Transformer (OH) | Failed/Faulted | 2018 | Tier 2 - Elevated | Transformer only | 4 | 13 | 2018-04-13 | 66238 | Sus | N | EquipmentFailureInvolved¦Overhead¦Transformer(OH)¦FailedFaulted
18-0049434 | Vegetation | Tree - branch fell on line | Conductor, Overhead | Together | 2018 | Tier 2 - Elevated | Distribution Circuit | 6 | 10 | 2018-06-10 | 105840 | Sus | Y | Vegetation¦Treebranchfellonline¦ConductorOverhead¦Together
18-0051375 | Animal | Bird found | Transformer (OH) | Failed/Faulted | 2018 | Tier 2 - Elevated | Distribution Circuit | 6 | 15 | 2018-06-15 | 110019 | Sus | Y | Animal¦Birdfound¦Transformer(OH)¦FailedFaulted
18-0051579 | Unknown Cause | Patrol - found nothing |  |  | 2018 | Tier 2 - Elevated | Distribution Circuit | 6 | 16 | 2018-06-16 | 110510 | Sus | Y | UnknownCause¦Patrolfoundnothing¦¦
18-0052673 | 3rd Party | Vehicle | Pole-Wood | Broken | 2018 | Tier 2 - Elevated | Transformer only | 6 | 20 | 2018-06-20 | 113498 | Sus | Y | 3rdParty¦Vehicle¦PoleWood¦Broken
18-0055567 | Equipment Failure/Involved | Underground | Transformer (UG) | Failed/Faulted | 2018 | Tier 2 - Elevated | Distribution Circuit | 6 | 28 | 2018-06-28 | 120723 | Sus | Y | EquipmentFailureInvolved¦Underground¦Transformer(UG)¦FailedFaulted
18-0071200 | Equipment Failure/Involved | Overhead | Pole-Wood | Broken | 2018 | Tier 3 - Extreme | Distribution Circuit | 8 | 17 | 2018-08-17 | 157307 | Sus | Y | EquipmentFailureInvolved¦Overhead¦PoleWood¦Broken
18-0071938 | Vegetation | Tree - branch fell on line | Conductor, Overhead | Normal | 2018 | Tier 2 - Elevated | Distribution Circuit | 8 | 21 | 2018-08-21 | 159098 | Sus | Y | Vegetation¦Treebranchfellonline¦ConductorOverhead¦Normal
18-0080263 | Unknown Cause | Patrol - found nothing |  |  | 2018 | Tier 2 - Elevated | Distribution Circuit | 9 | 17 | 2018-09-17 | 175525 | Sus | Y | UnknownCause¦Patrolfoundnothing¦¦
18-0082647 | Unknown Cause | Patrol - found nothing |  |  | 2018 | Tier 2 - Elevated | Distribution Circuit | 9 | 23 | 2018-09-23 | 179920 | Sus | Y | UnknownCause¦Patrolfoundnothing¦¦
18-0085493 | Equipment Failure/Involved | Overhead | Jumper | Burned Open | 2018 | Tier 2 - Elevated | Distribution Circuit | 10 | 2 | 2018-10-02 | 185446 | Sus | Y | EquipmentFailureInvolved¦Overhead¦Jumper¦BurnedOpen
18-0090337 | Equipment Failure/Involved | Overhead | Transformer | Failed/Faulted | 2018 | Tier 3 - Extreme | Transformer only | 10 | 14 | 2018-10-14 | 195172 | Sus | Y | EquipmentFailureInvolved¦Overhead¦Transformer¦FailedFaulted
18-0094702 | Vegetation | Tree - fell into line | Conductor, Overhead | Broken, wire on ground | 2018 | Tier 2 - Elevated | Distribution Circuit | 10 | 26 | 2018-10-26 | 203191 | Sus | Y | Vegetation¦Treefellintoline¦ConductorOverhead¦Brokenwireonground
18-0094773 | Equipment Failure/Involved | Overhead | Transformer | Failed/Faulted | 2018 | Tier 3 - Extreme | Transformer only | 10 | 27 | 2018-10-27 | 203497 | Sus | Y | EquipmentFailureInvolved¦Overhead¦Transformer¦FailedFaulted
18-0096498 | Vegetation | Tree - branch fell on line | Conductor, Overhead | Broken, wire on ground | 2018 | Tier 2 - Elevated | Distribution Circuit | 11 | 1 | 2018-11-01 | 207229 | Sus | Y | Vegetation¦Treebranchfellonline¦ConductorOverhead¦Brokenwireonground
18-0097652 | Unknown Cause | Patrol - found nothing |  |  | 2018 | Tier 3 - Extreme | Distribution Circuit | 11 | 7 | 2018-11-07 | 210159 | Sus | Y | UnknownCause¦Patrolfoundnothing¦¦
18-0103021 | Vegetation | Tree - fell into line | Conductor, Overhead | Broken, wire on ground | 2018 | Tier 2 - Elevated | Distribution Circuit | 11 | 24 | 2018-11-24 | 223941 | Sus | Y | Vegetation¦Treefellintoline¦ConductorOverhead¦Brokenwireonground
18-0104388 | Equipment Failure/Involved | Overhead | Crossarm, Wood | Broken | 2018 | Tier 2 - Elevated | Distribution Circuit | 11 | 28 | 2018-11-28 | 226594 | Sus | Y | EquipmentFailureInvolved¦Overhead¦CrossarmWood¦Broken
18-0105372 | Vegetation | Tree - branch fell on line | Jumper | Broken | 2018 | Tier 3 - Extreme | Distribution Circuit | 11 | 29 | 2018-11-29 | 229624 | Sus | Y | Vegetation¦Treebranchfellonline¦Jumper¦Broken
18-0105428 | 3rd Party | Vehicle | Pole-Wood | Broken, wire on ground | 2018 | Tier 3 - Extreme | Distribution Circuit | 11 | 29 | 2018-11-29 | 229734 | Sus | Y | 3rdParty¦Vehicle¦PoleWood¦Brokenwireonground
18-0106040 | Unknown Cause | Patrol - not conducted |  |  | 2018 | Tier 2 - Elevated | Distribution Circuit | 12 | 2 | 2018-12-02 | 231486 | Sus | N | UnknownCause¦Patrolnotconducted¦¦
18-0110467 | Unknown Cause | Patrol - found nothing |  |  | 2018 | Tier 2 - Elevated | Distribution Circuit | 12 | 24 | 2018-12-24 | 246183 | Sus | N | UnknownCause¦Patrolfoundnothing¦¦
19-0004746 | Vegetation | Tree - branch fell on line | Conductor, Overhead | Together | 2019 | Tier 3 - Extreme | Distribution Circuit | 1 | 5 | 2019-01-05 | 253877 | Sus | N | Vegetation¦Treebranchfellonline¦ConductorOverhead¦Together
19-0006784 | Vegetation | Tree - fell into line | Conductor, Overhead | Broken, wire on ground | 2019 | Tier 3 - Extreme | Distribution Circuit | 1 | 9 | 2019-01-09 | 261516 | Sus | N | Vegetation¦Treefellintoline¦ConductorOverhead¦Brokenwireonground
19-0008267 | 3rd Party | Tree - cutting, 3rd party | Fuse | Failed/Faulted | 2019 | Tier 2 - Elevated | Distribution Circuit | 1 | 12 | 2019-01-12 | 263910 | Sus | N | 3rdParty¦Treecutting3rdparty¦Fuse¦FailedFaulted
19-0009206 | Vegetation | Tree - branch fell on line | Conductor, Overhead | Broken, wire on ground | 2019 | Tier 2 - Elevated | Distribution Circuit | 1 | 15 | 2019-01-15 | 265790 | Sus | N | Vegetation¦Treebranchfellonline¦ConductorOverhead¦Brokenwireonground
19-0009760 | Vegetation | Tree - fell into line | Conductor, Overhead | Broken, wire on ground | 2019 | Tier 3 - Extreme | Distribution Circuit | 1 | 16 | 2019-01-16 | 266969 | Sus | N | Vegetation¦Treefellintoline¦ConductorOverhead¦Brokenwireonground
19-0010004 | Vegetation | Tree - branch fell on line | Conductor, Overhead | Burned/flashed | 2019 | Tier 3 - Extreme | Distribution Circuit | 1 | 16 | 2019-01-16 | 268764 | Sus | N | Vegetation¦Treebranchfellonline¦ConductorOverhead¦Burnedflashed
19-0010082 | Vegetation | Tree - branch fell on line | Conductor, Overhead | Normal | 2019 | Tier 2 - Elevated | Distribution Circuit | 1 | 16 | 2019-01-16 | 269588 | Sus | N | Vegetation¦Treebranchfellonline¦ConductorOverhead¦Normal
19-0010243 | Vegetation | Tree - fell into line | Conductor, Overhead | Broken, wire on ground | 2019 | Tier 3 - Extreme | Distribution Circuit | 1 | 16 | 2019-01-16 | 270864 | Sus | N | Vegetation¦Treefellintoline¦ConductorOverhead¦Brokenwireonground
19-0010450 | Vegetation | Tree - fell into line | Crossarm, Wood | Broken | 2019 | Tier 3 - Extreme | Distribution Circuit | 1 | 16 | 2019-01-16 | 268251 | Sus | N | Vegetation¦Treefellintoline¦CrossarmWood¦Broken
19-0010460 | Vegetation | Tree - fell into line | Conductor, Overhead | Broken, wire on ground | 2019 | Tier 3 - Extreme | Distribution Circuit | 1 | 17 | 2019-01-17 | 272173 | Sus | N | Vegetation¦Treefellintoline¦ConductorOverhead¦Brokenwireonground
19-0011410 | Unknown Cause | Patrol - found nothing |  |  | 2019 | Tier 3 - Extreme | Distribution Circuit | 1 | 17 | 2019-01-17 | 274341 | Sus | N | UnknownCause¦Patrolfoundnothing¦¦
19-0011743 | Unknown Cause | Patrol - found nothing |  |  | 2019 | Tier 3 - Extreme | Distribution Circuit | 1 | 16 | 2019-01-16 | 267262 | Sus | N | UnknownCause¦Patrolfoundnothing¦¦
19-0012119 | Equipment Failure/Involved | Overhead | Crossarm, Wood | Broken | 2019 | Tier 2 - Elevated | Distribution Circuit | 1 | 19 | 2019-01-19 | 276732 | Sus | N | EquipmentFailureInvolved¦Overhead¦CrossarmWood¦Broken
19-0014800 | Unknown Cause | Patrol - found nothing |  |  | 2019 | Tier 2 - Elevated | Distribution Circuit | 1 | 27 | 2019-01-27 | 282030 | Sus | N | UnknownCause¦Patrolfoundnothing¦¦
19-0014897 | Unknown Cause | Patrol - found nothing |  |  | 2019 | Tier 2 - Elevated | Distribution Circuit | 1 | 28 | 2019-01-28 | 282368 | Sus | N | UnknownCause¦Patrolfoundnothing¦¦
19-0017371 | Vegetation | Tree - fell into line | Conductor, Overhead | Broken, wire on ground | 2019 | Tier 3 - Extreme | Distribution Circuit | 2 | 2 | 2019-02-02 | 288221 | Sus | N | Vegetation¦Treefellintoline¦ConductorOverhead¦Brokenwireonground
19-0017771 | Equipment Failure/Involved | Overhead | Recloser | Malfunctioning | 2019 | Tier 3 - Extreme | Distribution Circuit | 2 | 4 | 2019-02-04 | 289701 | Sus | N | EquipmentFailureInvolved¦Overhead¦Recloser¦Malfunctioning
19-0019175 | Vegetation | Tree - fell into line | Pole-Wood | Broken, wire on ground | 2019 | Tier 3 - Extreme | Distribution Circuit | 2 | 5 | 2019-02-05 | 293693 | Sus | N | Vegetation¦Treefellintoline¦PoleWood¦Brokenwireonground
19-0022211 | Vegetation | Tree - fell into line | Conductor, Overhead | Broken, wire on ground | 2019 | Tier 2 - Elevated | Distribution Circuit | 2 | 12 | 2019-02-12 | 304443 | Sus | N | Vegetation¦Treefellintoline¦ConductorOverhead¦Brokenwireonground
19-0023401 | Unknown Cause | Patrol - not conducted |  |  | 2019 | Tier 2 - Elevated | Distribution Circuit | 2 | 13 | 2019-02-13 | 309784 | Sus | N | UnknownCause¦Patrolnotconducted¦¦
19-0023500 | Vegetation | Tree - fell into line | Conductor, Overhead | Broken, wire on ground | 2019 | Tier 3 - Extreme | Distribution Circuit | 2 | 14 | 2019-02-14 | 306027 | Sus | N | Vegetation¦Treefellintoline¦ConductorOverhead¦Brokenwireonground
19-0024400 | Vegetation | Tree - branch fell on line | Conductor, Overhead | Normal | 2019 | Tier 3 - Extreme | Distribution Circuit | 2 | 16 | 2019-02-16 | 313491 | Sus | N | Vegetation¦Treebranchfellonline¦ConductorOverhead¦Normal
19-0024434 | Vegetation | Tree - fell into line | Conductor, Overhead | Normal | 2019 | Tier 2 - Elevated | Distribution Circuit | 2 | 13 | 2019-02-13 | 303329 | Sus | N | Vegetation¦Treefellintoline¦ConductorOverhead¦Normal
19-0024665 | Unknown Cause | Patrol - found nothing |  |  | 2019 | Tier 3 - Extreme | Distribution Circuit | 2 | 13 | 2019-02-13 | 314775 | Sus | N | UnknownCause¦Patrolfoundnothing¦¦
19-0025112 | Vegetation | Tree - fell into line | Conductor, Overhead | Broken, wire on ground | 2019 | Tier 3 - Extreme | Distribution Circuit | 2 | 13 | 2019-02-13 | 315717 | Sus | N | Vegetation¦Treefellintoline¦ConductorOverhead¦Brokenwireonground
19-0026926 | Vegetation | Tree - fell into line | Conductor, Overhead | Broken, wire on object | 2019 | Tier 3 - Extreme | Distribution Circuit | 2 | 21 | 2019-02-21 | 320492 | Sus | N | Vegetation¦Treefellintoline¦ConductorOverhead¦Brokenwireonobject
19-0027115 | Equipment Failure/Involved | Overhead | Crossarm, Wood | Broken | 2019 | Tier 3 - Extreme | Transformer only | 2 | 21 | 2019-02-21 | 321008 | Sus | N | EquipmentFailureInvolved¦Overhead¦CrossarmWood¦Broken
19-0031182 | Vegetation | Tree - branch fell on line | Conductor, Overhead | Normal | 2019 | Tier 3 - Extreme | Distribution Circuit | 3 | 6 | 2019-03-06 | 332464 | Sus | N | Vegetation¦Treebranchfellonline¦ConductorOverhead¦Normal
19-0032428 | Unknown Cause | Patrol - found nothing |  |  | 2019 | Tier 2 - Elevated | Distribution Circuit | 3 | 10 | 2019-03-10 | 335587 | Sus | N | UnknownCause¦Patrolfoundnothing¦¦
19-0036833 | Equipment Failure/Involved | Overhead | Insulator | Broken | 2019 | Tier 2 - Elevated | Distribution Circuit | 3 | 25 | 2019-03-25 | 347155 | Sus | N | EquipmentFailureInvolved¦Overhead¦Insulator¦Broken
19-0037217 | Vegetation | Tree - cutting, PG&E contractor | Conductor, Overhead | Normal | 2019 | Tier 2 - Elevated | Distribution Circuit | 3 | 26 | 2019-03-26 | 347862 | Sus | N | Vegetation¦TreecuttingPG&Econtractor¦ConductorOverhead¦Normal
19-0038568 | Unknown Cause | Patrol - found nothing |  |  | 2019 | Tier 2 - Elevated | Distribution Circuit | 3 | 31 | 2019-03-31 | 351111 | Sus | N | UnknownCause¦Patrolfoundnothing¦¦
19-0039938 | Equipment Failure/Involved | Overhead | Jumper | Broken | 2019 | Tier 3 - Extreme | Distribution Circuit | 4 | 5 | 2019-04-05 | 354163 | Sus | N | EquipmentFailureInvolved¦Overhead¦Jumper¦Broken
19-0040762 | Equipment Failure/Involved | Overhead | Transformer | Failed/Faulted | 2019 | Tier 2 - Elevated | Transformer only | 4 | 9 | 2019-04-09 | 356254 | Sus | N | EquipmentFailureInvolved¦Overhead¦Transformer¦FailedFaulted
19-0052294 | Vegetation | Tree - fell into line | Conductor, Overhead | Broken, wire on ground | 2019 | Tier 3 - Extreme | Distribution Circuit | 5 | 15 | 2019-05-15 | 381292 | Sus | Y | Vegetation¦Treefellintoline¦ConductorOverhead¦Brokenwireonground
19-0062501 | Equipment Failure/Involved | Overhead | Insulator | Broken | 2019 | Tier 2 - Elevated | Distribution Circuit | 6 | 4 | 2019-06-04 | 397309 | Sus | Y | EquipmentFailureInvolved¦Overhead¦Insulator¦Broken
19-0063259 | Vegetation | Tree - branch fell on line | Conductor, Overhead | Normal | 2019 | Tier 2 - Elevated | Distribution Circuit | 6 | 5 | 2019-06-05 | 398785 | Sus | Y | Vegetation¦Treebranchfellonline¦ConductorOverhead¦Normal
19-0064520 | Unknown Cause | Patrol - found nothing |  |  | 2019 | Tier 2 - Elevated | Distribution Circuit | 6 | 8 | 2019-06-08 | 401179 | Sus | Y | UnknownCause¦Patrolfoundnothing¦¦
19-0065412 | Unknown Cause | Patrol - found nothing |  |  | 2019 | Tier 2 - Elevated | Distribution Circuit | 6 | 10 | 2019-06-10 | 403936 | Sus | Y | UnknownCause¦Patrolfoundnothing¦¦
19-0066919 | Equipment Failure/Involved | Overhead | Transformer | Failed/Faulted | 2019 | Tier 2 - Elevated | Transformer only | 6 | 12 | 2019-06-12 | 407894 | Sus | Y | EquipmentFailureInvolved¦Overhead¦Transformer¦FailedFaulted
19-0073793 | 3rd Party | Vehicle | Conductor, Overhead | Together | 2019 | Tier 2 - Elevated | Distribution Circuit | 7 | 1 | 2019-07-01 | 439492 | Sus | Y | 3rdParty¦Vehicle¦ConductorOverhead¦Together
19-0075686 | Equipment Failure/Involved | Overhead | Transformer | Failed/Faulted | 2019 | Tier 3 - Extreme | Transformer only | 7 | 9 | 2019-07-09 | 443649 | Sus | Y | EquipmentFailureInvolved¦Overhead¦Transformer¦FailedFaulted
19-0078922 | Equipment Failure/Involved | Overhead | Crossarm, Wood | Broken | 2019 | Tier 2 - Elevated | Distribution Circuit | 7 | 18 | 2019-07-18 | 459156 | Sus | Y | EquipmentFailureInvolved¦Overhead¦CrossarmWood¦Broken
19-0080170 | Equipment Failure/Involved | Overhead | Pole-Wood | Deteriorated | 2019 | Tier 2 - Elevated | Distribution Circuit | 7 | 23 | 2019-07-23 | 468874 | Sus | Y | EquipmentFailureInvolved¦Overhead¦PoleWood¦Deteriorated
19-0083600 | Vegetation | Tree - branch fell on line | Conductor, Overhead | Normal | 2019 | Tier 3 - Extreme | Distribution Circuit | 8 | 1 | 2019-08-01 | 477468 | Sus | Y | Vegetation¦Treebranchfellonline¦ConductorOverhead¦Normal
19-0088108 | Vegetation | Tree - branch fell on line | Conductor, Overhead | Normal | 2019 | Tier 3 - Extreme | Distribution Circuit | 8 | 15 | 2019-08-15 | 511452 | Sus | Y | Vegetation¦Treebranchfellonline¦ConductorOverhead¦Normal
19-0088407 | Equipment Failure/Involved | Overhead | Conductor, Overhead | Broken, wire on ground | 2019 | Tier 3 - Extreme | Distribution Circuit | 8 | 15 | 2019-08-15 | 513553 | Sus | Y | EquipmentFailureInvolved¦Overhead¦ConductorOverhead¦Brokenwireonground
19-0088574 | Equipment Failure/Involved | Electrical Overload | Fuse | Failed/Faulted | 2019 | Tier 2 - Elevated | Distribution Circuit | 8 | 15 | 2019-08-15 | 514188 | Sus | Y | EquipmentFailureInvolved¦ElectricalOverload¦Fuse¦FailedFaulted
19-0091740 | Unknown Cause | Patrol - found nothing |  |  | 2019 | Tier 2 - Elevated | Distribution Circuit | 8 | 24 | 2019-08-24 | 535293 | Sus | Y | UnknownCause¦Patrolfoundnothing¦¦
19-0094447 | Animal | Squirrel | Transformer (OH) | Normal | 2019 | Tier 2 - Elevated | Distribution Circuit | 9 | 1 | 2019-09-01 | 550429 | Sus | Y | Animal¦Squirrel¦Transformer(OH)¦Normal
19-0094601 | 3rd Party | Vehicle | Pole-Wood | Broken | 2019 | Tier 2 - Elevated | Distribution Circuit | 9 | 3 | 2019-09-03 | 550981 | Sus | Y | 3rdParty¦Vehicle¦PoleWood¦Broken
19-0106119 | Equipment Failure/Involved | Overhead | Crossarm, Wood | Broken | 2019 | Tier 2 - Elevated | Distribution Circuit | 10 | 1 | 2019-10-01 | 634841 | Sus | Y | EquipmentFailureInvolved¦Overhead¦CrossarmWood¦Broken
19-0106473 | Animal | Squirrel | Conductor, Overhead | Normal | 2019 | Tier 2 - Elevated | Distribution Circuit | 10 | 2 | 2019-10-02 | 636214 | Sus | Y | Animal¦Squirrel¦ConductorOverhead¦Normal
19-0113907 | 3rd Party | Vehicle | Pole-Wood | Broken, wire on ground | 2019 | Tier 2 - Elevated | Distribution Circuit | 10 | 21 | 2019-10-21 | 675314 | Sus | Y | 3rdParty¦Vehicle¦PoleWood¦Brokenwireonground
19-0120521 | Vegetation | Tree - branch fell on line | Conductor, Overhead | Normal | 2019 | Tier 2 - Elevated | Distribution Circuit | 11 | 3 | 2019-11-03 | 698595 | Sus | Y | Vegetation¦Treebranchfellonline¦ConductorOverhead¦Normal
19-0123280 | Company Initiated | Other Circuits | Conductor, Overhead | Normal | 2019 | Tier 2 - Elevated | Distribution Circuit | 11 | 9 | 2019-11-09 | 703315 | Sus | Y | CompanyInitiated¦OtherCircuits¦ConductorOverhead¦Normal
19-0123629 | Animal | Squirrel | Switch | Normal | 2019 | Tier 2 - Elevated | Substation - Distribution | 11 | 11 | 2019-11-11 | 704457 | Sus | Y | Animal¦Squirrel¦Switch¦Normal
19-0128112 | Equipment Failure/Involved | Electrical Overload | Transformer | Failed/Faulted | 2019 | Tier 2 - Elevated | Transformer only | 11 | 24 | 2019-11-24 | 713893 | Sus | Y | EquipmentFailureInvolved¦ElectricalOverload¦Transformer¦FailedFaulted
19-0134614 | Unknown Cause | Patrol - found nothing |  |  | 2019 | Tier 2 - Elevated | Distribution Circuit | 12 | 6 | 2019-12-06 | 731943 | Sus | N | UnknownCause¦Patrolfoundnothing¦¦
19-0134614 | Unknown Cause | Patrol - found nothing |  |  | 2019 | Tier 2 - Elevated | Distribution Circuit | 12 | 6 | 2019-12-06 | 731943 | Sus | N | UnknownCause¦Patrolfoundnothing¦¦
19-0134777 | Vegetation | Tree - branch fell on line | Conductor, Overhead | Normal | 2019 | Tier 2 - Elevated | Distribution Circuit | 12 | 7 | 2019-12-07 | 732499 | Sus | N | Vegetation¦Treebranchfellonline¦ConductorOverhead¦Normal
19-0137931 | Unknown Cause | Patrol - found nothing |  |  | 2019 | Tier 2 - Elevated | Distribution Circuit | 12 | 26 | 2019-12-26 | 750434 | Sus | N | UnknownCause¦Patrolfoundnothing¦¦
20-0006010 | Unknown Cause | Patrol - found nothing |  |  | 2020 | Tier 2 - Elevated | Distribution Circuit | 1 | 7 | 2020-01-07 | 756626 | Sus | N | UnknownCause¦Patrolfoundnothing¦¦
20-0008665 | Vegetation | Tree - fell into line | Conductor, Overhead | Broken, wire on ground | 2020 | Tier 2 - Elevated | Distribution Circuit | 1 | 14 | 2020-01-14 | 760804 | Sus | N | Vegetation¦Treefellintoline¦ConductorOverhead¦Brokenwireonground
20-0010267 | Unknown Cause | Patrol - found nothing |  |  | 2020 | Tier 3 - Extreme | Distribution Circuit | 1 | 16 | 2020-01-16 | 762608 | Sus | N | UnknownCause¦Patrolfoundnothing¦¦
20-0011195 | Vegetation | Tree - branch fell on line | Crossarm, Wood | Broken, wire on ground | 2020 | Tier 2 - Elevated | Distribution Circuit | 1 | 19 | 2020-01-19 | 766182 | Sus | N | Vegetation¦Treebranchfellonline¦CrossarmWood¦Brokenwireonground
20-0013132 | 3rd Party | Vehicle | Anchor or Guy | Broken | 2020 | Tier 2 - Elevated | Distribution Circuit | 1 | 24 | 2020-01-24 | 769115 | Sus | N | 3rdParty¦Vehicle¦AnchororGuy¦Broken
20-0023079 | Company Initiated | Construction Activity/equip, company | Connector or Splice (OH) | Deteriorated | 2020 | Tier 3 - Extreme | Transformer only | 2 | 18 | 2020-02-18 | 794076 | Sus | N | CompanyInitiated¦ConstructionActivityequipcompany¦ConnectororSplice(OH)¦Deteriorated
20-0027555 | Vegetation | Tree - branch fell on line | Conductor, Overhead | Normal | 2020 | Tier 2 - Elevated | Distribution Circuit | 3 | 1 | 2020-03-01 | 820966 | Sus | N | Vegetation¦Treebranchfellonline¦ConductorOverhead¦Normal
20-0028861 | Vegetation | Tree - branch fell on line | Conductor, Overhead | Normal | 2020 | Tier 2 - Elevated | Distribution Circuit | 3 | 4 | 2020-03-04 | 831159 | Sus | N | Vegetation¦Treebranchfellonline¦ConductorOverhead¦Normal
20-0032353 | Unknown Cause | Patrol - found nothing |  |  | 2020 | Tier 3 - Extreme | Distribution Circuit | 3 | 15 | 2020-03-15 | 851951 | Sus | N | UnknownCause¦Patrolfoundnothing¦¦
20-0034237 | Vegetation | Tree - fell into line | Anchor or Guy | Deteriorated | 2020 | Tier 3 - Extreme | Distribution Circuit | 3 | 19 | 2020-03-19 | 858936 | Sus | N | Vegetation¦Treefellintoline¦AnchororGuy¦Deteriorated
20-0036387 | Vegetation | Tree - fell into line | Conductor, Overhead | Normal | 2020 | Tier 3 - Extreme | Distribution Circuit | 3 | 26 | 2020-03-26 | 866813 | Sus | N | Vegetation¦Treefellintoline¦ConductorOverhead¦Normal
20-0036851 | 3rd Party | Vehicle | Pole-Wood | Broken | 2020 | Tier 3 - Extreme | Distribution Circuit | 3 | 28 | 2020-03-28 | 868909 | Sus | N | 3rdParty¦Vehicle¦PoleWood¦Broken
20-0036882 | Equipment Failure/Involved | Overhead | Crossarm, Wood | Burned/flashed | 2020 | Tier 2 - Elevated | Distribution Circuit | 3 | 28 | 2020-03-28 | 869002 | Sus | N | EquipmentFailureInvolved¦Overhead¦CrossarmWood¦Burnedflashed
20-0039740 | Unknown Cause | Patrol - found nothing |  |  | 2020 | Tier 2 - Elevated | Distribution Circuit | 4 | 8 | 2020-04-08 | 891577 | Sus | N | UnknownCause¦Patrolfoundnothing¦¦
20-0050001 | Equipment Failure/Involved | Overhead | Crossarm, Wood | Broken, wire on ground | 2020 | Tier 2 - Elevated | Distribution Circuit | 5 | 13 | 2020-05-13 | 913397 | Sus | Y | EquipmentFailureInvolved¦Overhead¦CrossarmWood¦Brokenwireonground
20-0055938 | Unknown Cause | Patrol - found nothing |  |  | 2020 | Tier 2 - Elevated | Distribution Circuit | 5 | 30 | 2020-05-30 | 926243 | Sus | Y | UnknownCause¦Patrolfoundnothing¦¦
20-0055958 | Vegetation | Tree - fell into line | Pole-Wood | Broken, wire on ground | 2020 | Tier 3 - Extreme | Distribution Circuit | 5 | 30 | 2020-05-30 | 926368 | Sus | Y | Vegetation¦Treefellintoline¦PoleWood¦Brokenwireonground
20-0062356 | Vegetation | Tree - cutting, PG&E contractor | Conductor, Overhead | Normal | 2020 | Tier 2 - Elevated | Distribution Circuit | 6 | 17 | 2020-06-17 | 941361 | Sus | Y | Vegetation¦TreecuttingPG&Econtractor¦ConductorOverhead¦Normal
20-0068505 | Equipment Failure/Involved | Overhead | Transformer | Failed/Faulted | 2020 | Tier 2 - Elevated | Distribution Circuit | 7 | 5 | 2020-07-05 | 958396 | Sus | Y | EquipmentFailureInvolved¦Overhead¦Transformer¦FailedFaulted
20-0080144 | Vegetation | Tree - fell into line | Conductor, Overhead | Normal | 2020 | Tier 3 - Extreme | Distribution Circuit | 8 | 5 | 2020-08-05 | 979524 | Sus | Y | Vegetation¦Treefellintoline¦ConductorOverhead¦Normal
20-0088358 | Unknown Cause | Patrol - found nothing |  |  | 2020 | Tier 2 - Elevated | Distribution Circuit | 8 | 21 | 2020-08-21 | 1026043 | Sus | Y | UnknownCause¦Patrolfoundnothing¦¦
20-0094276 | Vegetation | Tree - branch fell on line | Conductor, Overhead | Normal | 2020 | Tier 2 - Elevated | Distribution Circuit | 9 | 7 | 2020-09-07 | 1058594 | Sus | Y | Vegetation¦Treebranchfellonline¦ConductorOverhead¦Normal
20-0096302 | Unknown Cause | Patrol - found nothing |  |  | 2020 | Tier 2 - Elevated | Distribution Circuit | 9 | 11 | 2020-09-11 | 1064052 | Sus | Y | UnknownCause¦Patrolfoundnothing¦¦
20-0100227 | Environmental/External | Fire, Forest/Grass | Conductor, Overhead | Burned/flashed | 2020 | Tier 3 - Extreme | Distribution Circuit | 9 | 7 | 2020-09-07 | 1088039 | Sus | Y | EnvironmentalExternal¦FireForestGrass¦ConductorOverhead¦Burnedflashed
20-0104950 | Unknown Cause | Patrol - found nothing |  |  | 2020 | Tier 2 - Elevated | Distribution Circuit | 10 | 4 | 2020-10-04 | 1110791 | Sus | Y | UnknownCause¦Patrolfoundnothing¦¦
20-0106296 | Animal | Bird found | Fuse | Failed/Faulted | 2020 | Tier 2 - Elevated | Transformer only | 10 | 7 | 2020-10-07 | 1113100 | Sus | Y | Animal¦Birdfound¦Fuse¦FailedFaulted
20-0107280 | Unknown Cause | Patrol - found nothing |  |  | 2020 | Tier 2 - Elevated | Distribution Circuit | 10 | 10 | 2020-10-10 | 1114978 | Sus | Y | UnknownCause¦Patrolfoundnothing¦¦
20-0108912 | 3rd Party | Tree - cutting, 3rd party | Conductor, Overhead | Normal | 2020 | Tier 2 - Elevated | Distribution Circuit | 10 | 14 | 2020-10-14 | 1117398 | Sus | Y | 3rdParty¦Treecutting3rdparty¦ConductorOverhead¦Normal
20-0109431 | Wildfire Mitigation | Public Safety Power Shut-off | Fuse | Normal | 2020 | Tier 2 - Elevated | Distribution Circuit | 10 | 15 | 2020-10-15 | 1118994 | Sus | Y | WildfireMitigation¦PublicSafetyPowerShutoff¦Fuse¦Normal
20-0110793 | Animal | Squirrel | Insulator | Normal | 2020 | Tier 2 - Elevated | Distribution Circuit | 10 | 20 | 2020-10-20 | 1121593 | Sus | Y | Animal¦Squirrel¦Insulator¦Normal
20-0111035 | Wildfire Mitigation | Public Safety Power Shut-off | Conductor, Overhead | Normal | 2020 | Tier 3 - Extreme | Distribution Circuit | 10 | 22 | 2020-10-22 | 1122822 | Sus | Y | WildfireMitigation¦PublicSafetyPowerShutoff¦ConductorOverhead¦Normal
20-0112788 | Wildfire Mitigation | Public Safety Power Shut-off | Conductor, Overhead | Normal | 2020 | Tier 2 - Elevated | Distribution Circuit | 10 | 25 | 2020-10-25 | 1125694 | Sus | Y | WildfireMitigation¦PublicSafetyPowerShutoff¦ConductorOverhead¦Normal
20-0122146 | Unknown Cause | Patrol - found nothing |  |  | 2020 | Tier 3 - Extreme | Distribution Circuit | 11 | 17 | 2020-11-17 | 1147940 | Sus | Y | UnknownCause¦Patrolfoundnothing¦¦
20-0123742 | Unknown Cause | Patrol - found nothing |  |  | 2020 | Tier 3 - Extreme | Transformer only | 11 | 21 | 2020-11-21 | 1150565 | Sus | Y | UnknownCause¦Patrolfoundnothing¦¦
20-0126710 | 3rd Party | Vehicle | Pole-Wood | Broken | 2020 | Tier 2 - Elevated | Distribution Circuit | 12 | 2 | 2020-12-02 | 1158507 | Sus | N | 3rdParty¦Vehicle¦PoleWood¦Broken
20-0127756 | Unknown Cause | Patrol - found nothing |  |  | 2020 | Tier 2 - Elevated | Distribution Circuit | 12 | 4 | 2020-12-04 | 1162727 | Sus | N | UnknownCause¦Patrolfoundnothing¦¦
20-0129241 | 3rd Party | Metallic Balloon | Fuse | Failed/Faulted | 2020 | Tier 2 - Elevated | Distribution Circuit | 12 | 9 | 2020-12-09 | 1174192 | Sus | N | 3rdParty¦MetallicBalloon¦Fuse¦FailedFaulted
20-0131851 | Animal | Other | Bus | Normal | 2020 | Tier 2 - Elevated | Substation - Distribution | 12 | 26 | 2020-12-26 | 1198883 | Sus | N | Animal¦Other¦Bus¦Normal
20-0131998 | Equipment Failure/Involved | Overhead | Secondary | Burned Open | 2020 | Tier 2 - Elevated | Transformer only | 12 | 28 | 2020-12-28 | 1199708 | Sus | N | EquipmentFailureInvolved¦Overhead¦Secondary¦BurnedOpen
21-0004711 | Equipment Failure/Involved | Overhead | PT/CCVT | Failed/Faulted | 2021 | Tier 3 - Extreme | Distribution Circuit | 1 | 4 | 2021-01-04 | 1203733 | Sus | N | EquipmentFailureInvolved¦Overhead¦PTCCVT¦FailedFaulted
21-0006411 | Unknown Cause | Patrol - not conducted |  |  | 2021 | Tier 3 - Extreme | Distribution Circuit | 1 | 8 | 2021-01-08 | 1206554 | Sus | N | UnknownCause¦Patrolnotconducted¦¦
21-0009502 | Vegetation | Tree - fell into line | Conductor, Overhead | Together | 2021 | Tier 3 - Extreme | Distribution Circuit | 1 | 17 | 2021-01-17 | 1211844 | Sus | N | Vegetation¦Treefellintoline¦ConductorOverhead¦Together
21-0010366 | Vegetation | Tree - branch fell on line | Conductor, Overhead | Broken, wire on ground | 2021 | Tier 3 - Extreme | Distribution Circuit | 1 | 19 | 2021-01-19 | 1215194 | Sus | N | Vegetation¦Treebranchfellonline¦ConductorOverhead¦Brokenwireonground
21-0010386 | Vegetation | Tree - branch fell on line | Conductor, Overhead | Normal | 2021 | Tier 2 - Elevated | Distribution Circuit | 1 | 19 | 2021-01-19 | 1215710 | Sus | N | Vegetation¦Treebranchfellonline¦ConductorOverhead¦Normal
21-0011156 | Unknown Cause | Patrol - found nothing |  |  | 2021 | Tier 3 - Extreme | Transformer only | 1 | 19 | 2021-01-19 | 1217454 | Sus | N | UnknownCause¦Patrolfoundnothing¦¦
21-0011623 | Unknown Cause | Patrol - found nothing |  |  | 2021 | Tier 3 - Extreme | Distribution Circuit | 1 | 20 | 2021-01-20 | 1218800 | Sus | N | UnknownCause¦Patrolfoundnothing¦¦
21-0011726 | Vegetation | Tree - branch fell on line | Conductor, Overhead | Normal | 2021 | Tier 3 - Extreme | Distribution Circuit | 1 | 18 | 2021-01-18 | 1219214 | Sus | N | Vegetation¦Treebranchfellonline¦ConductorOverhead¦Normal
21-0012865 | Equipment Failure/Involved | Overhead | Transformer (OH) | Failed/Faulted | 2021 | Tier 3 - Extreme | Transformer only | 1 | 22 | 2021-01-22 | 1221363 | Sus | N | EquipmentFailureInvolved¦Overhead¦Transformer(OH)¦FailedFaulted
21-0013302 | Equipment Failure/Involved | Overhead | Transformer (OH) | Normal | 2021 | Tier 2 - Elevated | Transformer only | 1 | 23 | 2021-01-23 | 1221674 | Sus | N | EquipmentFailureInvolved¦Overhead¦Transformer(OH)¦Normal
21-0013970 | Vegetation | Tree - fell into line | Conductor, Overhead | Broken, wire on ground | 2021 | Tier 2 - Elevated | Distribution Circuit | 1 | 25 | 2021-01-25 | 1223521 | Sus | N | Vegetation¦Treefellintoline¦ConductorOverhead¦Brokenwireonground
21-0015869 | Vegetation | Tree - branch fell on line | Conductor, Overhead | Normal | 2021 | Tier 3 - Extreme | Distribution Circuit | 1 | 27 | 2021-01-27 | 1233366 | Sus | N | Vegetation¦Treebranchfellonline¦ConductorOverhead¦Normal
21-0016700 | Vegetation | Tree - fell into line | Conductor, Overhead | Normal | 2021 | Tier 2 - Elevated | Distribution Circuit | 1 | 26 | 2021-01-26 | 1236938 | Sus | N | Vegetation¦Treefellintoline¦ConductorOverhead¦Normal
21-0018174 | Unknown Cause | Patrol - found nothing |  |  | 2021 | Tier 2 - Elevated | Distribution Circuit | 1 | 29 | 2021-01-29 | 1241088 | Sus | N | UnknownCause¦Patrolfoundnothing¦¦
21-0018674 | Vegetation | Tree - fell into line | Conductor, Overhead | Broken, wire on ground | 2021 | Tier 3 - Extreme | Distribution Circuit | 1 | 28 | 2021-01-28 | 1242467 | Sus | N | Vegetation¦Treefellintoline¦ConductorOverhead¦Brokenwireonground
21-0018691 | Environmental/External | Ice or snow | Conductor, Overhead | Broken, wire on ground | 2021 | Tier 2 - Elevated | Distribution Circuit | 1 | 29 | 2021-01-29 | 1242579 | Sus | N | EnvironmentalExternal¦Iceorsnow¦ConductorOverhead¦Brokenwireonground
21-0019248 | Vegetation | Tree - fell into line | Conductor, Overhead | Broken, wire on ground | 2021 | Tier 2 - Elevated | Distribution Circuit | 1 | 29 | 2021-01-29 | 1242983 | Sus | N | Vegetation¦Treefellintoline¦ConductorOverhead¦Brokenwireonground
21-0019254 | Environmental/External | Ice or snow | Conductor, Overhead | Together | 2021 | Tier 2 - Elevated | Distribution Circuit | 1 | 29 | 2021-01-29 | 1240989 | Sus | N | EnvironmentalExternal¦Iceorsnow¦ConductorOverhead¦Together
21-0029607 | Vegetation | Tree - fell into line | Customer Equipment | Broken | 2021 | Tier 3 - Extreme | Transformer only | 2 | 25 | 2021-02-25 | 1261800 | Sus | N | Vegetation¦Treefellintoline¦CustomerEquipment¦Broken
21-0030411 | Vegetation | Tree - branch fell on line | Conductor, Overhead | Normal | 2021 | Tier 3 - Extreme | Distribution Circuit | 2 | 28 | 2021-02-28 | 1264101 | Sus | N | Vegetation¦Treebranchfellonline¦ConductorOverhead¦Normal
21-0034560 | Vegetation | Tree - fell into line | Conductor, Overhead | Broken, wire on ground | 2021 | Tier 3 - Extreme | Distribution Circuit | 3 | 10 | 2021-03-10 | 1277139 | Sus | N | Vegetation¦Treefellintoline¦ConductorOverhead¦Brokenwireonground
21-0043747 | Vegetation | Tree - branch fell on line | Conductor, Overhead | Normal | 2021 | Tier 3 - Extreme | Distribution Circuit | 4 | 1 | 2021-04-01 | 1305207 | Sus | N | Vegetation¦Treebranchfellonline¦ConductorOverhead¦Normal
21-0044491 | Equipment Failure/Involved | Overhead | Transformer (OH) | Failed/Faulted | 2021 | Tier 2 - Elevated | Transformer only | 4 | 3 | 2021-04-03 | 1306524 | Sus | N | EquipmentFailureInvolved¦Overhead¦Transformer(OH)¦FailedFaulted
21-0050044 | Animal | Other | Fuse | Failed/Faulted | 2021 | Tier 2 - Elevated | Transformer only | 4 | 18 | 2021-04-18 | 1321716 | Sus | N | Animal¦Other¦Fuse¦FailedFaulted
21-0054036 | Environmental/External | Lightning | Transformer (OH) | Failed/Faulted | 2021 | Tier 3 - Extreme | Transformer only | 4 | 27 | 2021-04-27 | 1335728 | Sus | N | EnvironmentalExternal¦Lightning¦Transformer(OH)¦FailedFaulted
21-0064633 | 3rd Party | Dig in, 3rd party | Conductor, Underground | Normal | 2021 | Tier 2 - Elevated | Transformer only | 5 | 21 | 2021-05-21 | 1355935 | Sus | Y | 3rdParty¦Digin3rdparty¦ConductorUnderground¦Normal
21-0072387 | Unknown Cause | Patrol - found nothing |  |  | 2021 | Tier 2 - Elevated | Distribution Circuit | 6 | 10 | 2021-06-10 | 1369840 | Sus | Y | UnknownCause¦Patrolfoundnothing¦¦
21-0072624 | Equipment Failure/Involved | Overhead | Crossarm, Wood | Broken | 2021 | Tier 3 - Extreme | Distribution Circuit | 6 | 10 | 2021-06-10 | 1370187 | Sus | Y | EquipmentFailureInvolved¦Overhead¦CrossarmWood¦Broken
21-0073010 | Equipment Failure/Involved | Overhead | Conductor, Overhead | Deteriorated | 2021 | Tier 3 - Extreme | Distribution Circuit | 6 | 11 | 2021-06-11 | 1370859 | Sus | Y | EquipmentFailureInvolved¦Overhead¦ConductorOverhead¦Deteriorated
21-0076226 | Unknown Cause | Patrol - found nothing |  |  | 2021 | Tier 2 - Elevated | Transformer only | 6 | 18 | 2021-06-18 | 1377498 | Sus | Y | UnknownCause¦Patrolfoundnothing¦¦
21-0077891 | Equipment Failure/Involved | Overhead | Pole-Wood | Broken | 2021 | Tier 2 - Elevated | Distribution Circuit | 6 | 23 | 2021-06-23 | 1382955 | Sus | Y | EquipmentFailureInvolved¦Overhead¦PoleWood¦Broken
21-0085914 | Unknown Cause | Patrol - found nothing |  |  | 2021 | Tier 2 - Elevated | Distribution Circuit | 7 | 7 | 2021-07-07 | 1393786 | Sus | Y | UnknownCause¦Patrolfoundnothing¦¦
21-0088309 | Equipment Failure/Involved | Underground | Conductor, Underground | Broken | 2021 | Tier 3 - Extreme | Distribution Circuit | 7 | 12 | 2021-07-12 | 1402098 | Sus | Y | EquipmentFailureInvolved¦Underground¦ConductorUnderground¦Broken
21-0091191 | Company Initiated | Construction Activity/equip, company | Crossarm, Wood | Deteriorated | 2021 | Tier 3 - Extreme | Transformer only | 7 | 17 | 2021-07-17 | 1406649 | Sus | Y | CompanyInitiated¦ConstructionActivityequipcompany¦CrossarmWood¦Deteriorated
21-0094716 | Vegetation | Tree - branch fell on line | Conductor, Overhead | Normal | 2021 | Tier 3 - Extreme | Distribution Circuit | 7 | 26 | 2021-07-26 | 1414369 | Sus | Y | Vegetation¦Treebranchfellonline¦ConductorOverhead¦Normal
21-0097744 | Equipment Failure/Involved | Overhead | Pole-Wood | Broken | 2021 | Tier 2 - Elevated | Distribution Circuit | 7 | 30 | 2021-07-30 | 1424206 | Sus | Y | EquipmentFailureInvolved¦Overhead¦PoleWood¦Broken
21-0105861 | Wildfire Mitigation | Public Safety Power Shut-off | Switch (OH) | Normal | 2021 | Tier 2 - Elevated | Distribution Circuit | 8 | 17 | 2021-08-17 | 1445934 | Sus | Y | WildfireMitigation¦PublicSafetyPowerShutoff¦Switch(OH)¦Normal
21-0112693 | Equipment Failure/Involved | Underground | Transformer (UG) | Leaking | 2021 | Tier 2 - Elevated | Distribution Circuit | 9 | 2 | 2021-09-02 | 1461043 | Sus | Y | EquipmentFailureInvolved¦Underground¦Transformer(UG)¦Leaking
21-0120765 | Vegetation | Tree - fell into line | Conductor, Overhead | Normal | 2021 | Tier 3 - Extreme | Distribution Circuit | 9 | 22 | 2021-09-22 | 1477644 | Sus | Y | Vegetation¦Treefellintoline¦ConductorOverhead¦Normal
21-0128424 | Wildfire Mitigation | Public Safety Power Shut-off |  |  | 2021 | Tier 3 - Extreme | Distribution Circuit | 10 | 11 | 2021-10-11 | 1492017 | Sus | Y | WildfireMitigation¦PublicSafetyPowerShutoff¦¦
21-0130069 | Unknown Cause | Patrol - found nothing |  |  | 2021 | Tier 2 - Elevated | Distribution Circuit | 10 | 12 | 2021-10-12 | 1496187 | Sus | Y | UnknownCause¦Patrolfoundnothing¦¦
21-0131909 | Equipment Failure/Involved | Overhead | Connector or Splice (OH) | Normal | 2021 | Tier 2 - Elevated | Transformer only | 10 | 16 | 2021-10-16 | 1498973 | Sus | Y | EquipmentFailureInvolved¦Overhead¦ConnectororSplice(OH)¦Normal
21-0133901 | Vegetation | Tree - branch fell on line | Conductor, Overhead | Normal | 2021 | Tier 3 - Extreme | Distribution Circuit | 10 | 20 | 2021-10-20 | 1503294 | Sus | Y | Vegetation¦Treebranchfellonline¦ConductorOverhead¦Normal
21-0137564 | Equipment Failure/Involved | Overhead | Transformer | Failed/Faulted | 2021 | Tier 3 - Extreme | Transformer only | 10 | 25 | 2021-10-25 | 1519135 | Sus | Y | EquipmentFailureInvolved¦Overhead¦Transformer¦FailedFaulted
21-0137836 | Vegetation | Tree - branch fell on line | Conductor, Overhead | Broken, wire on ground | 2021 | Tier 2 - Elevated | Distribution Circuit | 10 | 24 | 2021-10-24 | 1520704 | Sus | Y | Vegetation¦Treebranchfellonline¦ConductorOverhead¦Brokenwireonground
21-0138117 | Company Initiated | Return Circuit Normal | Generator | Normal | 2021 | Tier 2 - Elevated | Substation - Distribution | 10 | 26 | 2021-10-26 | 1521484 | Sus | Y | CompanyInitiated¦ReturnCircuitNormal¦Generator¦Normal
21-0138523 | Equipment Failure/Involved | Overhead | Transformer (OH) | Failed/Faulted | 2021 | Tier 3 - Extreme | Transformer only | 10 | 26 | 2021-10-26 | 1522464 | Sus | Y | EquipmentFailureInvolved¦Overhead¦Transformer(OH)¦FailedFaulted
21-0138706 | Vegetation | Tree - fell into line | Conductor, Overhead | Normal | 2021 | Tier 2 - Elevated | Distribution Circuit | 10 | 27 | 2021-10-27 | 1522995 | Sus | Y | Vegetation¦Treefellintoline¦ConductorOverhead¦Normal
21-0143053 | Company Initiated | Personnel, company | Relay | Normal | 2021 | Tier 2 - Elevated | Generation | 11 | 6 | 2021-11-06 | 1536418 | Sus | Y | CompanyInitiated¦Personnelcompany¦Relay¦Normal
21-0154971 | Animal | Bird found | Transformer (OH) | Normal | 2021 | Tier 3 - Extreme | Transformer only | 12 | 4 | 2021-12-04 | 1559311 | Sus | N | Animal¦Birdfound¦Transformer(OH)¦Normal
21-0157863 | Vegetation | Tree - fell into line | Conductor, Overhead | Normal | 2021 | Tier 3 - Extreme | Distribution Circuit | 12 | 14 | 2021-12-14 | 1569712 | Sus | N | Vegetation¦Treefellintoline¦ConductorOverhead¦Normal
21-0158134 | Vegetation | Tree - fell into line | Conductor, Overhead | Together | 2021 | Tier 2 - Elevated | Distribution Circuit | 12 | 14 | 2021-12-14 | 1569576 | Sus | N | Vegetation¦Treefellintoline¦ConductorOverhead¦Together
21-0158713 | Vegetation | Tree - fell into line | Conductor, Overhead | Broken | 2021 | Tier 2 - Elevated | Distribution Circuit | 12 | 15 | 2021-12-15 | 1573669 | Sus | N | Vegetation¦Treefellintoline¦ConductorOverhead¦Broken
21-0159544 | Unknown Cause | Patrol - found nothing |  |  | 2021 | Tier 2 - Elevated | Distribution Circuit | 12 | 18 | 2021-12-18 | 1576664 | Sus | N | UnknownCause¦Patrolfoundnothing¦¦
21-0159904 | Vegetation | Tree - grew into line | Transformer (OH) | Normal | 2021 | Tier 2 - Elevated | Transformer only | 12 | 20 | 2021-12-20 | 1578268 | Sus | N | Vegetation¦Treegrewintoline¦Transformer(OH)¦Normal
21-0160600 | Vegetation | Tree - fell into line | Conductor, Overhead | Broken, wire on ground | 2021 | Tier 2 - Elevated | Distribution Circuit | 12 | 25 | 2021-12-25 | 1581491 | Sus | N | Vegetation¦Treefellintoline¦ConductorOverhead¦Brokenwireonground
21-0160880 | Unknown Cause | Patrol - found nothing |  |  | 2021 | Tier 3 - Extreme | Distribution Circuit | 12 | 26 | 2021-12-26 | 1582992 | Sus | N | UnknownCause¦Patrolfoundnothing¦¦
21-0161308 | Unknown Cause | Patrol - found nothing |  |  | 2021 | Tier 2 - Elevated | Distribution Circuit | 12 | 27 | 2021-12-27 | 1585671 | Sus | N | UnknownCause¦Patrolfoundnothing¦¦
21-0161700 | Vegetation | Tree - fell into line | Conductor, Overhead | Broken, wire on ground | 2021 | Tier 3 - Extreme | Distribution Circuit | 12 | 29 | 2021-12-29 | 1588999 | Sus | N | Vegetation¦Treefellintoline¦ConductorOverhead¦Brokenwireonground
21-0161773 | Vegetation | Tree - fell into line | Conductor, Overhead | Broken, wire on ground | 2021 | Tier 3 - Extreme | Distribution Circuit | 12 | 29 | 2021-12-29 | 1588867 | Sus | N | Vegetation¦Treefellintoline¦ConductorOverhead¦Brokenwireonground
21-0161973 | Vegetation | Tree - branch fell on line | Conductor, Overhead | Normal | 2021 | Tier 3 - Extreme | Distribution Circuit | 12 | 30 | 2021-12-30 | 1590251 | Sus | N | Vegetation¦Treebranchfellonline¦ConductorOverhead¦Normal
22-0004994 | Vegetation | Tree - fell into line | Conductor, Overhead | Normal | 2021 | Tier 3 - Extreme | Distribution Circuit | 12 | 30 | 2021-12-30 | 1590235 | Sus | N | Vegetation¦Treefellintoline¦ConductorOverhead¦Normal
22-0007066 | Equipment Failure/Involved | Overhead | Fuse | Failed/Faulted | 2022 | Tier 3 - Extreme | Transformer only | 1 | 6 | 2022-01-06 | 1596770 | Sus | N | EquipmentFailureInvolved¦Overhead¦Fuse¦FailedFaulted
22-0007482 | Equipment Failure/Involved | Overhead | Crossarm, Wood | Deteriorated | 2022 | Tier 3 - Extreme | Distribution Circuit | 1 | 7 | 2022-01-07 | 1597406 | Sus | N | EquipmentFailureInvolved¦Overhead¦CrossarmWood¦Deteriorated
22-0007590 | Vegetation | Tree - fell into line | Pole-Wood | Broken | 2022 | Tier 2 - Elevated | Distribution Circuit | 1 | 8 | 2022-01-08 | 1598160 | Sus | N | Vegetation¦Treefellintoline¦PoleWood¦Broken
22-0012980 | Equipment Failure/Involved | Overhead | Secondary | Broken | 2022 | Tier 3 - Extreme | Transformer only | 1 | 22 | 2022-01-22 | 1609064 | Sus | N | EquipmentFailureInvolved¦Overhead¦Secondary¦Broken
22-0016950 | Unknown Cause | Patrol - found nothing |  |  | 2022 | Tier 3 - Extreme | Distribution Circuit | 2 | 1 | 2022-02-01 | 1617968 | Sus | N | UnknownCause¦Patrolfoundnothing¦¦
22-0021849 | Unknown Cause | Patrol - found nothing |  |  | 2022 | Tier 2 - Elevated | Distribution Circuit | 2 | 13 | 2022-02-13 | 1626487 | Sus | N | UnknownCause¦Patrolfoundnothing¦¦
22-0022118 | Equipment Failure/Involved | Overhead | Transformer (OH) | Failed/Faulted | 2022 | Tier 2 - Elevated | Transformer only | 2 | 14 | 2022-02-14 | 1627120 | Sus | N | EquipmentFailureInvolved¦Overhead¦Transformer(OH)¦FailedFaulted
22-0027161 | 3rd Party | Vehicle | Pole-Wood | Broken | 2022 | Tier 3 - Extreme | Distribution Circuit | 2 | 26 | 2022-02-26 | 1638415 | Sus | N | 3rdParty¦Vehicle¦PoleWood¦Broken
22-0032021 | Unknown Cause | Patrol - not conducted |  |  | 2022 | Tier 3 - Extreme | Transformer only | 3 | 9 | 2022-03-09 | 1645701 | Sus | N | UnknownCause¦Patrolnotconducted¦¦
22-0039120 | 3rd Party | Vehicle | Pole-Wood | Broken, wire on ground | 2022 | Tier 2 - Elevated | Distribution Circuit | 3 | 28 | 2022-03-28 | 1657434 | Sus | N | 3rdParty¦Vehicle¦PoleWood¦Brokenwireonground
22-0042842 | Vegetation | Tree - fell into line | Conductor, Overhead | Together | 2022 | Tier 3 - Extreme | Distribution Circuit | 4 | 5 | 2022-04-05 | 1663386 | Sus | N | Vegetation¦Treefellintoline¦ConductorOverhead¦Together
22-0054277 | Vegetation | Tree - branch fell on line | Conductor, Overhead | Broken, wire on ground | 2022 | Tier 3 - Extreme | Distribution Circuit | 4 | 25 | 2022-04-25 | 1681286 | Sus | N | Vegetation¦Treebranchfellonline¦ConductorOverhead¦Brokenwireonground
22-0055654 | Equipment Failure/Involved | Overhead | Pole-Wood | Broken | 2022 | Tier 2 - Elevated | Distribution Circuit | 4 | 28 | 2022-04-28 | 1684005 | Sus | N | EquipmentFailureInvolved¦Overhead¦PoleWood¦Broken
22-0062282 | Equipment Failure/Involved | Overhead | Transformer (OH) | Failed/Faulted | 2022 | Tier 2 - Elevated | Transformer only | 5 | 15 | 2022-05-15 | 1696942 | Sus | Y | EquipmentFailureInvolved¦Overhead¦Transformer(OH)¦FailedFaulted
22-0063537 | Equipment Failure/Involved | Overhead | Transformer | Failed/Faulted | 2022 | Tier 3 - Extreme | Transformer only | 5 | 18 | 2022-05-18 | 1701291 | Sus | Y | EquipmentFailureInvolved¦Overhead¦Transformer¦FailedFaulted
22-0067190 | 3rd Party | Vehicle | Pole-Wood | Broken | 2022 | Tier 2 - Elevated | Distribution Circuit | 5 | 26 | 2022-05-26 | 1711961 | Sus | Y | 3rdParty¦Vehicle¦PoleWood¦Broken
22-0067800 | Equipment Failure/Involved | Overhead | Transformer (OH) | Failed/Faulted | 2022 | Tier 2 - Elevated | Transformer only | 5 | 28 | 2022-05-28 | 1713051 | Sus | Y | EquipmentFailureInvolved¦Overhead¦Transformer(OH)¦FailedFaulted
22-0074397 | Animal | Bird found | Conductor, Overhead | Normal | 2022 | Tier 2 - Elevated | Distribution Circuit | 6 | 15 | 2022-06-15 | 1731719 | Sus | Y | Animal¦Birdfound¦ConductorOverhead¦Normal
22-0077523 | 3rd Party | Vehicle | Crossarm, Wood | Broken, wire on ground | 2022 | Tier 2 - Elevated | Distribution Circuit | 6 | 23 | 2022-06-23 | 1739562 | Sus | Y | 3rdParty¦Vehicle¦CrossarmWood¦Brokenwireonground
22-0081450 | Equipment Failure/Involved | Overhead | Transformer (OH) | Failed/Faulted | 2022 | Tier 2 - Elevated | Transformer only | 7 | 2 | 2022-07-02 | 1748079 | Sus | Y | EquipmentFailureInvolved¦Overhead¦Transformer(OH)¦FailedFaulted
22-0081828 | Unknown Cause | Patrol - found nothing |  |  | 2022 | Tier 2 - Elevated | Distribution Circuit | 7 | 5 | 2022-07-05 | 1749248 | Sus | Y | UnknownCause¦Patrolfoundnothing¦¦
22-0084121 | Equipment Failure/Involved | Overhead | Transformer (OH) | Leaking | 2022 | Tier 3 - Extreme | Distribution Circuit | 7 | 11 | 2022-07-11 | 1753867 | Sus | Y | EquipmentFailureInvolved¦Overhead¦Transformer(OH)¦Leaking
22-0086156 | Equipment Failure/Involved | Overhead | Pole-Wood | Broken | 2022 | Tier 2 - Elevated | Distribution Circuit | 7 | 16 | 2022-07-16 | 1757884 | Sus | Y | EquipmentFailureInvolved¦Overhead¦PoleWood¦Broken
22-0089002 | Equipment Failure/Involved | Overhead | Connector or Splice (OH) | Broken | 2022 | Tier 2 - Elevated | Distribution Circuit | 7 | 23 | 2022-07-23 | 1764036 | Sus | Y | EquipmentFailureInvolved¦Overhead¦ConnectororSplice(OH)¦Broken
22-0097270 | 3rd Party | Vehicle | Pole-Wood | Broken, wire on ground | 2022 | Tier 2 - Elevated | Distribution Circuit | 8 | 14 | 2022-08-14 | 1780494 | Sus | Y | 3rdParty¦Vehicle¦PoleWood¦Brokenwireonground
22-0099026 | Unknown Cause | Patrol - found nothing |  |  | 2022 | Tier 3 - Extreme | Distribution Circuit | 8 | 18 | 2022-08-18 | 1784146 | Sus | Y | UnknownCause¦Patrolfoundnothing¦¦
22-0099428 | Vegetation | Tree - fell into line | Conductor, Overhead | Normal | 2022 | Tier 3 - Extreme | Distribution Circuit | 8 | 18 | 2022-08-18 | 1784672 | Sus | Y | Vegetation¦Treefellintoline¦ConductorOverhead¦Normal
22-0103670 | Unknown Cause | Patrol - found nothing |  |  | 2022 | Tier 2 - Elevated | Distribution Circuit | 8 | 30 | 2022-08-30 | 1794994 | Sus | Y | UnknownCause¦Patrolfoundnothing¦¦
22-0105989 | Unknown Cause | Patrol - found nothing |  |  | 2022 | Tier 2 - Elevated | Distribution Circuit | 9 | 5 | 2022-09-05 | 1800252 | Sus | Y | UnknownCause¦Patrolfoundnothing¦¦
22-0108303 | Equipment Failure/Involved | Overhead | Service conductor | Deteriorated | 2022 | Tier 3 - Extreme | Transformer only | 9 | 9 | 2022-09-09 | 1806857 | Sus | Y | EquipmentFailureInvolved¦Overhead¦Serviceconductor¦Deteriorated
22-0110906 | Vegetation | Tree - branch fell on line | Conductor, Overhead | Normal | 2022 | Tier 2 - Elevated | Distribution Circuit | 9 | 15 | 2022-09-15 | 1812090 | Sus | Y | Vegetation¦Treebranchfellonline¦ConductorOverhead¦Normal
22-0111153 | Company Initiated | Coordination failure | Jumper | Normal | 2022 | Tier 3 - Extreme | Distribution Circuit | 9 | 16 | 2022-09-16 | 1812569 | Sus | Y | CompanyInitiated¦Coordinationfailure¦Jumper¦Normal
22-0111862 | Vegetation | Tree - fell into line | Conductor, Overhead | Broken, wire on ground | 2022 | Tier 3 - Extreme | Distribution Circuit | 9 | 19 | 2022-09-19 | 1815726 | Sus | Y | Vegetation¦Treefellintoline¦ConductorOverhead¦Brokenwireonground
22-0112060 | Unknown Cause | Patrol - found nothing |  |  | 2022 | Tier 2 - Elevated | Distribution Circuit | 9 | 19 | 2022-09-19 | 1815571 | Sus | Y | UnknownCause¦Patrolfoundnothing¦¦
22-0115917 | Vegetation | Tree - fell into line | Conductor, Overhead | Normal | 2022 | Tier 3 - Extreme | Distribution Circuit | 9 | 28 | 2022-09-28 | 1823686 | Sus | Y | Vegetation¦Treefellintoline¦ConductorOverhead¦Normal
22-0116921 | Unknown Cause | Patrol - found nothing |  |  | 2022 | Tier 2 - Elevated | Distribution Circuit | 10 | 1 | 2022-10-01 | 1825620 | Sus | Y | UnknownCause¦Patrolfoundnothing¦¦
22-0117512 | Company Initiated | Personnel, company | Switch (OH) | Normal | 2022 | Tier 2 - Elevated | Distribution Circuit | 10 | 4 | 2022-10-04 | 1827709 | Sus | Y | CompanyInitiated¦Personnelcompany¦Switch(OH)¦Normal
22-0119377 | Unknown Cause | Patrol - found nothing |  |  | 2022 | Tier 3 - Extreme | Distribution Circuit | 10 | 8 | 2022-10-08 | 1831860 | Sus | Y | UnknownCause¦Patrolfoundnothing¦¦
22-0124237 | Equipment Failure/Involved | Overhead | Pole-Wood | Broken | 2022 | Tier 2 - Elevated | Distribution Circuit | 10 | 24 | 2022-10-24 | 1844099 | Sus | Y | EquipmentFailureInvolved¦Overhead¦PoleWood¦Broken
22-0128770 | Unknown Cause | Patrol - found nothing |  |  | 2022 | Tier 2 - Elevated | Distribution Circuit | 11 | 8 | 2022-11-08 | 1856608 | Sus | Y | UnknownCause¦Patrolfoundnothing¦¦
22-0130201 | Equipment Failure/Involved | Overhead | Conductor, Overhead | Deteriorated | 2022 | Tier 2 - Elevated | Distribution Circuit | 11 | 10 | 2022-11-10 | 1860293 | Sus | Y | EquipmentFailureInvolved¦Overhead¦ConductorOverhead¦Deteriorated
22-0133292 | Unknown Cause | Patrol - not conducted |  |  | 2022 | Tier 2 - Elevated | Distribution Circuit | 11 | 22 | 2022-11-22 | 1867445 | Sus | Y | UnknownCause¦Patrolnotconducted¦¦
22-0134266 | Equipment Failure/Involved | Overhead | Lightning Arrestor | Broken | 2022 | Tier 2 - Elevated | Distribution Circuit | 11 | 27 | 2022-11-27 | 1869633 | Sus | Y | EquipmentFailureInvolved¦Overhead¦LightningArrestor¦Broken
22-0137822 | Equipment Failure/Involved | Overhead | Pole-Wood | Broken | 2022 | Tier 2 - Elevated | Distribution Circuit | 12 | 9 | 2022-12-09 | 1879451 | Sus | N | EquipmentFailureInvolved¦Overhead¦PoleWood¦Broken
22-0138871 | Vegetation | Tree - fell into line | Conductor, Overhead | Broken, wire on ground | 2022 | Tier 2 - Elevated | Distribution Circuit | 12 | 11 | 2022-12-11 | 1885228 | Sus | N | Vegetation¦Treefellintoline¦ConductorOverhead¦Brokenwireonground
23-0004708 | Equipment Failure/Involved | Underground | Transformer (UG) | Broken | 2022 | Tier 2 - Elevated | Distribution Circuit | 12 | 31 | 2022-12-31 | 1904699 | Sus | N | EquipmentFailureInvolved¦Underground¦Transformer(UG)¦Broken
15-0005098 | Equipment Failure/Involved | Other | Crossarm, Wood | Broken | 2015 | Tier 3 - Extreme | Distribution Circuit | 1 | 16 | 2015-01-16 | 1164684 | Sus | N | EquipmentFailureInvolved¦Other¦CrossarmWood¦Broken
15-0009156 | Equipment Failure/Involved | Other | Other | Broken | 2015 | Tier 2 - Elevated | Transformer only | 2 | 3 | 2015-02-03 | 1171956 | Sus | N | EquipmentFailureInvolved¦Other¦Other¦Broken
15-0010966 | Vegetation | Tree - branch fell on line | Conductor, Overhead | On Ground | 2015 | Tier 3 - Extreme | Distribution Circuit | 2 | 6 | 2015-02-06 | 1178547 | Sus | N | Vegetation¦Treebranchfellonline¦ConductorOverhead¦OnGround
15-0011249 | Equipment Failure/Involved | Other | Crossarm, Wood | Burned/flashed | 2015 | Tier 2 - Elevated | Distribution Circuit | 2 | 7 | 2015-02-07 | 1180214 | Sus | N | EquipmentFailureInvolved¦Other¦CrossarmWood¦Burnedflashed
15-0011324 | Equipment Failure/Involved | Electrical Overload | Jumper | Burned Open | 2015 | Tier 2 - Elevated | Distribution Circuit | 2 | 7 | 2015-02-07 | 1181382 | Sus | N | EquipmentFailureInvolved¦ElectricalOverload¦Jumper¦BurnedOpen
15-0011350 | Equipment Failure/Involved | Other | Conductor, Overhead | Broken, wire on ground | 2015 | Tier 2 - Elevated | Distribution Circuit | 2 | 6 | 2015-02-06 | 1178233 | Sus | N | EquipmentFailureInvolved¦Other¦ConductorOverhead¦Brokenwireonground
15-0025155 | Unknown Cause | Patrol - found nothing |  |  | 2015 | Tier 2 - Elevated | Distribution Circuit | 4 | 7 | 2015-04-07 | 1215548 | Sus | N | UnknownCause¦Patrolfoundnothing¦¦
15-0031307 | Equipment Failure/Involved | Other | Transformer | Burned Open | 2015 | Tier 2 - Elevated | Distribution Circuit | 5 | 3 | 2015-05-03 | 1228581 | Sus | Y | EquipmentFailureInvolved¦Other¦Transformer¦BurnedOpen
15-0032298 | Equipment Failure/Involved | Underground | Conductor, Underground | Broken | 2015 | Tier 2 - Elevated | Distribution Circuit | 5 | 7 | 2015-05-07 | 1230490 | Sus | Y | EquipmentFailureInvolved¦Underground¦ConductorUnderground¦Broken
15-0036038 | Unknown Cause | Patrol - found nothing |  |  | 2015 | Tier 3 - Extreme | Distribution Circuit | 5 | 22 | 2015-05-22 | 1238467 | Sus | Y | UnknownCause¦Patrolfoundnothing¦¦
15-0036117 | Unknown Cause | Patrol - found nothing |  |  | 2015 | Tier 3 - Extreme | Distribution Circuit | 5 | 23 | 2015-05-23 | 1238690 | Sus | Y | UnknownCause¦Patrolfoundnothing¦¦
15-0039553 | Vegetation | Tree - fell into line | Pole-Wood | Broken, wire on ground | 2015 | Tier 2 - Elevated | Distribution Circuit | 6 | 8 | 2015-06-08 | 1246905 | Sus | Y | Vegetation¦Treefellintoline¦PoleWood¦Brokenwireonground
15-0042210 | Equipment Failure/Involved | Overhead | Transformer | Failed/Faulted | 2015 | Tier 2 - Elevated | Transformer only | 6 | 19 | 2015-06-19 | 1253416 | Sus | Y | EquipmentFailureInvolved¦Overhead¦Transformer¦FailedFaulted
15-0042340 | Equipment Failure/Involved | Electrical Overload | Transformer | Failed/Faulted | 2015 | Tier 2 - Elevated | Transformer only | 6 | 21 | 2015-06-21 | 1254136 | Sus | Y | EquipmentFailureInvolved¦ElectricalOverload¦Transformer¦FailedFaulted
15-0043969 | Vegetation | Tree - fell into line | Conductor, Overhead | Normal | 2015 | Tier 2 - Elevated | Distribution Circuit | 6 | 29 | 2015-06-29 | 1258615 | Sus | Y | Vegetation¦Treefellintoline¦ConductorOverhead¦Normal
15-0050447 | Equipment Failure/Involved | Overhead | Conductor, Overhead | Together | 2015 | Tier 2 - Elevated | Distribution Circuit | 7 | 25 | 2015-07-25 | 1276877 | Sus | Y | EquipmentFailureInvolved¦Overhead¦ConductorOverhead¦Together
15-0051882 | 3rd Party | Vehicle | Customer Equipment | Broken | 2015 | Tier 2 - Elevated | Distribution Circuit | 7 | 31 | 2015-07-31 | 1280741 | Sus | Y | 3rdParty¦Vehicle¦CustomerEquipment¦Broken
15-0057356 | Animal | Bird found | Fuse | Failed/Faulted | 2015 | Tier 2 - Elevated | Distribution Circuit | 8 | 25 | 2015-08-25 | 1294581 | Sus | Y | Animal¦Birdfound¦Fuse¦FailedFaulted
15-0060588 | Vegetation | Tree - fell into line | Conductor, Overhead | Normal | 2015 | Tier 3 - Extreme | Distribution Circuit | 9 | 10 | 2015-09-10 | 1303618 | Sus | Y | Vegetation¦Treefellintoline¦ConductorOverhead¦Normal
15-0061342 | Environmental/External | Fire, Forest/Grass | Pole-Wood | Burned/flashed | 2015 | Tier 2 - Elevated | Distribution Circuit | 9 | 11 | 2015-09-11 | 1305750 | Sus | Y | EnvironmentalExternal¦FireForestGrass¦PoleWood¦Burnedflashed
15-0061447 | Unknown Cause | Patrol - found nothing |  |  | 2015 | Tier 3 - Extreme | Transformer only | 9 | 15 | 2015-09-15 | 1306012 | Sus | Y | UnknownCause¦Patrolfoundnothing¦¦
15-0065883 | Unknown Cause | Patrol - found nothing |  |  | 2015 | Tier 2 - Elevated | Distribution Circuit | 9 | 26 | 2015-09-26 | 1312594 | Sus | Y | UnknownCause¦Patrolfoundnothing¦¦
15-0067637 | Unknown Cause | Patrol - not conducted |  |  | 2015 | Tier 3 - Extreme | Distribution Circuit | 10 | 3 | 2015-10-03 | 1316175 | Sus | Y | UnknownCause¦Patrolnotconducted¦¦
15-0068588 | Equipment Failure/Involved | Overhead | Crossarm, Wood | Broken | 2015 | Tier 2 - Elevated | Distribution Circuit | 10 | 7 | 2015-10-07 | 1318178 | Sus | Y | EquipmentFailureInvolved¦Overhead¦CrossarmWood¦Broken
15-0076628 | Vegetation | Tree - fell into line | Conductor, Overhead | Broken, wire on ground | 2015 | Tier 2 - Elevated | Distribution Circuit | 11 | 9 | 2015-11-09 | 1337906 | Sus | Y | Vegetation¦Treefellintoline¦ConductorOverhead¦Brokenwireonground
15-0076631 | Vegetation | Tree - fell into line | Conductor, Overhead | Together | 2015 | Tier 2 - Elevated | Distribution Circuit | 11 | 9 | 2015-11-09 | 1337980 | Sus | Y | Vegetation¦Treefellintoline¦ConductorOverhead¦Together
15-0081371 | Equipment Failure/Involved | Overhead | Transformer | Deteriorated | 2015 | Tier 2 - Elevated | Transformer only | 11 | 27 | 2015-11-27 | 1349397 | Sus | Y | EquipmentFailureInvolved¦Overhead¦Transformer¦Deteriorated
15-0084417 | Equipment Failure/Involved | Overhead | Transformer | Failed/Faulted | 2015 | Tier 3 - Extreme | Transformer only | 12 | 12 | 2015-12-12 | 1359585 | Sus | N | EquipmentFailureInvolved¦Overhead¦Transformer¦FailedFaulted
15-0085562 | Unknown Cause | Patrol - found nothing |  |  | 2015 | Tier 3 - Extreme | Distribution Circuit | 12 | 15 | 2015-12-15 | 1364543 | Sus | N | UnknownCause¦Patrolfoundnothing¦¦
15-0085562 | Unknown Cause | Patrol - found nothing |  |  | 2015 | Tier 3 - Extreme | Distribution Circuit | 12 | 15 | 2015-12-15 | 1364543 | Sus | N | UnknownCause¦Patrolfoundnothing¦¦
15-0087086 | Equipment Failure/Involved | Overhead | Pole-Wood | Broken | 2015 | Tier 2 - Elevated | Distribution Circuit | 12 | 24 | 2015-12-24 | 1370821 | Sus | N | EquipmentFailureInvolved¦Overhead¦PoleWood¦Broken
16-0002851 | Unknown Cause | Patrol - found nothing |  |  | 2016 | Tier 2 - Elevated | Distribution Circuit | 1 | 5 | 2016-01-05 | 1376971 | Sus | N | UnknownCause¦Patrolfoundnothing¦¦
16-0003799 | Unknown Cause | Patrol - found nothing |  |  | 2016 | Tier 3 - Extreme | Distribution Circuit | 1 | 7 | 2016-01-07 | 1379520 | Sus | N | UnknownCause¦Patrolfoundnothing¦¦
16-0009412 | Vegetation | Tree - branch fell on line | Conductor, Overhead | Normal | 2016 | Tier 3 - Extreme | Distribution Circuit | 1 | 31 | 2016-01-31 | 1394854 | Sus | N | Vegetation¦Treebranchfellonline¦ConductorOverhead¦Normal
16-0009709 | Unknown Cause | Patrol - found nothing |  |  | 2016 | Tier 2 - Elevated | Distribution Circuit | 2 | 1 | 2016-02-01 | 1396065 | Sus | N | UnknownCause¦Patrolfoundnothing¦¦
16-0011812 | Equipment Failure/Involved | Overhead | Transformer (OH) | Broken | 2016 | Tier 3 - Extreme | Transformer only | 2 | 10 | 2016-02-10 | 1401348 | Sus | N | EquipmentFailureInvolved¦Overhead¦Transformer(OH)¦Broken
16-0012895 | Unknown Cause | Patrol - found nothing |  |  | 2016 | Tier 3 - Extreme | Distribution Circuit | 2 | 16 | 2016-02-16 | 1404338 | Sus | N | UnknownCause¦Patrolfoundnothing¦¦
16-0013479 | Vegetation | Tree - fell into line | Pole-Wood | Broken, wire on ground | 2016 | Tier 2 - Elevated | Distribution Circuit | 2 | 17 | 2016-02-17 | 1407048 | Sus | N | Vegetation¦Treefellintoline¦PoleWood¦Brokenwireonground
16-0013697 | Vegetation | Tree - branch fell on line | Conductor, Overhead | Normal | 2016 | Tier 3 - Extreme | Distribution Circuit | 2 | 17 | 2016-02-17 | 1405932 | Sus | N | Vegetation¦Treebranchfellonline¦ConductorOverhead¦Normal
16-0013864 | Unknown Cause | Patrol - found nothing |  |  | 2016 | Tier 2 - Elevated | Distribution Circuit | 2 | 18 | 2016-02-18 | 1408438 | Sus | N | UnknownCause¦Patrolfoundnothing¦¦
16-0017050 | 3rd Party | Tree - cutting, 3rd party | Conductor, Overhead | Normal | 2016 | Tier 3 - Extreme | Distribution Circuit | 3 | 3 | 2016-03-03 | 1415285 | Sus | N | 3rdParty¦Treecutting3rdparty¦ConductorOverhead¦Normal
16-0017573 | Vegetation | Tree - fell into line | Conductor, Overhead | Broken, wire on ground | 2016 | Tier 3 - Extreme | Distribution Circuit | 3 | 5 | 2016-03-05 | 1417274 | Sus | N | Vegetation¦Treefellintoline¦ConductorOverhead¦Brokenwireonground
16-0017602 | Vegetation | Tree - fell into line | Conductor, Overhead | Broken, wire on ground | 2016 | Tier 2 - Elevated | Distribution Circuit | 3 | 5 | 2016-03-05 | 1417245 | Sus | N | Vegetation¦Treefellintoline¦ConductorOverhead¦Brokenwireonground
16-0017642 | Equipment Failure/Involved | Overhead | Connector or Splice (OH) | Broken, wire on ground | 2016 | Tier 3 - Extreme | Distribution Circuit | 3 | 5 | 2016-03-05 | 1417941 | Sus | N | EquipmentFailureInvolved¦Overhead¦ConnectororSplice(OH)¦Brokenwireonground
16-0018075 | Equipment Failure/Involved | Overhead | Jumper | Broken | 2016 | Tier 2 - Elevated | Distribution Circuit | 3 | 5 | 2016-03-05 | 1417656 | Sus | N | EquipmentFailureInvolved¦Overhead¦Jumper¦Broken
16-0018436 | Vegetation | Tree - branch fell on line | Conductor, Overhead | Broken, wire on ground | 2016 | Tier 3 - Extreme | Distribution Circuit | 3 | 6 | 2016-03-06 | 1422024 | Sus | N | Vegetation¦Treebranchfellonline¦ConductorOverhead¦Brokenwireonground
16-0018646 | Unknown Cause | Patrol - found nothing |  |  | 2016 | Tier 2 - Elevated | Distribution Circuit | 3 | 7 | 2016-03-07 | 1422970 | Sus | N | UnknownCause¦Patrolfoundnothing¦¦
16-0018740 | Animal | Bird found | Fuse | Failed/Faulted | 2016 | Tier 2 - Elevated | Distribution Circuit | 3 | 7 | 2016-03-07 | 1423400 | Sus | N | Animal¦Birdfound¦Fuse¦FailedFaulted
16-0020489 | Vegetation | Tree - fell into line | Transformer | On Ground | 2016 | Tier 2 - Elevated | Transformer only | 3 | 11 | 2016-03-11 | 1427937 | Sus | N | Vegetation¦Treefellintoline¦Transformer¦OnGround
16-0020963 | Unknown Cause | Patrol - found nothing |  |  | 2016 | Tier 2 - Elevated | Distribution Circuit | 3 | 13 | 2016-03-13 | 1430225 | Sus | N | UnknownCause¦Patrolfoundnothing¦¦
16-0026546 | Equipment Failure/Involved | Overhead | Transformer (OH) | Broken | 2016 | Tier 3 - Extreme | Transformer only | 4 | 6 | 2016-04-06 | 1445613 | Sus | N | EquipmentFailureInvolved¦Overhead¦Transformer(OH)¦Broken
16-0030893 | Environmental/External | Lightning | Other | Failed/Faulted | 2016 | Tier 3 - Extreme | Transformer only | 4 | 23 | 2016-04-23 | 1456521 | Sus | N | EnvironmentalExternal¦Lightning¦Other¦FailedFaulted
16-0033035 | Equipment Failure/Involved | Overhead | Regulator | Failed/Faulted | 2016 | Tier 2 - Elevated | Transformer only | 5 | 1 | 2016-05-01 | 1462609 | Sus | Y | EquipmentFailureInvolved¦Overhead¦Regulator¦FailedFaulted
16-0037487 | Vegetation | Tree - branch fell on line | Fuse | Failed/Faulted | 2016 | Tier 2 - Elevated | Distribution Circuit | 5 | 20 | 2016-05-20 | 1473813 | Sus | Y | Vegetation¦Treebranchfellonline¦Fuse¦FailedFaulted
16-0041019 | Unknown Cause | Patrol - found nothing |  |  | 2016 | Tier 2 - Elevated | Distribution Circuit | 6 | 4 | 2016-06-04 | 1482641 | Sus | Y | UnknownCause¦Patrolfoundnothing¦¦
16-0041497 | Equipment Failure/Involved | Overhead | Conductor, Overhead | Broken, wire on ground | 2016 | Tier 2 - Elevated | Distribution Circuit | 6 | 6 | 2016-06-06 | 1484281 | Sus | Y | EquipmentFailureInvolved¦Overhead¦ConductorOverhead¦Brokenwireonground
16-0044144 | Equipment Failure/Involved | Overhead | Other | Broken | 2016 | Tier 2 - Elevated | Distribution Circuit | 6 | 17 | 2016-06-17 | 1491540 | Sus | Y | EquipmentFailureInvolved¦Overhead¦Other¦Broken
16-0047531 | Vegetation | Tree - fell into line | Pole-Wood | Broken, wire on ground | 2016 | Tier 2 - Elevated | Distribution Circuit | 7 | 1 | 2016-07-01 | 1499856 | Sus | Y | Vegetation¦Treefellintoline¦PoleWood¦Brokenwireonground
16-0048358 | Animal | Bird found |  | Failed/Faulted | 2016 | Tier 2 - Elevated | Transformer only | 7 | 7 | 2016-07-07 | 1502183 | Sus | Y | Animal¦Birdfound¦¦FailedFaulted
16-0048839 | Equipment Failure/Involved | Overhead | Conductor, Overhead | Broken, wire on ground | 2016 | Tier 2 - Elevated | Distribution Circuit | 7 | 9 | 2016-07-09 | 1507628 | Sus | Y | EquipmentFailureInvolved¦Overhead¦ConductorOverhead¦Brokenwireonground
16-0050470 | Equipment Failure/Involved | Overhead | Transformer | Failed/Faulted | 2016 | Tier 2 - Elevated | Transformer only | 7 | 17 | 2016-07-17 | 1511458 | Sus | Y | EquipmentFailureInvolved¦Overhead¦Transformer¦FailedFaulted
16-0060432 | 3rd Party | Vehicle | Pole-Wood | Broken | 2016 | Tier 3 - Extreme | Distribution Circuit | 8 | 27 | 2016-08-27 | 1532868 | Sus | Y | 3rdParty¦Vehicle¦PoleWood¦Broken
16-0067482 | Vegetation | Tree - branch fell on line | Conductor, Overhead | Normal | 2016 | Tier 3 - Extreme | Distribution Circuit | 9 | 26 | 2016-09-26 | 1547785 | Sus | Y | Vegetation¦Treebranchfellonline¦ConductorOverhead¦Normal
16-0069073 | Vegetation | Tree - branch fell on line | Conductor, Overhead | Together | 2016 | Tier 3 - Extreme | Distribution Circuit | 10 | 2 | 2016-10-02 | 1551523 | Sus | Y | Vegetation¦Treebranchfellonline¦ConductorOverhead¦Together
16-0071615 | Animal | Bird found | Transformer (OH) | Normal | 2016 | Tier 3 - Extreme | Distribution Circuit | 10 | 13 | 2016-10-13 | 1557455 | Sus | Y | Animal¦Birdfound¦Transformer(OH)¦Normal
16-0072896 | Vegetation | Tree - fell into line | Pole-Wood | Broken, wire on ground | 2016 | Tier 2 - Elevated | Distribution Circuit | 10 | 16 | 2016-10-16 | 1562979 | Sus | Y | Vegetation¦Treefellintoline¦PoleWood¦Brokenwireonground
16-0072992 | Vegetation | Tree - fell into line | Transformer | Broken, wire on ground | 2016 | Tier 3 - Extreme | Transformer only | 10 | 16 | 2016-10-16 | 1563446 | Sus | Y | Vegetation¦Treefellintoline¦Transformer¦Brokenwireonground
16-0074764 | Equipment Failure/Involved | Overhead | Cutout, fuse holder | Normal | 2016 | Tier 2 - Elevated | Transformer only | 10 | 22 | 2016-10-22 | 1567586 | Sus | Y | EquipmentFailureInvolved¦Overhead¦Cutoutfuseholder¦Normal
16-0074839 | Unknown Cause | Patrol - found nothing |  |  | 2016 | Tier 2 - Elevated | Distribution Circuit | 10 | 23 | 2016-10-23 | 1568025 | Sus | Y | UnknownCause¦Patrolfoundnothing¦¦
16-0079547 | Vegetation | Tree - fell into line | Service conductor | Broken, wire on ground | 2016 | Tier 2 - Elevated | Transformer only | 11 | 13 | 2016-11-13 | 1580562 | Sus | Y | Vegetation¦Treefellintoline¦Serviceconductor¦Brokenwireonground
16-0081036 | Equipment Failure/Involved | Overhead | Conductor, Overhead | Broken, wire on ground | 2016 | Tier 2 - Elevated | Distribution Circuit | 11 | 19 | 2016-11-19 | 1584614 | Sus | Y | EquipmentFailureInvolved¦Overhead¦ConductorOverhead¦Brokenwireonground
16-0082555 | Unknown Cause | Patrol - found nothing |  |  | 2016 | Tier 2 - Elevated | Distribution Circuit | 11 | 28 | 2016-11-28 | 1590255 | Sus | Y | UnknownCause¦Patrolfoundnothing¦¦
16-0083448 | 3rd Party | Customer Equipment | Metering Equipment | Burned/flashed | 2016 | Tier 3 - Extreme | Transformer only | 12 | 1 | 2016-12-01 | 1592666 | Sus | N | 3rdParty¦CustomerEquipment¦MeteringEquipment¦Burnedflashed
16-0084365 | Unknown Cause | Patrol - found nothing |  |  | 2016 | Tier 2 - Elevated | Distribution Circuit | 12 | 7 | 2016-12-07 | 1596117 | Sus | N | UnknownCause¦Patrolfoundnothing¦¦
16-0084901 | Vegetation | Tree - branch fell on line | Conductor, Overhead | Together | 2016 | Tier 3 - Extreme | Distribution Circuit | 12 | 10 | 2016-12-10 | 1598272 | Sus | N | Vegetation¦Treebranchfellonline¦ConductorOverhead¦Together
17-0002806 | Vegetation | Tree - branch fell on line | Conductor, Overhead | Normal | 2017 | Tier 3 - Extreme | Distribution Circuit | 1 | 2 | 2017-01-02 | 1614804 | Sus | N | Vegetation¦Treebranchfellonline¦ConductorOverhead¦Normal
17-0003340 | Vegetation | Tree - branch fell on line | Conductor, Overhead | Normal | 2017 | Tier 3 - Extreme | Distribution Circuit | 1 | 3 | 2017-01-03 | 1616825 | Sus | N | Vegetation¦Treebranchfellonline¦ConductorOverhead¦Normal
17-0003619 | Unknown Cause | Patrol - found nothing |  |  | 2017 | Tier 3 - Extreme | Distribution Circuit | 1 | 3 | 2017-01-03 | 1618382 | Sus | N | UnknownCause¦Patrolfoundnothing¦¦
17-0004151 | Equipment Failure/Involved | Overhead | Pole-Wood | Broken | 2017 | Tier 2 - Elevated | Distribution Circuit | 1 | 5 | 2017-01-05 | 1619938 | Sus | N | EquipmentFailureInvolved¦Overhead¦PoleWood¦Broken
17-0010225 | Vegetation | Tree - fell into line | Conductor, Overhead | Broken, wire on ground | 2017 | Tier 3 - Extreme | Distribution Circuit | 1 | 18 | 2017-01-18 | 1646804 | Sus | N | Vegetation¦Treefellintoline¦ConductorOverhead¦Brokenwireonground
17-0012161 | Equipment Failure/Involved | Overhead | Pole-Wood | Broken, wire on ground | 2017 | Tier 3 - Extreme | Distribution Circuit | 1 | 21 | 2017-01-21 | 1657194 | Sus | N | EquipmentFailureInvolved¦Overhead¦PoleWood¦Brokenwireonground
17-0013687 | Vegetation | Tree - branch fell on line | Fuse | Failed/Faulted | 2017 | Tier 3 - Extreme | Distribution Circuit | 1 | 23 | 2017-01-23 | 1662656 | Sus | N | Vegetation¦Treebranchfellonline¦Fuse¦FailedFaulted
17-0013751 | Vegetation | Tree - fell into line | Conductor, Overhead | On Ground | 2017 | Tier 3 - Extreme | Distribution Circuit | 1 | 23 | 2017-01-23 | 1663742 | Sus | N | Vegetation¦Treefellintoline¦ConductorOverhead¦OnGround
17-0013794 | Vegetation | Tree - fell into line | Pole-Wood | Broken | 2017 | Tier 3 - Extreme | Distribution Circuit | 1 | 23 | 2017-01-23 | 1664010 | Sus | N | Vegetation¦Treefellintoline¦PoleWood¦Broken
17-0014759 | Equipment Failure/Involved | Overhead | Crossarm, Wood | Broken | 2017 | Tier 2 - Elevated | Distribution Circuit | 1 | 25 | 2017-01-25 | 1666916 | Sus | N | EquipmentFailureInvolved¦Overhead¦CrossarmWood¦Broken
17-0017028 | Equipment Failure/Involved | Overhead | Pole-Wood | Broken, wire on ground | 2017 | Tier 2 - Elevated | Distribution Circuit | 2 | 2 | 2017-02-02 | 1673204 | Sus | N | EquipmentFailureInvolved¦Overhead¦PoleWood¦Brokenwireonground
17-0017462 | Equipment Failure/Involved | Overhead | Transformer | Failed/Faulted | 2017 | Tier 3 - Extreme | Transformer only | 2 | 4 | 2017-02-04 | 1674710 | Sus | N | EquipmentFailureInvolved¦Overhead¦Transformer¦FailedFaulted
17-0017642 | Equipment Failure/Involved | Overhead | Conductor, Overhead | Broken, wire on ground | 2017 | Tier 3 - Extreme | Distribution Circuit | 2 | 5 | 2017-02-05 | 1675749 | Sus | N | EquipmentFailureInvolved¦Overhead¦ConductorOverhead¦Brokenwireonground
17-0018136 | Vegetation | Tree - branch fell on line | Conductor, Overhead | Normal | 2017 | Tier 3 - Extreme | Distribution Circuit | 2 | 7 | 2017-02-07 | 1677512 | Sus | N | Vegetation¦Treebranchfellonline¦ConductorOverhead¦Normal
17-0018264 | Vegetation | Tree - fell into line | Conductor, Overhead | Broken, wire on ground | 2017 | Tier 3 - Extreme | Distribution Circuit | 2 | 7 | 2017-02-07 | 1678755 | Sus | N | Vegetation¦Treefellintoline¦ConductorOverhead¦Brokenwireonground
17-0018936 | Equipment Failure/Involved | Overhead | Insulator | Broken | 2017 | Tier 2 - Elevated | Distribution Circuit | 2 | 8 | 2017-02-08 | 1681680 | Sus | N | EquipmentFailureInvolved¦Overhead¦Insulator¦Broken
17-0019201 | Equipment Failure/Involved | Overhead | Pole-Wood | Broken, wire on ground | 2017 | Tier 3 - Extreme | Distribution Circuit | 2 | 8 | 2017-02-08 | 1682628 | Sus | N | EquipmentFailureInvolved¦Overhead¦PoleWood¦Brokenwireonground
17-0019367 | Equipment Failure/Involved | Overhead | Crossarm, Wood | Broken | 2017 | Tier 3 - Extreme | Transformer only | 2 | 9 | 2017-02-09 | 1683145 | Sus | N | EquipmentFailureInvolved¦Overhead¦CrossarmWood¦Broken
17-0021809 | Vegetation | Tree - fell into line | Conductor, Overhead | On Ground | 2017 | Tier 3 - Extreme | Distribution Circuit | 2 | 17 | 2017-02-17 | 1691237 | Sus | N | Vegetation¦Treefellintoline¦ConductorOverhead¦OnGround
17-0025268 | Vegetation | Tree - fell into line | Conductor, Overhead | Broken, wire on ground | 2017 | Tier 3 - Extreme | Distribution Circuit | 2 | 21 | 2017-02-21 | 1709163 | Sus | N | Vegetation¦Treefellintoline¦ConductorOverhead¦Brokenwireonground
17-0025876 | Vegetation | Tree - fell into line | Conductor, Overhead | Broken, wire on ground | 2017 | Tier 3 - Extreme | Distribution Circuit | 2 | 22 | 2017-02-22 | 1711488 | Sus | N | Vegetation¦Treefellintoline¦ConductorOverhead¦Brokenwireonground
17-0026466 | Equipment Failure/Involved | Overhead | Conductor, Overhead | Broken, wire on ground | 2017 | Tier 2 - Elevated | Distribution Circuit | 2 | 24 | 2017-02-24 | 1713080 | Sus | N | EquipmentFailureInvolved¦Overhead¦ConductorOverhead¦Brokenwireonground
17-0026715 | Equipment Failure/Involved | Overhead | Conductor, Overhead | Broken, wire on ground | 2017 | Tier 2 - Elevated | Distribution Circuit | 2 | 25 | 2017-02-25 | 1713896 | Sus | N | EquipmentFailureInvolved¦Overhead¦ConductorOverhead¦Brokenwireonground
17-0029861 | Vegetation | Tree - fell into line | Conductor, Overhead | Broken, wire on ground | 2017 | Tier 2 - Elevated | Distribution Circuit | 3 | 9 | 2017-03-09 | 1723650 | Sus | N | Vegetation¦Treefellintoline¦ConductorOverhead¦Brokenwireonground
17-0032963 | Equipment Failure/Involved | Overhead | Crossarm, Wood | Deteriorated | 2017 | Tier 2 - Elevated | Distribution Circuit | 3 | 22 | 2017-03-22 | 1733422 | Sus | N | EquipmentFailureInvolved¦Overhead¦CrossarmWood¦Deteriorated
17-0032963 | Equipment Failure/Involved | Overhead | Crossarm, Wood | Deteriorated | 2017 | Tier 2 - Elevated | Distribution Circuit | 3 | 22 | 2017-03-22 | 1733422 | Sus | N | EquipmentFailureInvolved¦Overhead¦CrossarmWood¦Deteriorated
17-0037385 | Vegetation | Tree - fell into line | Pole-Wood | Broken, wire on ground | 2017 | Tier 3 - Extreme | Distribution Circuit | 4 | 6 | 2017-04-06 | 1746872 | Sus | N | Vegetation¦Treefellintoline¦PoleWood¦Brokenwireonground
17-0037736 | Vegetation | Tree - fell into line | Conductor, Overhead | Broken, wire on ground | 2017 | Tier 2 - Elevated | Distribution Circuit | 4 | 6 | 2017-04-06 | 1750400 | Sus | N | Vegetation¦Treefellintoline¦ConductorOverhead¦Brokenwireonground
17-0037795 | Unknown Cause | Patrol - not conducted |  |  | 2017 | Tier 3 - Extreme | Distribution Circuit | 4 | 6 | 2017-04-06 | 1747978 | Sus | N | UnknownCause¦Patrolnotconducted¦¦
17-0038191 | Environmental/External | Lightning | Fuse | Failed/Faulted | 2017 | Tier 2 - Elevated | Distribution Circuit | 4 | 8 | 2017-04-08 | 1752269 | Sus | N | EnvironmentalExternal¦Lightning¦Fuse¦FailedFaulted
17-0038387 | 3rd Party | Vehicle | Pole-Wood | Broken | 2017 | Tier 2 - Elevated | Distribution Circuit | 4 | 8 | 2017-04-08 | 1753184 | Sus | N | 3rdParty¦Vehicle¦PoleWood¦Broken
17-0042079 | Unknown Cause | Patrol - found nothing |  |  | 2017 | Tier 2 - Elevated | Distribution Circuit | 4 | 21 | 2017-04-21 | 1764565 | Sus | N | UnknownCause¦Patrolfoundnothing¦¦
17-0044306 | Equipment Failure/Involved | Other | Other | Broken | 2017 | Tier 3 - Extreme | Transformer only | 5 | 1 | 2017-05-01 | 1771755 | Sus | Y | EquipmentFailureInvolved¦Other¦Other¦Broken
17-0045008 | Equipment Failure/Involved | Underground | Elbow | Burned/flashed | 2017 | Tier 2 - Elevated | Distribution Circuit | 5 | 3 | 2017-05-03 | 1773726 | Sus | Y | EquipmentFailureInvolved¦Underground¦Elbow¦Burnedflashed
17-0045078 | Equipment Failure/Involved | Electrical Overload | Transformer | Failed/Faulted | 2017 | Tier 3 - Extreme | Transformer only | 5 | 3 | 2017-05-03 | 1774040 | Sus | Y | EquipmentFailureInvolved¦ElectricalOverload¦Transformer¦FailedFaulted
17-0058518 | Unknown Cause | Patrol - found nothing |  |  | 2017 | Tier 2 - Elevated | Distribution Circuit | 6 | 25 | 2017-06-25 | 1817908 | Sus | Y | UnknownCause¦Patrolfoundnothing¦¦
17-0060333 | Vegetation | Tree - fell into line | Conductor, Overhead | Normal | 2017 | Tier 2 - Elevated | Distribution Circuit | 7 | 3 | 2017-07-03 | 1823107 | Sus | Y | Vegetation¦Treefellintoline¦ConductorOverhead¦Normal
17-0062014 | Vegetation | Tree - fell into line | Conductor, Overhead | Normal | 2017 | Tier 3 - Extreme | Distribution Circuit | 7 | 11 | 2017-07-11 | 1828989 | Sus | Y | Vegetation¦Treefellintoline¦ConductorOverhead¦Normal
17-0062014 | Vegetation | Tree - fell into line | Conductor, Overhead | Normal | 2017 | Tier 3 - Extreme | Distribution Circuit | 7 | 11 | 2017-07-11 | 1828989 | Sus | Y | Vegetation¦Treefellintoline¦ConductorOverhead¦Normal
17-0067209 | Vegetation | Tree - fell into line | Conductor, Overhead | Broken, wire on ground | 2017 | Tier 2 - Elevated | Distribution Circuit | 8 | 1 | 2017-08-01 | 1844279 | Sus | Y | Vegetation¦Treefellintoline¦ConductorOverhead¦Brokenwireonground
17-0068589 | Animal | Squirrel | Fuse | Failed/Faulted | 2017 | Tier 3 - Extreme | Distribution Circuit | 8 | 7 | 2017-08-07 | 1848129 | Sus | Y | Animal¦Squirrel¦Fuse¦FailedFaulted
17-0071581 | Unknown Cause | Patrol - found nothing |  |  | 2017 | Tier 2 - Elevated | Distribution Circuit | 8 | 20 | 2017-08-20 | 1855714 | Sus | Y | UnknownCause¦Patrolfoundnothing¦¦
17-0078621 | Environmental/External | Lightning | Transformer | Failed/Faulted | 2017 | Tier 3 - Extreme | Transformer only | 9 | 13 | 2017-09-13 | 1878307 | Sus | Y | EnvironmentalExternal¦Lightning¦Transformer¦FailedFaulted
17-0085036 | Unknown Cause | Patrol - found nothing |  |  | 2017 | Tier 3 - Extreme | Distribution Circuit | 10 | 8 | 2017-10-08 | 1892970 | Sus | Y | UnknownCause¦Patrolfoundnothing¦¦
17-0087223 | Environmental/External | Fire, Forest/Grass | Pole-Wood | Broken, wire on ground | 2017 | Tier 2 - Elevated | Distribution Circuit | 10 | 10 | 2017-10-10 | 1897684 | Sus | Y | EnvironmentalExternal¦FireForestGrass¦PoleWood¦Brokenwireonground
17-0088708 | Unknown Cause | Patrol - found nothing |  |  | 2017 | Tier 2 - Elevated | Distribution Circuit | 10 | 8 | 2017-10-08 | 1904461 | Sus | Y | UnknownCause¦Patrolfoundnothing¦¦
17-0089386 | 3rd Party | Vehicle | Pole-Wood | Broken | 2017 | Tier 3 - Extreme | Distribution Circuit | 10 | 21 | 2017-10-21 | 1906905 | Sus | Y | 3rdParty¦Vehicle¦PoleWood¦Broken
17-0091153 | Unknown Cause | Patrol - found nothing |  |  | 2017 | Tier 2 - Elevated | Distribution Circuit | 10 | 29 | 2017-10-29 | 1911894 | Sus | Y | UnknownCause¦Patrolfoundnothing¦¦
17-0096741 | Animal | Squirrel | Transformer (OH) | Normal | 2017 | Tier 2 - Elevated | Distribution Circuit | 11 | 21 | 2017-11-21 | 1927043 | Sus | Y | Animal¦Squirrel¦Transformer(OH)¦Normal
17-0097632 | Unknown Cause | Patrol - not conducted |  |  | 2017 | Tier 3 - Extreme | Distribution Circuit | 11 | 26 | 2017-11-26 | 1929412 | Sus | Y | UnknownCause¦Patrolnotconducted¦¦
17-0099153 | Unknown Cause | Patrol - not conducted |  |  | 2017 | Tier 2 - Elevated | Distribution Circuit | 12 | 2 | 2017-12-02 | 1933729 | Sus | N | UnknownCause¦Patrolnotconducted¦¦
17-0099850 | Vegetation | Tree - fell into line | Pole-Wood | Broken, wire on ground | 2017 | Tier 3 - Extreme | Distribution Circuit | 12 | 4 | 2017-12-04 | 1935841 | Sus | N | Vegetation¦Treefellintoline¦PoleWood¦Brokenwireonground
18-0003742 | Vegetation | Tree - branch fell on line | Insulator | Broken | 2018 | Tier 2 - Elevated | Distribution Circuit | 1 | 5 | 2018-01-05 | 2357 | Sus | N | Vegetation¦Treebranchfellonline¦Insulator¦Broken
18-0003934 | 3rd Party | Vehicle | Pole-Wood | Broken | 2018 | Tier 2 - Elevated | Distribution Circuit | 1 | 5 | 2018-01-05 | 2842 | Sus | N | 3rdParty¦Vehicle¦PoleWood¦Broken
18-0003950 | Unknown Cause | Patrol - found nothing |  |  | 2018 | Tier 3 - Extreme | Distribution Circuit | 1 | 5 | 2018-01-05 | 2989 | Sus | N | UnknownCause¦Patrolfoundnothing¦¦
18-0005539 | 3rd Party | Vehicle | Conductor, Underground | Broken | 2018 | Tier 3 - Extreme | Distribution Circuit | 1 | 11 | 2018-01-11 | 6953 | Sus | N | 3rdParty¦Vehicle¦ConductorUnderground¦Broken
18-0006073 | Vegetation | Tree - fell into line | Conductor, Overhead | Broken, wire on ground | 2018 | Tier 2 - Elevated | Transformer only | 1 | 14 | 2018-01-14 | 8136 | Sus | N | Vegetation¦Treefellintoline¦ConductorOverhead¦Brokenwireonground
18-0010883 | Unknown Cause | Patrol - found nothing |  |  | 2018 | Tier 2 - Elevated | Distribution Circuit | 2 | 1 | 2018-02-01 | 17831 | Sus | N | UnknownCause¦Patrolfoundnothing¦¦
18-0017872 | Equipment Failure/Involved | Overhead | Insulator | Broken | 2018 | Tier 3 - Extreme | Distribution Circuit | 2 | 27 | 2018-02-27 | 33061 | Sus | N | EquipmentFailureInvolved¦Overhead¦Insulator¦Broken
18-0018681 | Vegetation | Tree - branch fell on line | Conductor, Overhead | Normal | 2018 | Tier 3 - Extreme | Distribution Circuit | 3 | 1 | 2018-03-01 | 34673 | Sus | N | Vegetation¦Treebranchfellonline¦ConductorOverhead¦Normal
18-0019115 | Vegetation | Tree - branch fell on line | Conductor, Overhead | Normal | 2018 | Tier 2 - Elevated | Distribution Circuit | 3 | 2 | 2018-03-02 | 36161 | Sus | N | Vegetation¦Treebranchfellonline¦ConductorOverhead¦Normal
18-0019277 | Equipment Failure/Involved | Overhead | Connector or Splice (OH) | Burned Open | 2018 | Tier 2 - Elevated | Transformer only | 3 | 2 | 2018-03-02 | 36842 | Sus | N | EquipmentFailureInvolved¦Overhead¦ConnectororSplice(OH)¦BurnedOpen
18-0022465 | Vegetation | Tree - fell into line | Secondary | Broken | 2018 | Tier 3 - Extreme | Transformer only | 3 | 13 | 2018-03-13 | 43699 | Sus | N | Vegetation¦Treefellintoline¦Secondary¦Broken
18-0023323 | Equipment Failure/Involved | Overhead | Insulator | Broken | 2018 | Tier 3 - Extreme | Distribution Circuit | 3 | 16 | 2018-03-16 | 45380 | Sus | N | EquipmentFailureInvolved¦Overhead¦Insulator¦Broken
18-0026397 | Animal | Bird found | Conductor, Overhead | Normal | 2018 | Tier 2 - Elevated | Distribution Circuit | 3 | 25 | 2018-03-25 | 52955 | Sus | N | Animal¦Birdfound¦ConductorOverhead¦Normal
18-0026454 | Equipment Failure/Involved | Underground | Transformer (UG) | Failed/Faulted | 2018 | Tier 2 - Elevated | Distribution Circuit | 3 | 25 | 2018-03-25 | 53229 | Sus | N | EquipmentFailureInvolved¦Underground¦Transformer(UG)¦FailedFaulted
18-0032817 | Environmental/External | Lightning | Other | Broken | 2018 | Tier 2 - Elevated | Transformer only | 4 | 16 | 2018-04-16 | 68230 | Sus | N | EnvironmentalExternal¦Lightning¦Other¦Broken
18-0033383 | Vegetation | Tree - fell into line | Conductor, Overhead | Normal | 2018 | Tier 3 - Extreme | Distribution Circuit | 4 | 18 | 2018-04-18 | 69404 | Sus | N | Vegetation¦Treefellintoline¦ConductorOverhead¦Normal
18-0038160 | Equipment Failure/Involved | Overhead | Connector or Splice (OH) | Broken, wire on ground | 2018 | Tier 2 - Elevated | Distribution Circuit | 5 | 3 | 2018-05-03 | 79224 | Sus | Y | EquipmentFailureInvolved¦Overhead¦ConnectororSplice(OH)¦Brokenwireonground
18-0051633 | Unknown Cause | Patrol - found nothing |  |  | 2018 | Tier 2 - Elevated | Distribution Circuit | 6 | 16 | 2018-06-16 | 110830 | Sus | Y | UnknownCause¦Patrolfoundnothing¦¦
18-0060965 | Equipment Failure/Involved | Overhead | Crossarm, Wood | Broken | 2018 | Tier 3 - Extreme | Distribution Circuit | 7 | 18 | 2018-07-18 | 134595 | Sus | Y | EquipmentFailureInvolved¦Overhead¦CrossarmWood¦Broken
18-0072637 | Vegetation | Tree - fell into line | Conductor, Overhead | Normal | 2018 | Tier 2 - Elevated | Distribution Circuit | 8 | 22 | 2018-08-22 | 160544 | Sus | Y | Vegetation¦Treefellintoline¦ConductorOverhead¦Normal
18-0077821 | Vegetation | Tree - branch fell on line | Conductor, Overhead | Normal | 2018 | Tier 2 - Elevated | Distribution Circuit | 9 | 9 | 2018-09-09 | 170897 | Sus | Y | Vegetation¦Treebranchfellonline¦ConductorOverhead¦Normal
18-0083406 | Equipment Failure/Involved | Overhead | Transformer | Failed/Faulted | 2018 | Tier 3 - Extreme | Transformer only | 9 | 25 | 2018-09-25 | 180999 | Sus | Y | EquipmentFailureInvolved¦Overhead¦Transformer¦FailedFaulted
18-0084340 | Unknown Cause | Patrol - found nothing |  |  | 2018 | Tier 2 - Elevated | Distribution Circuit | 9 | 27 | 2018-09-27 | 182958 | Sus | Y | UnknownCause¦Patrolfoundnothing¦¦
18-0085933 | Unknown Cause | Patrol - found nothing |  |  | 2018 | Tier 2 - Elevated | Distribution Circuit | 10 | 3 | 2018-10-03 | 186639 | Sus | Y | UnknownCause¦Patrolfoundnothing¦¦
18-0086955 | Equipment Failure/Involved | Overhead | Lightning Arrestor | Arcing | 2018 | Tier 2 - Elevated | Distribution Circuit | 10 | 4 | 2018-10-04 | 188483 | Sus | Y | EquipmentFailureInvolved¦Overhead¦LightningArrestor¦Arcing
18-0092100 | Unknown Cause | Patrol - found nothing |  |  | 2018 | Tier 3 - Extreme | Distribution Circuit | 10 | 19 | 2018-10-19 | 198485 | Sus | Y | UnknownCause¦Patrolfoundnothing¦¦
18-0093953 | Unknown Cause | Patrol - found nothing |  |  | 2018 | Tier 2 - Elevated | Distribution Circuit | 10 | 24 | 2018-10-24 | 201814 | Sus | Y | UnknownCause¦Patrolfoundnothing¦¦
18-0095444 | Unknown Cause | Patrol - found nothing |  |  | 2018 | Tier 3 - Extreme | Distribution Circuit | 10 | 30 | 2018-10-30 | 204874 | Sus | Y | UnknownCause¦Patrolfoundnothing¦¦
18-0098439 | 3rd Party | Fire, house or bldg. | Fuse | Normal | 2018 | Tier 2 - Elevated | Distribution Circuit | 11 | 8 | 2018-11-08 | 211955 | Sus | Y | 3rdParty¦Firehouseorbldg¦Fuse¦Normal
18-0098887 | 3rd Party | Fire, house or bldg. | Conductor, Overhead | Burned/flashed | 2018 | Tier 2 - Elevated | Transformer only | 11 | 10 | 2018-11-10 | 213161 | Sus | Y | 3rdParty¦Firehouseorbldg¦ConductorOverhead¦Burnedflashed
18-0100892 | Environmental/External | Fire, Forest/Grass | Pole-Wood | Burned/flashed | 2018 | Tier 3 - Extreme | Distribution Circuit | 11 | 8 | 2018-11-08 | 217958 | Sus | Y | EnvironmentalExternal¦FireForestGrass¦PoleWood¦Burnedflashed
18-0101495 | Environmental/External | Fire, Forest/Grass | Pole-Wood | Burned/flashed | 2018 | Tier 3 - Extreme | Distribution Circuit | 11 | 8 | 2018-11-08 | 219155 | Sus | Y | EnvironmentalExternal¦FireForestGrass¦PoleWood¦Burnedflashed
18-0102700 | 3rd Party | Vehicle | Pole-Wood | Broken | 2018 | Tier 2 - Elevated | Distribution Circuit | 11 | 23 | 2018-11-23 | 223219 | Sus | Y | 3rdParty¦Vehicle¦PoleWood¦Broken
18-0103049 | Unknown Cause | Patrol - found nothing |  |  | 2018 | Tier 2 - Elevated | Distribution Circuit | 11 | 25 | 2018-11-25 | 224042 | Sus | Y | UnknownCause¦Patrolfoundnothing¦¦
18-0104968 | Vegetation | Tree - branch fell on line | Conductor, Overhead | Normal | 2018 | Tier 3 - Extreme | Distribution Circuit | 11 | 29 | 2018-11-29 | 228132 | Sus | Y | Vegetation¦Treebranchfellonline¦ConductorOverhead¦Normal
18-0107166 | Vegetation | Tree - fell into line | Conductor, Overhead | Broken, wire on ground | 2018 | Tier 3 - Extreme | Distribution Circuit | 12 | 5 | 2018-12-05 | 234007 | Sus | N | Vegetation¦Treefellintoline¦ConductorOverhead¦Brokenwireonground
18-0110756 | 3rd Party | Customer Equipment | Metering Equipment | Burned/flashed | 2018 | Tier 3 - Extreme | Transformer only | 12 | 26 | 2018-12-26 | 247557 | Sus | N | 3rdParty¦CustomerEquipment¦MeteringEquipment¦Burnedflashed
18-0110882 | Unknown Cause | Patrol - found nothing |  |  | 2018 | Tier 2 - Elevated | Distribution Circuit | 12 | 27 | 2018-12-27 | 248387 | Sus | N | UnknownCause¦Patrolfoundnothing¦¦
19-0004566 | Unknown Cause | Patrol - found nothing |  |  | 2019 | Tier 3 - Extreme | Distribution Circuit | 1 | 4 | 2019-01-04 | 253324 | Sus | N | UnknownCause¦Patrolfoundnothing¦¦
19-0005445 | Unknown Cause | Patrol - found nothing |  |  | 2019 | Tier 2 - Elevated | Distribution Circuit | 1 | 6 | 2019-01-06 | 256430 | Sus | N | UnknownCause¦Patrolfoundnothing¦¦
19-0006600 | Vegetation | Tree - branch fell on line | Conductor, Overhead | Together | 2019 | Tier 2 - Elevated | Distribution Circuit | 1 | 8 | 2019-01-08 | 261076 | Sus | N | Vegetation¦Treebranchfellonline¦ConductorOverhead¦Together
19-0006783 | Equipment Failure/Involved | Overhead | Transformer (OH) | Broken | 2019 | Tier 3 - Extreme | Transformer only | 1 | 9 | 2019-01-09 | 261272 | Sus | N | EquipmentFailureInvolved¦Overhead¦Transformer(OH)¦Broken
19-0007683 | Vegetation | Tree - fell into line | Transformer | Leaking | 2019 | Tier 3 - Extreme | Transformer only | 1 | 10 | 2019-01-10 | 262714 | Sus | N | Vegetation¦Treefellintoline¦Transformer¦Leaking
19-0008575 | Vegetation | Tree - branch fell on line | Conductor, Overhead | Together | 2019 | Tier 3 - Extreme | Distribution Circuit | 1 | 14 | 2019-01-14 | 264796 | Sus | N | Vegetation¦Treebranchfellonline¦ConductorOverhead¦Together
19-0010499 | Vegetation | Tree - branch fell on line | Conductor, Overhead | Broken, wire on ground | 2019 | Tier 2 - Elevated | Distribution Circuit | 1 | 17 | 2019-01-17 | 272074 | Sus | N | Vegetation¦Treebranchfellonline¦ConductorOverhead¦Brokenwireonground
19-0011722 | Equipment Failure/Involved | Overhead | Fuse | Normal | 2019 | Tier 3 - Extreme | Distribution Circuit | 1 | 18 | 2019-01-18 | 275668 | Sus | N | EquipmentFailureInvolved¦Overhead¦Fuse¦Normal
19-0011728 | Vegetation | Tree - fell into line | Conductor, Overhead | Broken, wire on ground | 2019 | Tier 2 - Elevated | Distribution Circuit | 1 | 16 | 2019-01-16 | 275690 | Sus | N | Vegetation¦Treefellintoline¦ConductorOverhead¦Brokenwireonground
19-0016963 | Vegetation | Tree - fell into line | Fuse | Failed/Faulted | 2019 | Tier 2 - Elevated | Distribution Circuit | 2 | 2 | 2019-02-02 | 286608 | Sus | N | Vegetation¦Treefellintoline¦Fuse¦FailedFaulted
19-0017817 | Equipment Failure/Involved | Overhead | Cutout, fuse holder | Broken | 2019 | Tier 2 - Elevated | Transformer only | 2 | 4 | 2019-02-04 | 289725 | Sus | N | EquipmentFailureInvolved¦Overhead¦Cutoutfuseholder¦Broken
19-0018303 | Vegetation | Tree - branch fell on line | Conductor, Overhead | Broken, wire on ground | 2019 | Tier 2 - Elevated | Distribution Circuit | 2 | 5 | 2019-02-05 | 291671 | Sus | N | Vegetation¦Treebranchfellonline¦ConductorOverhead¦Brokenwireonground
19-0018463 | Vegetation | Tree - fell into line | Conductor, Overhead | Broken, wire on ground | 2019 | Tier 2 - Elevated | Distribution Circuit | 2 | 5 | 2019-02-05 | 291320 | Sus | N | Vegetation¦Treefellintoline¦ConductorOverhead¦Brokenwireonground
19-0018600 | Vegetation | Tree - fell into line | Conductor, Overhead | Broken, wire on ground | 2019 | Tier 3 - Extreme | Distribution Circuit | 2 | 5 | 2019-02-05 | 292065 | Sus | N | Vegetation¦Treefellintoline¦ConductorOverhead¦Brokenwireonground
19-0018726 | Vegetation | Tree - fell into line | Conductor, Overhead | Broken, wire on ground | 2019 | Tier 2 - Elevated | Distribution Circuit | 2 | 5 | 2019-02-05 | 293117 | Sus | N | Vegetation¦Treefellintoline¦ConductorOverhead¦Brokenwireonground
19-0020406 | Vegetation | Tree - fell into line | Pole-Wood | Broken, wire on ground | 2019 | Tier 3 - Extreme | Distribution Circuit | 2 | 9 | 2019-02-09 | 297151 | Sus | N | Vegetation¦Treefellintoline¦PoleWood¦Brokenwireonground
19-0021897 | Vegetation | Tree - fell into line | Crossarm, Wood | Broken, wire on ground | 2019 | Tier 2 - Elevated | Distribution Circuit | 2 | 12 | 2019-02-12 | 301511 | Sus | N | Vegetation¦Treefellintoline¦CrossarmWood¦Brokenwireonground
19-0022301 | Equipment Failure/Involved | Overhead | Conductor, Overhead | On Ground | 2019 | Tier 3 - Extreme | Distribution Circuit | 2 | 13 | 2019-02-13 | 302566 | Sus | N | EquipmentFailureInvolved¦Overhead¦ConductorOverhead¦OnGround
19-0022523 | Vegetation | Tree - fell into line | Pole-Wood | Broken | 2019 | Tier 2 - Elevated | Distribution Circuit | 2 | 13 | 2019-02-13 | 305288 | Sus | N | Vegetation¦Treefellintoline¦PoleWood¦Broken
19-0023563 | Vegetation | Tree - branch fell on line | Conductor, Overhead | Normal | 2019 | Tier 3 - Extreme | Distribution Circuit | 2 | 14 | 2019-02-14 | 306447 | Sus | N | Vegetation¦Treebranchfellonline¦ConductorOverhead¦Normal
19-0023825 | Vegetation | Tree - branch fell on line | Conductor, Overhead | Together | 2019 | Tier 2 - Elevated | Distribution Circuit | 2 | 12 | 2019-02-12 | 301137 | Sus | N | Vegetation¦Treebranchfellonline¦ConductorOverhead¦Together
19-0024590 | Equipment Failure/Involved | Overhead | Crossarm, Wood | Broken | 2019 | Tier 3 - Extreme | Distribution Circuit | 2 | 16 | 2019-02-16 | 314537 | Sus | N | EquipmentFailureInvolved¦Overhead¦CrossarmWood¦Broken
19-0024752 | Vegetation | Tree - fell into line | Conductor, Overhead | Broken, wire on ground | 2019 | Tier 3 - Extreme | Distribution Circuit | 2 | 16 | 2019-02-16 | 314938 | Sus | N | Vegetation¦Treefellintoline¦ConductorOverhead¦Brokenwireonground
19-0025900 | Vegetation | Tree - fell into line | Conductor, Overhead | Broken, wire on ground | 2019 | Tier 3 - Extreme | Distribution Circuit | 2 | 18 | 2019-02-18 | 318060 | Sus | N | Vegetation¦Treefellintoline¦ConductorOverhead¦Brokenwireonground
19-0025918 | Unknown Cause | Patrol - not conducted |  |  | 2019 | Tier 2 - Elevated | Distribution Circuit | 2 | 19 | 2019-02-19 | 318498 | Sus | N | UnknownCause¦Patrolnotconducted¦¦
19-0029413 | Equipment Failure/Involved | Overhead | Transformer | Failed/Faulted | 2019 | Tier 2 - Elevated | Transformer only | 2 | 28 | 2019-02-28 | 328075 | Sus | N | EquipmentFailureInvolved¦Overhead¦Transformer¦FailedFaulted
19-0033911 | Equipment Failure/Involved | Overhead | Conductor, Overhead | Broken, wire on ground | 2019 | Tier 3 - Extreme | Distribution Circuit | 3 | 14 | 2019-03-14 | 339166 | Sus | N | EquipmentFailureInvolved¦Overhead¦ConductorOverhead¦Brokenwireonground
19-0037958 | Vegetation | Tree - fell into line | Conductor, Overhead | Broken, wire on ground | 2019 | Tier 3 - Extreme | Distribution Circuit | 3 | 28 | 2019-03-28 | 349458 | Sus | N | Vegetation¦Treefellintoline¦ConductorOverhead¦Brokenwireonground
19-0038555 | Unknown Cause | Patrol - found nothing |  |  | 2019 | Tier 2 - Elevated | Distribution Circuit | 3 | 31 | 2019-03-31 | 351069 | Sus | N | UnknownCause¦Patrolfoundnothing¦¦
19-0042843 | Equipment Failure/Involved | Overhead | Cutout, fuse holder | Broken | 2019 | Tier 3 - Extreme | Distribution Circuit | 4 | 16 | 2019-04-16 | 361721 | Sus | N | EquipmentFailureInvolved¦Overhead¦Cutoutfuseholder¦Broken
19-0053049 | Vegetation | Tree - fell into line | Conductor, Overhead | Broken, wire on ground | 2019 | Tier 2 - Elevated | Distribution Circuit | 5 | 16 | 2019-05-16 | 383043 | Sus | Y | Vegetation¦Treefellintoline¦ConductorOverhead¦Brokenwireonground
19-0053921 | Equipment Failure/Involved | Overhead | Crossarm, Wood | Broken, wire on ground | 2019 | Tier 2 - Elevated | Distribution Circuit | 5 | 19 | 2019-05-19 | 385002 | Sus | Y | EquipmentFailureInvolved¦Overhead¦CrossarmWood¦Brokenwireonground
19-0054032 | Environmental/External | Lightning | Transformer | Failed/Faulted | 2019 | Tier 3 - Extreme | Transformer only | 5 | 19 | 2019-05-19 | 385571 | Sus | Y | EnvironmentalExternal¦Lightning¦Transformer¦FailedFaulted
19-0057629 | Equipment Failure/Involved | Overhead | Transformer | Failed/Faulted | 2019 | Tier 2 - Elevated | Transformer only | 5 | 25 | 2019-05-25 | 390151 | Sus | Y | EquipmentFailureInvolved¦Overhead¦Transformer¦FailedFaulted
19-0062417 | Equipment Failure/Involved | Overhead | Connector or Splice (OH) | Deteriorated | 2019 | Tier 2 - Elevated | Transformer only | 6 | 4 | 2019-06-04 | 397155 | Sus | Y | EquipmentFailureInvolved¦Overhead¦ConnectororSplice(OH)¦Deteriorated
19-0063389 | Company Initiated | Return Circuit Normal | Conductor, Overhead | Normal | 2019 | Tier 3 - Extreme | Distribution Circuit | 6 | 5 | 2019-06-05 | 399137 | Sus | Y | CompanyInitiated¦ReturnCircuitNormal¦ConductorOverhead¦Normal
19-0072218 | Vegetation | Tree - fell into line | Conductor, Overhead | Normal | 2019 | Tier 3 - Extreme | Transmission line | 6 | 26 | 2019-06-26 | 429565 | Sus | Y | Vegetation¦Treefellintoline¦ConductorOverhead¦Normal
19-0074123 | Equipment Failure/Involved | Overhead | Conductor, Overhead | Broken, wire on ground | 2019 | Tier 2 - Elevated | Distribution Circuit | 7 | 2 | 2019-07-02 | 440077 | Sus | Y | EquipmentFailureInvolved¦Overhead¦ConductorOverhead¦Brokenwireonground
19-0076990 | Vegetation | Tree - branch fell on line | Conductor, Overhead | Normal | 2019 | Tier 2 - Elevated | Distribution Circuit | 7 | 12 | 2019-07-12 | 447832 | Sus | Y | Vegetation¦Treebranchfellonline¦ConductorOverhead¦Normal
19-0078606 | Unknown Cause | Patrol - not conducted |  |  | 2019 | Tier 3 - Extreme | Distribution Circuit | 7 | 17 | 2019-07-17 | 456897 | Sus | Y | UnknownCause¦Patrolnotconducted¦¦
19-0095469 | Equipment Failure/Involved | Underground | Conductor, Underground | Deteriorated | 2019 | Tier 2 - Elevated | Distribution Circuit | 9 | 5 | 2019-09-05 | 554022 | Sus | Y | EquipmentFailureInvolved¦Underground¦ConductorUnderground¦Deteriorated
19-0099421 | Vegetation | Tree - branch fell on line | Conductor, Overhead | Broken, wire on ground | 2019 | Tier 2 - Elevated | Distribution Circuit | 9 | 16 | 2019-09-16 | 583915 | Sus | Y | Vegetation¦Treebranchfellonline¦ConductorOverhead¦Brokenwireonground
19-0103265 | Unknown Cause | Patrol - found nothing |  |  | 2019 | Tier 2 - Elevated | Distribution Circuit | 9 | 24 | 2019-09-24 | 612228 | Sus | Y | UnknownCause¦Patrolfoundnothing¦¦
19-0108038 | Unknown Cause | Patrol - found nothing |  |  | 2019 | Tier 2 - Elevated | Distribution Circuit | 10 | 6 | 2019-10-06 | 645547 | Sus | Y | UnknownCause¦Patrolfoundnothing¦¦
19-0115697 | Equipment Failure/Involved | Overhead | Pole-Wood | Deteriorated | 2019 | Tier 2 - Elevated | Distribution Circuit | 10 | 24 | 2019-10-24 | 679776 | Sus | Y | EquipmentFailureInvolved¦Overhead¦PoleWood¦Deteriorated
19-0119512 | Unknown Cause | Patrol - found nothing |  |  | 2019 | Tier 2 - Elevated | Distribution Circuit | 10 | 31 | 2019-10-31 | 696471 | Sus | Y | UnknownCause¦Patrolfoundnothing¦¦
19-0126236 | Vegetation | Tree - branch fell on line | Conductor, Overhead | Normal | 2019 | Tier 2 - Elevated | Distribution Circuit | 11 | 19 | 2019-11-19 | 710082 | Sus | Y | Vegetation¦Treebranchfellonline¦ConductorOverhead¦Normal
19-0130181 | Vegetation | Tree - fell into line | Conductor, Overhead | Bent or Twisted | 2019 | Tier 3 - Extreme | Distribution Circuit | 11 | 27 | 2019-11-27 | 720370 | Sus | Y | Vegetation¦Treefellintoline¦ConductorOverhead¦BentorTwisted
19-0130744 | Vegetation | Tree - fell into line | Conductor, Overhead | Normal | 2019 | Tier 3 - Extreme | Distribution Circuit | 11 | 27 | 2019-11-27 | 722488 | Sus | Y | Vegetation¦Treefellintoline¦ConductorOverhead¦Normal
19-0131521 | Equipment Failure/Involved | Overhead | Conductor, Overhead | Broken, wire on ground | 2019 | Tier 2 - Elevated | Distribution Circuit | 11 | 30 | 2019-11-30 | 724971 | Sus | Y | EquipmentFailureInvolved¦Overhead¦ConductorOverhead¦Brokenwireonground
19-0132955 | Unknown Cause | Patrol - found nothing |  |  | 2019 | Tier 2 - Elevated | Distribution Circuit | 12 | 3 | 2019-12-03 | 728917 | Sus | N | UnknownCause¦Patrolfoundnothing¦¦
19-0136281 | Vegetation | Tree - fell into line | Crossarm, Wood | Broken | 2019 | Tier 3 - Extreme | Distribution Circuit | 12 | 12 | 2019-12-12 | 737910 | Sus | N | Vegetation¦Treefellintoline¦CrossarmWood¦Broken
19-0137449 | Equipment Failure/Involved | Electrical Overload | Transformer | Arcing | 2019 | Tier 2 - Elevated | Transformer only | 12 | 21 | 2019-12-21 | 747877 | Sus | N | EquipmentFailureInvolved¦ElectricalOverload¦Transformer¦Arcing
20-0007741 | Vegetation | Tree - fell into line | Transformer | Broken, wire on ground | 2020 | Tier 3 - Extreme | Transformer only | 1 | 12 | 2020-01-12 | 759692 | Sus | N | Vegetation¦Treefellintoline¦Transformer¦Brokenwireonground
20-0010251 | Vegetation | Tree - fell into line | Conductor, Overhead | Broken, wire on ground | 2020 | Tier 3 - Extreme | Distribution Circuit | 1 | 16 | 2020-01-16 | 763226 | Sus | N | Vegetation¦Treefellintoline¦ConductorOverhead¦Brokenwireonground
20-0019402 | Vegetation | Tree - fell into line | Pole-Wood | Broken, wire on ground | 2020 | Tier 3 - Extreme | Distribution Circuit | 2 | 9 | 2020-02-09 | 784291 | Sus | N | Vegetation¦Treefellintoline¦PoleWood¦Brokenwireonground
20-0019501 | Vegetation | Tree - fell into line | Conductor, Overhead | Broken, wire on ground | 2020 | Tier 3 - Extreme | Distribution Circuit | 2 | 9 | 2020-02-09 | 785280 | Sus | N | Vegetation¦Treefellintoline¦ConductorOverhead¦Brokenwireonground
20-0019630 | Vegetation | Tree - branch fell on line | Conductor, Overhead | Normal | 2020 | Tier 2 - Elevated | Distribution Circuit | 2 | 9 | 2020-02-09 | 786375 | Sus | N | Vegetation¦Treebranchfellonline¦ConductorOverhead¦Normal
20-0020064 | Unknown Cause | Patrol - found nothing |  |  | 2020 | Tier 3 - Extreme | Distribution Circuit | 2 | 10 | 2020-02-10 | 787452 | Sus | N | UnknownCause¦Patrolfoundnothing¦¦
20-0032409 | Equipment Failure/Involved | Overhead | Insulator | Broken, wire on object | 2020 | Tier 2 - Elevated | Distribution Circuit | 3 | 15 | 2020-03-15 | 852714 | Sus | N | EquipmentFailureInvolved¦Overhead¦Insulator¦Brokenwireonobject
20-0033281 | Vegetation | Tree - fell into line | Conductor, Overhead | Broken, wire on ground | 2020 | Tier 3 - Extreme | Distribution Circuit | 3 | 17 | 2020-03-17 | 856522 | Sus | N | Vegetation¦Treefellintoline¦ConductorOverhead¦Brokenwireonground
20-0033670 | Vegetation | Tree - fell into line | Transformer (OH) | Failed/Faulted | 2020 | Tier 3 - Extreme | Distribution Circuit | 3 | 16 | 2020-03-16 | 857548 | Sus | N | Vegetation¦Treefellintoline¦Transformer(OH)¦FailedFaulted
20-0036884 | Vegetation | Tree - branch fell on line | Conductor, Overhead | Normal | 2020 | Tier 3 - Extreme | Distribution Circuit | 3 | 28 | 2020-03-28 | 868967 | Sus | N | Vegetation¦Treebranchfellonline¦ConductorOverhead¦Normal
20-0037279 | Equipment Failure/Involved | Overhead | Crossarm, Wood | Broken | 2020 | Tier 2 - Elevated | Distribution Circuit | 3 | 30 | 2020-03-30 | 871076 | Sus | N | EquipmentFailureInvolved¦Overhead¦CrossarmWood¦Broken
20-0038147 | Unknown Cause | Patrol - not conducted |  |  | 2020 | Tier 3 - Extreme | Distribution Circuit | 4 | 3 | 2020-04-03 | 879999 | Sus | N | UnknownCause¦Patrolnotconducted¦¦
20-0038485 | Vegetation | Tree - branch fell on line | Conductor, Overhead | Normal | 2020 | Tier 3 - Extreme | Distribution Circuit | 4 | 4 | 2020-04-04 | 882582 | Sus | N | Vegetation¦Treebranchfellonline¦ConductorOverhead¦Normal
20-0038518 | Vegetation | Tree - fell into line | Conductor, Overhead | Normal | 2020 | Tier 2 - Elevated | Distribution Circuit | 4 | 5 | 2020-04-05 | 882752 | Sus | N | Vegetation¦Treefellintoline¦ConductorOverhead¦Normal
20-0038518 | Vegetation | Tree - fell into line | Conductor, Overhead | Normal | 2020 | Tier 2 - Elevated | Distribution Circuit | 4 | 5 | 2020-04-05 | 882752 | Sus | N | Vegetation¦Treefellintoline¦ConductorOverhead¦Normal
20-0044552 | Vegetation | Tree - fell into line | Conductor, Overhead | Broken, wire on ground | 2020 | Tier 2 - Elevated | Distribution Circuit | 4 | 25 | 2020-04-25 | 901411 | Sus | N | Vegetation¦Treefellintoline¦ConductorOverhead¦Brokenwireonground
20-0044827 | Vegetation | Tree - fell into line | Conductor, Overhead | Broken, wire on ground | 2020 | Tier 2 - Elevated | Distribution Circuit | 4 | 27 | 2020-04-27 | 902220 | Sus | N | Vegetation¦Treefellintoline¦ConductorOverhead¦Brokenwireonground
20-0051588 | Unknown Cause | Patrol - found nothing |  |  | 2020 | Tier 2 - Elevated | Distribution Circuit | 5 | 18 | 2020-05-18 | 917188 | Sus | Y | UnknownCause¦Patrolfoundnothing¦¦
20-0051626 | Vegetation | Tree - grew into line | Conductor, Overhead | Normal | 2020 | Tier 2 - Elevated | Distribution Circuit | 5 | 19 | 2020-05-19 | 917282 | Sus | Y | Vegetation¦Treegrewintoline¦ConductorOverhead¦Normal
20-0056723 | Unknown Cause | Patrol - found nothing |  |  | 2020 | Tier 2 - Elevated | Distribution Circuit | 6 | 2 | 2020-06-02 | 928568 | Sus | Y | UnknownCause¦Patrolfoundnothing¦¦
20-0058266 | Unknown Cause | Patrol - found nothing |  |  | 2020 | Tier 2 - Elevated | Distribution Circuit | 6 | 5 | 2020-06-05 | 931868 | Sus | Y | UnknownCause¦Patrolfoundnothing¦¦
20-0058504 | Vegetation | Tree - fell into line | Conductor, Overhead | Together | 2020 | Tier 2 - Elevated | Distribution Circuit | 6 | 6 | 2020-06-06 | 933097 | Sus | Y | Vegetation¦Treefellintoline¦ConductorOverhead¦Together
20-0070892 | Animal | Squirrel | Conductor, Overhead | Normal | 2020 | Tier 2 - Elevated | Distribution Circuit | 7 | 11 | 2020-07-11 | 962550 | Sus | Y | Animal¦Squirrel¦ConductorOverhead¦Normal
20-0072237 | 3rd Party | Customer Equipment | Customer Equipment | Broken | 2020 | Tier 2 - Elevated | Distribution Circuit | 7 | 15 | 2020-07-15 | 965363 | Sus | Y | 3rdParty¦CustomerEquipment¦CustomerEquipment¦Broken
20-0074702 | Equipment Failure/Involved | Overhead | Pole-Wood | Deteriorated | 2020 | Tier 2 - Elevated | Distribution Circuit | 7 | 22 | 2020-07-22 | 970015 | Sus | Y | EquipmentFailureInvolved¦Overhead¦PoleWood¦Deteriorated
20-0078626 | Equipment Failure/Involved | Overhead | Transformer (OH) | Failed/Faulted | 2020 | Tier 3 - Extreme | Transformer only | 7 | 31 | 2020-07-31 | 976323 | Sus | Y | EquipmentFailureInvolved¦Overhead¦Transformer(OH)¦FailedFaulted
20-0081169 | Equipment Failure/Involved | Overhead | Conductor, Underground | Burned/flashed | 2020 | Tier 2 - Elevated | Distribution Circuit | 8 | 7 | 2020-08-07 | 984204 | Sus | Y | EquipmentFailureInvolved¦Overhead¦ConductorUnderground¦Burnedflashed
20-0085894 | Vegetation | Tree - branch fell on line | Conductor, Overhead | Normal | 2020 | Tier 2 - Elevated | Distribution Circuit | 8 | 17 | 2020-08-17 | 1017056 | Sus | Y | Vegetation¦Treebranchfellonline¦ConductorOverhead¦Normal
20-0086009 | Environmental/External | Lightning | Transformer (OH) | Failed/Faulted | 2020 | Tier 2 - Elevated | Transformer only | 8 | 17 | 2020-08-17 | 1015300 | Sus | Y | EnvironmentalExternal¦Lightning¦Transformer(OH)¦FailedFaulted
20-0086606 | Equipment Failure/Involved | Underground | Transformer (UG) | Failed/Faulted | 2020 | Tier 2 - Elevated | Distribution Circuit | 8 | 18 | 2020-08-18 | 1020522 | Sus | Y | EquipmentFailureInvolved¦Underground¦Transformer(UG)¦FailedFaulted
20-0087193 | Vegetation | Tree - branch fell on line | Conductor, Overhead | Broken, wire on ground | 2020 | Tier 2 - Elevated | Distribution Circuit | 8 | 19 | 2020-08-19 | 1021345 | Sus | Y | Vegetation¦Treebranchfellonline¦ConductorOverhead¦Brokenwireonground
20-0090330 | Environmental/External | Fire, Forest/Grass | Conductor, Overhead | Normal | 2020 | Tier 3 - Extreme | Distribution Circuit | 8 | 19 | 2020-08-19 | 1033072 | Sus | Y | EnvironmentalExternal¦FireForestGrass¦ConductorOverhead¦Normal
20-0091065 | Unknown Cause | Patrol - found nothing |  |  | 2020 | Tier 2 - Elevated | Distribution Circuit | 8 | 28 | 2020-08-28 | 1036473 | Sus | Y | UnknownCause¦Patrolfoundnothing¦¦
20-0091785 | Vegetation | Tree - fell into line | Conductor, Overhead | Normal | 2020 | Tier 2 - Elevated | Distribution Circuit | 8 | 31 | 2020-08-31 | 1044035 | Sus | Y | Vegetation¦Treefellintoline¦ConductorOverhead¦Normal
20-0096057 | Environmental/External | Fire, Forest/Grass | Transformer | Normal | 2020 | Tier 3 - Extreme | Transformer only | 8 | 20 | 2020-08-20 | 1063553 | Sus | Y | EnvironmentalExternal¦FireForestGrass¦Transformer¦Normal
20-0102276 | Vegetation | Tree - fell into line | Conductor, Overhead | Normal | 2020 | Tier 2 - Elevated | Distribution Circuit | 9 | 28 | 2020-09-28 | 1096160 | Sus | Y | Vegetation¦Treefellintoline¦ConductorOverhead¦Normal
20-0104682 | Animal | Bird found | Transformer (OH) | Normal | 2020 | Tier 3 - Extreme | Distribution Circuit | 10 | 2 | 2020-10-02 | 1108197 | Sus | Y | Animal¦Birdfound¦Transformer(OH)¦Normal
20-0104937 | Vegetation | Tree - branch fell on line | Conductor, Overhead | Broken, wire on ground | 2020 | Tier 2 - Elevated | Distribution Circuit | 10 | 4 | 2020-10-04 | 1110817 | Sus | Y | Vegetation¦Treebranchfellonline¦ConductorOverhead¦Brokenwireonground
20-0106018 | Unknown Cause | Patrol - found nothing |  |  | 2020 | Tier 3 - Extreme | Distribution Circuit | 10 | 7 | 2020-10-07 | 1112575 | Sus | Y | UnknownCause¦Patrolfoundnothing¦¦
20-0109606 | Unknown Cause | Patrol - found nothing |  |  | 2020 | Tier 3 - Extreme | Distribution Circuit | 10 | 16 | 2020-10-16 | 1119148 | Sus | Y | UnknownCause¦Patrolfoundnothing¦¦
20-0111451 | Unknown Cause | Patrol - not conducted |  |  | 2020 | Tier 3 - Extreme | Distribution Circuit | 10 | 21 | 2020-10-21 | 1122620 | Sus | Y | UnknownCause¦Patrolnotconducted¦¦
20-0116381 | Unknown Cause | Patrol - found nothing |  |  | 2020 | Tier 3 - Extreme | Transformer only | 11 | 2 | 2020-11-02 | 1134803 | Sus | Y | UnknownCause¦Patrolfoundnothing¦¦
20-0120920 | Equipment Failure/Involved | Overhead | Crossarm, Wood | Broken, wire on ground | 2020 | Tier 2 - Elevated | Distribution Circuit | 11 | 14 | 2020-11-14 | 1144676 | Sus | Y | EquipmentFailureInvolved¦Overhead¦CrossarmWood¦Brokenwireonground
20-0125435 | Unknown Cause | Patrol - found nothing |  |  | 2020 | Tier 2 - Elevated | Distribution Circuit | 11 | 26 | 2020-11-26 | 1154998 | Sus | Y | UnknownCause¦Patrolfoundnothing¦¦
20-0128126 | Unknown Cause | Patrol - not conducted |  |  | 2020 | Tier 2 - Elevated | Distribution Circuit | 12 | 5 | 2020-12-05 | 1165351 | Sus | N | UnknownCause¦Patrolnotconducted¦¦
20-0129457 | Animal | Squirrel | Pothead(Riser Termination) | Burned/flashed | 2020 | Tier 3 - Extreme | Distribution Circuit | 12 | 10 | 2020-12-10 | 1176047 | Sus | N | Animal¦Squirrel¦Pothead(RiserTermination)¦Burnedflashed
20-0130497 | Company Initiated | Construction Activity/equip, company | Pole-Wood | Normal | 2020 | Tier 2 - Elevated | Transformer only | 12 | 15 | 2020-12-15 | 1186809 | Sus | N | CompanyInitiated¦ConstructionActivityequipcompany¦PoleWood¦Normal
20-0131080 | Equipment Failure/Involved | Overhead | Crossarm, Wood | Broken | 2020 | Tier 2 - Elevated | Distribution Circuit | 12 | 18 | 2020-12-18 | 1194160 | Sus | N | EquipmentFailureInvolved¦Overhead¦CrossarmWood¦Broken
21-0009718 | Vegetation | Tree - fell into line | Transformer | Broken, wire on ground | 2021 | Tier 3 - Extreme | Transformer only | 1 | 18 | 2021-01-18 | 1212510 | Sus | N | Vegetation¦Treefellintoline¦Transformer¦Brokenwireonground
21-0010091 | Vegetation | Tree - branch fell on line | Conductor, Overhead | Normal | 2021 | Tier 2 - Elevated | Distribution Circuit | 1 | 19 | 2021-01-19 | 1214296 | Sus | N | Vegetation¦Treebranchfellonline¦ConductorOverhead¦Normal
21-0010491 | Vegetation | Tree - fell into line | Conductor, Overhead | Broken, wire on ground | 2021 | Tier 2 - Elevated | Distribution Circuit | 1 | 19 | 2021-01-19 | 1216087 | Sus | N | Vegetation¦Treefellintoline¦ConductorOverhead¦Brokenwireonground
21-0013578 | Vegetation | Tree - fell into line | Conductor, Overhead | Normal | 2021 | Tier 3 - Extreme | Distribution Circuit | 1 | 24 | 2021-01-24 | 1222934 | Sus | N | Vegetation¦Treefellintoline¦ConductorOverhead¦Normal
21-0017494 | Vegetation | Tree - fell into line | Conductor, Overhead | Bent or Twisted | 2021 | Tier 3 - Extreme | Distribution Circuit | 1 | 28 | 2021-01-28 | 1239546 | Sus | N | Vegetation¦Treefellintoline¦ConductorOverhead¦BentorTwisted
21-0019382 | Equipment Failure/Involved | Overhead | Transformer | Failed/Faulted | 2021 | Tier 3 - Extreme | Transformer only | 1 | 30 | 2021-01-30 | 1243252 | Sus | N | EquipmentFailureInvolved¦Overhead¦Transformer¦FailedFaulted
21-0020720 | Vegetation | Tree - fell into line | Conductor, Overhead | Normal | 2021 | Tier 3 - Extreme | Distribution Circuit | 2 | 2 | 2021-02-02 | 1245696 | Sus | N | Vegetation¦Treefellintoline¦ConductorOverhead¦Normal
21-0021880 | Vegetation | Tree - branch fell on line | Conductor, Overhead | Normal | 2021 | Tier 3 - Extreme | Distribution Circuit | 2 | 4 | 2021-02-04 | 1247964 | Sus | N | Vegetation¦Treebranchfellonline¦ConductorOverhead¦Normal
21-0022727 | Unknown Cause | Patrol - found nothing |  |  | 2021 | Tier 3 - Extreme | Transformer only | 2 | 6 | 2021-02-06 | 1249662 | Sus | N | UnknownCause¦Patrolfoundnothing¦¦
21-0025279 | 3rd Party | Vehicle | Pole-Wood | Broken | 2021 | Tier 2 - Elevated | Distribution Circuit | 2 | 13 | 2021-02-13 | 1254257 | Sus | N | 3rdParty¦Vehicle¦PoleWood¦Broken
21-0034659 | Vegetation | Tree - fell into line | Transformer | Broken | 2021 | Tier 2 - Elevated | Transformer only | 3 | 10 | 2021-03-10 | 1277309 | Sus | N | Vegetation¦Treefellintoline¦Transformer¦Broken
21-0034814 | Unknown Cause | Patrol - found nothing |  |  | 2021 | Tier 3 - Extreme | Distribution Circuit | 3 | 10 | 2021-03-10 | 1277086 | Sus | N | UnknownCause¦Patrolfoundnothing¦¦
21-0040400 | Equipment Failure/Involved | Electrical Overload | Transformer | Deteriorated | 2021 | Tier 2 - Elevated | Transformer only | 3 | 24 | 2021-03-24 | 1295146 | Sus | N | EquipmentFailureInvolved¦ElectricalOverload¦Transformer¦Deteriorated
21-0042830 | Vegetation | Tree - fell into line | Conductor, Overhead | Together | 2021 | Tier 2 - Elevated | Distribution Circuit | 3 | 30 | 2021-03-30 | 1303631 | Sus | N | Vegetation¦Treefellintoline¦ConductorOverhead¦Together
21-0047091 | Unknown Cause | Patrol - found nothing |  |  | 2021 | Tier 2 - Elevated | Distribution Circuit | 4 | 10 | 2021-04-10 | 1312462 | Sus | N | UnknownCause¦Patrolfoundnothing¦¦
21-0050861 | Equipment Failure/Involved | Overhead |  | Failed/Faulted | 2021 | Tier 2 - Elevated | Transformer only | 4 | 20 | 2021-04-20 | 1324866 | Sus | N | EquipmentFailureInvolved¦Overhead¦¦FailedFaulted
21-0058004 | Unknown Cause | Patrol - found nothing |  |  | 2021 | Tier 3 - Extreme | Distribution Circuit | 5 | 6 | 2021-05-06 | 1342645 | Sus | Y | UnknownCause¦Patrolfoundnothing¦¦
21-0060101 | Equipment Failure/Involved | Overhead | Transformer (OH) | Failed/Faulted | 2021 | Tier 2 - Elevated | Transformer only | 5 | 12 | 2021-05-12 | 1346482 | Sus | Y | EquipmentFailureInvolved¦Overhead¦Transformer(OH)¦FailedFaulted
21-0063627 | Vegetation | Tree - fell into line | Transformer (OH) | Broken | 2021 | Tier 3 - Extreme | Distribution Circuit | 5 | 19 | 2021-05-19 | 1354068 | Sus | Y | Vegetation¦Treefellintoline¦Transformer(OH)¦Broken
21-0076716 | Vegetation | Tree - fell into line | Conductor, Overhead | Broken, wire on ground | 2021 | Tier 3 - Extreme | Distribution Circuit | 6 | 19 | 2021-06-19 | 1379595 | Sus | Y | Vegetation¦Treefellintoline¦ConductorOverhead¦Brokenwireonground
21-0086769 | Equipment Failure/Involved | Overhead | Connector or Splice (OH) | Deteriorated | 2021 | Tier 3 - Extreme | Distribution Circuit | 7 | 8 | 2021-07-08 | 1395040 | Sus | Y | EquipmentFailureInvolved¦Overhead¦ConnectororSplice(OH)¦Deteriorated
21-0106079 | Vegetation | Tree - branch fell on line | Conductor, Overhead | Normal | 2021 | Tier 3 - Extreme | Distribution Circuit | 8 | 18 | 2021-08-18 | 1446192 | Sus | Y | Vegetation¦Treebranchfellonline¦ConductorOverhead¦Normal
21-0108226 | Vegetation | Tree - fell into line | Conductor, Overhead | Normal | 2021 | Tier 2 - Elevated | Distribution Circuit | 8 | 23 | 2021-08-23 | 1450812 | Sus | Y | Vegetation¦Treefellintoline¦ConductorOverhead¦Normal
21-0110716 | Vegetation | Tree - fell into line | Pole-Wood | Broken, wire on ground | 2021 | Tier 2 - Elevated | Distribution Circuit | 8 | 28 | 2021-08-28 | 1457218 | Sus | Y | Vegetation¦Treefellintoline¦PoleWood¦Brokenwireonground
21-0113604 | Animal | Bird found | Conductor, Overhead | Normal | 2021 | Tier 2 - Elevated | Distribution Circuit | 9 | 4 | 2021-09-04 | 1461910 | Sus | Y | Animal¦Birdfound¦ConductorOverhead¦Normal
21-0115803 | Environmental/External | Lightning | Transformer (OH) | Failed/Faulted | 2021 | Tier 2 - Elevated | Distribution Circuit | 9 | 10 | 2021-09-10 | 1467488 | Sus | Y | EnvironmentalExternal¦Lightning¦Transformer(OH)¦FailedFaulted
21-0116422 | Equipment Failure/Involved | Overhead | Transformer (OH) | Failed/Faulted | 2021 | Tier 3 - Extreme | Transformer only | 9 | 11 | 2021-09-11 | 1469060 | Sus | Y | EquipmentFailureInvolved¦Overhead¦Transformer(OH)¦FailedFaulted
21-0125121 | Unknown Cause | Patrol - found nothing |  |  | 2021 | Tier 2 - Elevated | Distribution Circuit | 10 | 2 | 2021-10-02 | 1485289 | Sus | Y | UnknownCause¦Patrolfoundnothing¦¦
21-0130773 | Equipment Failure/Involved | Overhead | Pole-Wood | Broken | 2021 | Tier 2 - Elevated | Distribution Circuit | 10 | 13 | 2021-10-13 | 1497174 | Sus | Y | EquipmentFailureInvolved¦Overhead¦PoleWood¦Broken
21-0132082 | Vegetation | Tree - branch fell on line | Conductor, Overhead | Normal | 2021 | Tier 2 - Elevated | Distribution Circuit | 10 | 17 | 2021-10-17 | 1499571 | Sus | Y | Vegetation¦Treebranchfellonline¦ConductorOverhead¦Normal
21-0134718 | Vegetation | Tree - fell into line | Conductor, Overhead | Broken, wire on ground | 2021 | Tier 3 - Extreme | Distribution Circuit | 10 | 21 | 2021-10-21 | 1504969 | Sus | Y | Vegetation¦Treefellintoline¦ConductorOverhead¦Brokenwireonground
21-0134718 | Vegetation | Tree - fell into line | Conductor, Overhead | Broken, wire on ground | 2021 | Tier 3 - Extreme | Distribution Circuit | 10 | 21 | 2021-10-21 | 1504969 | Sus | Y | Vegetation¦Treefellintoline¦ConductorOverhead¦Brokenwireonground
21-0136032 | Vegetation | Tree - fell into line | Conductor, Overhead | Normal | 2021 | Tier 2 - Elevated | Distribution Circuit | 10 | 24 | 2021-10-24 | 1508608 | Sus | Y | Vegetation¦Treefellintoline¦ConductorOverhead¦Normal
21-0136580 | Vegetation | Tree - branch fell on line | Conductor, Overhead | Normal | 2021 | Tier 3 - Extreme | Distribution Circuit | 10 | 24 | 2021-10-24 | 1511049 | Sus | Y | Vegetation¦Treebranchfellonline¦ConductorOverhead¦Normal
21-0136762 | Vegetation | Tree - fell into line | Conductor, Overhead | Normal | 2021 | Tier 3 - Extreme | Distribution Circuit | 10 | 25 | 2021-10-25 | 1516134 | Sus | Y | Vegetation¦Treefellintoline¦ConductorOverhead¦Normal
21-0137219 | Vegetation | Tree - fell into line | Conductor, Overhead | Broken, wire on ground | 2021 | Tier 3 - Extreme | Distribution Circuit | 10 | 24 | 2021-10-24 | 1511400 | Sus | Y | Vegetation¦Treefellintoline¦ConductorOverhead¦Brokenwireonground
21-0137551 | Vegetation | Tree - fell into line | Conductor, Overhead | Broken, wire on ground | 2021 | Tier 3 - Extreme | Distribution Circuit | 10 | 24 | 2021-10-24 | 1519661 | Sus | Y | Vegetation¦Treefellintoline¦ConductorOverhead¦Brokenwireonground
21-0156977 | Vegetation | Tree - fell into line | Conductor, Overhead | Broken, wire on ground | 2021 | Tier 3 - Extreme | Distribution Circuit | 12 | 13 | 2021-12-13 | 1565934 | Sus | N | Vegetation¦Treefellintoline¦ConductorOverhead¦Brokenwireonground
21-0157449 | Equipment Failure/Involved | Overhead | Conductor, Overhead | Broken, wire on ground | 2021 | Tier 3 - Extreme | Distribution Circuit | 12 | 13 | 2021-12-13 | 1568069 | Sus | N | EquipmentFailureInvolved¦Overhead¦ConductorOverhead¦Brokenwireonground
21-0157913 | Vegetation | Tree - fell into line | Conductor, Overhead | Broken | 2021 | Tier 3 - Extreme | Distribution Circuit | 12 | 13 | 2021-12-13 | 1567523 | Sus | N | Vegetation¦Treefellintoline¦ConductorOverhead¦Broken
21-0158155 | Vegetation | Tree - branch fell on line | Secondary | Normal | 2021 | Tier 2 - Elevated | Transformer only | 12 | 14 | 2021-12-14 | 1569393 | Sus | N | Vegetation¦Treebranchfellonline¦Secondary¦Normal
21-0158338 | Unknown Cause | Patrol - found nothing |  |  | 2021 | Tier 3 - Extreme | Distribution Circuit | 12 | 14 | 2021-12-14 | 1571900 | Sus | N | UnknownCause¦Patrolfoundnothing¦¦
21-0158723 | Vegetation | Tree - fell into line | Conductor, Overhead | Broken, wire on ground | 2021 | Tier 2 - Elevated | Distribution Circuit | 12 | 15 | 2021-12-15 | 1573993 | Sus | N | Vegetation¦Treefellintoline¦ConductorOverhead¦Brokenwireonground
21-0161804 | Unknown Cause | Patrol - found nothing |  |  | 2021 | Tier 3 - Extreme | Distribution Circuit | 12 | 27 | 2021-12-27 | 1589799 | Sus | N | UnknownCause¦Patrolfoundnothing¦¦
21-0161841 | Vegetation | Tree - fell into line | Pole-Wood | Broken, wire on ground | 2021 | Tier 3 - Extreme | Distribution Circuit | 12 | 27 | 2021-12-27 | 1589924 | Sus | N | Vegetation¦Treefellintoline¦PoleWood¦Brokenwireonground
21-0161869 | Unknown Cause | Patrol - found nothing |  |  | 2021 | Tier 2 - Elevated | Distribution Circuit | 12 | 27 | 2021-12-27 | 1584281 | Sus | N | UnknownCause¦Patrolfoundnothing¦¦
22-0005335 | Vegetation | Tree - grew into line | Conductor, Overhead | Normal | 2022 | Tier 3 - Extreme | Distribution Circuit | 1 | 3 | 2022-01-03 | 1593252 | Sus | N | Vegetation¦Treegrewintoline¦ConductorOverhead¦Normal
22-0007675 | Unknown Cause | Patrol - not conducted |  |  | 2022 | Tier 3 - Extreme | Distribution Circuit | 1 | 8 | 2022-01-08 | 1598348 | Sus | N | UnknownCause¦Patrolnotconducted¦¦
22-0012154 | Equipment Failure/Involved | Underground | Secondary | Broken | 2022 | Tier 3 - Extreme | Transformer only | 1 | 20 | 2022-01-20 | 1606726 | Sus | N | EquipmentFailureInvolved¦Underground¦Secondary¦Broken
22-0012547 | Vegetation | Tree - fell into line | Pole-Wood | Broken, wire on ground | 2022 | Tier 2 - Elevated | Distribution Circuit | 1 | 21 | 2022-01-21 | 1607313 | Sus | N | Vegetation¦Treefellintoline¦PoleWood¦Brokenwireonground
22-0012620 | Unknown Cause | Patrol - found nothing |  |  | 2022 | Tier 3 - Extreme | Distribution Circuit | 1 | 21 | 2022-01-21 | 1607479 | Sus | N | UnknownCause¦Patrolfoundnothing¦¦
22-0012900 | Equipment Failure/Involved | Overhead | Conductor, Overhead | Together | 2022 | Tier 2 - Elevated | Distribution Circuit | 1 | 22 | 2022-01-22 | 1608709 | Sus | N | EquipmentFailureInvolved¦Overhead¦ConductorOverhead¦Together
22-0021074 | 3rd Party | Customer Equipment | Conductor, Underground | Broken | 2022 | Tier 2 - Elevated | Distribution Circuit | 2 | 10 | 2022-02-10 | 1625153 | Sus | N | 3rdParty¦CustomerEquipment¦ConductorUnderground¦Broken
22-0035673 | Animal | Squirrel | Conductor, Overhead | Normal | 2022 | Tier 2 - Elevated | Distribution Circuit | 3 | 18 | 2022-03-18 | 1650975 | Sus | N | Animal¦Squirrel¦ConductorOverhead¦Normal
22-0039371 | Equipment Failure/Involved | Overhead | Transformer (OH) | Failed/Faulted | 2022 | Tier 2 - Elevated | Distribution Circuit | 3 | 28 | 2022-03-28 | 1657867 | Sus | N | EquipmentFailureInvolved¦Overhead¦Transformer(OH)¦FailedFaulted
22-0045462 | Equipment Failure/Involved | Overhead | Fuse | Broken | 2022 | Tier 2 - Elevated | Transformer only | 4 | 11 | 2022-04-11 | 1668176 | Sus | N | EquipmentFailureInvolved¦Overhead¦Fuse¦Broken
22-0048349 | Vegetation | Tree - fell into line | Conductor, Overhead | Broken, wire on ground | 2022 | Tier 3 - Extreme | Distribution Circuit | 4 | 14 | 2022-04-14 | 1672650 | Sus | N | Vegetation¦Treefellintoline¦ConductorOverhead¦Brokenwireonground
22-0055114 | Vegetation | Tree - fell into line | Conductor, Overhead | Broken, wire on ground | 2022 | Tier 2 - Elevated | Distribution Circuit | 4 | 27 | 2022-04-27 | 1682787 | Sus | N | Vegetation¦Treefellintoline¦ConductorOverhead¦Brokenwireonground
22-0060200 | Equipment Failure/Involved | Overhead | Insulator | Broken | 2022 | Tier 3 - Extreme | Distribution Circuit | 5 | 10 | 2022-05-10 | 1692976 | Sus | Y | EquipmentFailureInvolved¦Overhead¦Insulator¦Broken
22-0068018 | Equipment Failure/Involved | Overhead | Jumper | Burned Open | 2022 | Tier 2 - Elevated | Distribution Circuit | 5 | 29 | 2022-05-29 | 1713858 | Sus | Y | EquipmentFailureInvolved¦Overhead¦Jumper¦BurnedOpen
22-0074101 | Unknown Cause | Patrol - found nothing |  |  | 2022 | Tier 2 - Elevated | Distribution Circuit | 6 | 14 | 2022-06-14 | 1731068 | Sus | Y | UnknownCause¦Patrolfoundnothing¦¦
22-0076489 | Unknown Cause | Patrol - found nothing |  |  | 2022 | Tier 2 - Elevated | Distribution Circuit | 6 | 21 | 2022-06-21 | 1736480 | Sus | Y | UnknownCause¦Patrolfoundnothing¦¦
22-0081612 | Equipment Failure/Involved | Overhead | Cutout, fuse holder | Broken | 2022 | Tier 2 - Elevated | Transformer only | 7 | 4 | 2022-07-04 | 1748582 | Sus | Y | EquipmentFailureInvolved¦Overhead¦Cutoutfuseholder¦Broken
22-0081617 | Animal | Squirrel | Pothead(Riser Termination) | Normal | 2022 | Tier 2 - Elevated | Distribution Circuit | 7 | 4 | 2022-07-04 | 1748605 | Sus | Y | Animal¦Squirrel¦Pothead(RiserTermination)¦Normal
22-0082891 | Unknown Cause | Patrol - found nothing |  |  | 2022 | Tier 3 - Extreme | Transformer only | 7 | 7 | 2022-07-07 | 1750742 | Sus | Y | UnknownCause¦Patrolfoundnothing¦¦
22-0086171 | Environmental/External | Fire, Forest/Grass | Conductor, Overhead | Burned/flashed | 2022 | Tier 2 - Elevated | Distribution Circuit | 7 | 16 | 2022-07-16 | 1757922 | Sus | Y | EnvironmentalExternal¦FireForestGrass¦ConductorOverhead¦Burnedflashed
22-0091790 | Equipment Failure/Involved | Overhead | Fuse | Normal | 2022 | Tier 3 - Extreme | Transformer only | 7 | 31 | 2022-07-31 | 1769426 | Sus | Y | EquipmentFailureInvolved¦Overhead¦Fuse¦Normal
22-0095238 | Company Initiated | Coordination failure | Generator | Normal | 2022 | Tier 2 - Elevated | Distribution Circuit | 8 | 9 | 2022-08-09 | 1776621 | Sus | Y | CompanyInitiated¦Coordinationfailure¦Generator¦Normal
22-0098788 | Animal | Other | Crossarm, Wood | Broken | 2022 | Tier 2 - Elevated | Distribution Circuit | 8 | 17 | 2022-08-17 | 1783743 | Sus | Y | Animal¦Other¦CrossarmWood¦Broken
22-0105632 | Equipment Failure/Involved | Overhead | Transformer (OH) | Failed/Faulted | 2022 | Tier 2 - Elevated | Distribution Circuit | 9 | 4 | 2022-09-04 | 1798742 | Sus | Y | EquipmentFailureInvolved¦Overhead¦Transformer(OH)¦FailedFaulted
22-0105642 | Vegetation | Tree - fell into line | Conductor, Overhead | Broken, wire on ground | 2022 | Tier 2 - Elevated | Distribution Circuit | 9 | 4 | 2022-09-04 | 1798750 | Sus | Y | Vegetation¦Treefellintoline¦ConductorOverhead¦Brokenwireonground
22-0106232 | Equipment Failure/Involved | Overhead | Transformer | Failed/Faulted | 2022 | Tier 2 - Elevated | Transformer only | 9 | 6 | 2022-09-06 | 1801234 | Sus | Y | EquipmentFailureInvolved¦Overhead¦Transformer¦FailedFaulted
22-0111729 | Unknown Cause | Patrol - found nothing |  |  | 2022 | Tier 2 - Elevated | Distribution Circuit | 9 | 18 | 2022-09-18 | 1815123 | Sus | Y | UnknownCause¦Patrolfoundnothing¦¦
22-0114453 | Equipment Failure/Involved | Overhead | Transformer (OH) | Leaking | 2022 | Tier 2 - Elevated | Transformer only | 9 | 24 | 2022-09-24 | 1820453 | Sus | Y | EquipmentFailureInvolved¦Overhead¦Transformer(OH)¦Leaking
22-0120946 | Animal | Bird found | Bushing | Normal | 2022 | Tier 2 - Elevated | Distribution Circuit | 10 | 13 | 2022-10-13 | 1836270 | Sus | Y | Animal¦Birdfound¦Bushing¦Normal
22-0125999 | Animal | Squirrel | Transformer (OH) | Normal | 2022 | Tier 2 - Elevated | Distribution Circuit | 10 | 30 | 2022-10-30 | 1848666 | Sus | Y | Animal¦Squirrel¦Transformer(OH)¦Normal
22-0128174 | Equipment Failure/Involved | Electrical Overload | Transformer | Failed/Faulted | 2022 | Tier 2 - Elevated | Transformer only | 11 | 5 | 2022-11-05 | 1854346 | Sus | Y | EquipmentFailureInvolved¦ElectricalOverload¦Transformer¦FailedFaulted
22-0130348 | Vegetation | Tree - fell into line | Conductor, Overhead | Normal | 2022 | Tier 3 - Extreme | Distribution Circuit | 11 | 11 | 2022-11-11 | 1860650 | Sus | Y | Vegetation¦Treefellintoline¦ConductorOverhead¦Normal
22-0137064 | Equipment Failure/Involved | Underground | Other | Failed/Faulted | 2022 | Tier 2 - Elevated | Transformer only | 12 | 6 | 2022-12-06 | 1877325 | Sus | N | EquipmentFailureInvolved¦Underground¦Other¦FailedFaulted
22-0139505 | Equipment Failure/Involved | Overhead | Transformer (OH) | Failed/Faulted | 2022 | Tier 3 - Extreme | Transformer only | 12 | 11 | 2022-12-11 | 1886169 | Sus | N | EquipmentFailureInvolved¦Overhead¦Transformer(OH)¦FailedFaulted
22-0141806 | Equipment Failure/Involved | Overhead | Transformer | Broken | 2022 | Tier 3 - Extreme | Transformer only | 12 | 27 | 2022-12-27 | 1899708 | Sus | N | EquipmentFailureInvolved¦Overhead¦Transformer¦Broken
22-0142173 | Unknown Cause | Patrol - found nothing |  |  | 2022 | Tier 2 - Elevated | Distribution Circuit | 12 | 29 | 2022-12-29 | 1901702 | Sus | N | UnknownCause¦Patrolfoundnothing¦¦
22-0142242 | Unknown Cause | Patrol - found nothing |  |  | 2022 | Tier 2 - Elevated | Distribution Circuit | 12 | 30 | 2022-12-30 | 1902144 | Sus | N | UnknownCause¦Patrolfoundnothing¦¦
22-0142273 | Vegetation | Tree - fell into line | Conductor, Overhead | Broken, wire on ground | 2022 | Tier 3 - Extreme | Distribution Circuit | 12 | 30 | 2022-12-30 | 1902285 | Sus | N | Vegetation¦Treefellintoline¦ConductorOverhead¦Brokenwireonground
15-0002296 | Unknown Cause | Patrol - found nothing |  |  | 2015 | Tier 2 - Elevated | Distribution Circuit | 1 | 3 | 2015-01-03 | 1158889 | Sus | N | UnknownCause¦Patrolfoundnothing¦¦
15-0011318 | Vegetation | Tree - fell into line | Pole-Wood | Broken, wire on ground | 2015 | Tier 3 - Extreme | Distribution Circuit | 2 | 7 | 2015-02-07 | 1181589 | Sus | N | Vegetation¦Treefellintoline¦PoleWood¦Brokenwireonground
15-0015195 | Vegetation | Tree - fell into line | Conductor, Overhead | Normal | 2015 | Tier 2 - Elevated | Distribution Circuit | 2 | 23 | 2015-02-23 | 1194732 | Sus | N | Vegetation¦Treefellintoline¦ConductorOverhead¦Normal
15-0027702 | Equipment Failure/Involved | Other | Transformer | Failed/Faulted | 2015 | Tier 2 - Elevated | Transformer only | 4 | 20 | 2015-04-20 | 1221795 | Sus | N | EquipmentFailureInvolved¦Other¦Transformer¦FailedFaulted
15-0032509 | Environmental/External | Lightning | Transformer (OH) | Failed/Faulted | 2015 | Tier 3 - Extreme | Distribution Circuit | 5 | 7 | 2015-05-07 | 1230435 | Sus | Y | EnvironmentalExternal¦Lightning¦Transformer(OH)¦FailedFaulted
15-0033046 | Vegetation | Tree - fell into line | Conductor, Overhead | Broken, wire on ground | 2015 | Tier 3 - Extreme | Distribution Circuit | 5 | 9 | 2015-05-09 | 1231893 | Sus | Y | Vegetation¦Treefellintoline¦ConductorOverhead¦Brokenwireonground
15-0034284 | Unknown Cause | Patrol - found nothing |  |  | 2015 | Tier 2 - Elevated | Distribution Circuit | 5 | 14 | 2015-05-14 | 1234777 | Sus | Y | UnknownCause¦Patrolfoundnothing¦¦
15-0037156 | Unknown Cause | Patrol - not conducted |  | Failed/Faulted | 2015 | Tier 2 - Elevated | Distribution Circuit | 5 | 29 | 2015-05-29 | 1240862 | Sus | Y | UnknownCause¦Patrolnotconducted¦¦FailedFaulted
15-0043363 | 3rd Party | Vehicle | Pole-Wood | Broken, wire on ground | 2015 | Tier 2 - Elevated | Distribution Circuit | 6 | 25 | 2015-06-25 | 1256489 | Sus | Y | 3rdParty¦Vehicle¦PoleWood¦Brokenwireonground
15-0043469 | Vegetation | Tree - branch fell on line | Conductor, Overhead | Normal | 2015 | Tier 3 - Extreme | Distribution Circuit | 6 | 25 | 2015-06-25 | 1256389 | Sus | Y | Vegetation¦Treebranchfellonline¦ConductorOverhead¦Normal
15-0048321 | Animal | Bird found | Conductor, Overhead | Normal | 2015 | Tier 2 - Elevated | Distribution Circuit | 7 | 18 | 2015-07-18 | 1269882 | Sus | Y | Animal¦Birdfound¦ConductorOverhead¦Normal
15-0048754 | Equipment Failure/Involved | Overhead | Transformer | Failed/Faulted | 2015 | Tier 2 - Elevated | Transformer only | 7 | 19 | 2015-07-19 | 1272504 | Sus | Y | EquipmentFailureInvolved¦Overhead¦Transformer¦FailedFaulted
15-0048892 | Environmental/External | Lightning | Fuse | Failed/Faulted | 2015 | Tier 2 - Elevated | Distribution Circuit | 7 | 19 | 2015-07-19 | 1272278 | Sus | Y | EnvironmentalExternal¦Lightning¦Fuse¦FailedFaulted
15-0049060 | Equipment Failure/Involved | Overhead | Transformer (OH) | Deteriorated | 2015 | Tier 2 - Elevated | Distribution Circuit | 7 | 19 | 2015-07-19 | 1273033 | Sus | Y | EquipmentFailureInvolved¦Overhead¦Transformer(OH)¦Deteriorated
15-0049245 | Equipment Failure/Involved | Overhead | Transformer | Failed/Faulted | 2015 | Tier 2 - Elevated | Transformer only | 7 | 20 | 2015-07-20 | 1274008 | Sus | Y | EquipmentFailureInvolved¦Overhead¦Transformer¦FailedFaulted
15-0055881 | Unknown Cause | Patrol - found nothing |  |  | 2015 | Tier 3 - Extreme | Distribution Circuit | 8 | 18 | 2015-08-18 | 1290795 | Sus | Y | UnknownCause¦Patrolfoundnothing¦¦
15-0056711 | Equipment Failure/Involved | Overhead | Crossarm, Wood | Broken | 2015 | Tier 3 - Extreme | Distribution Circuit | 8 | 22 | 2015-08-22 | 1292884 | Sus | Y | EquipmentFailureInvolved¦Overhead¦CrossarmWood¦Broken
15-0060797 | Vegetation | Tree - grew into line | Conductor, Overhead | Normal | 2015 | Tier 3 - Extreme | Distribution Circuit | 9 | 11 | 2015-09-11 | 1304028 | Sus | Y | Vegetation¦Treegrewintoline¦ConductorOverhead¦Normal
15-0070033 | 3rd Party | Vehicle | Pole-Wood | Broken | 2015 | Tier 3 - Extreme | Distribution Circuit | 10 | 13 | 2015-10-13 | 1321270 | Sus | Y | 3rdParty¦Vehicle¦PoleWood¦Broken
15-0075425 | Vegetation | Tree - fell into line | Conductor, Overhead | Burned/flashed | 2015 | Tier 3 - Extreme | Distribution Circuit | 11 | 4 | 2015-11-04 | 1334952 | Sus | Y | Vegetation¦Treefellintoline¦ConductorOverhead¦Burnedflashed
15-0078014 | Vegetation | Tree - fell into line | Pole-Wood | Broken, wire on ground | 2015 | Tier 3 - Extreme | Distribution Circuit | 11 | 15 | 2015-11-15 | 1342524 | Sus | Y | Vegetation¦Treefellintoline¦PoleWood¦Brokenwireonground
15-0083580 | Vegetation | Tree - fell into line | Crossarm, Wood | Broken, wire on ground | 2015 | Tier 3 - Extreme | Distribution Circuit | 12 | 9 | 2015-12-09 | 1356236 | Sus | N | Vegetation¦Treefellintoline¦CrossarmWood¦Brokenwireonground
15-0084084 | Environmental/External | Lightning | Transformer | Failed/Faulted | 2015 | Tier 3 - Extreme | Transformer only | 12 | 10 | 2015-12-10 | 1358130 | Sus | N | EnvironmentalExternal¦Lightning¦Transformer¦FailedFaulted
15-0084129 | Environmental/External | Lightning | Crossarm, Steel | Normal | 2015 | Tier 3 - Extreme | Transformer only | 12 | 10 | 2015-12-10 | 1357985 | Sus | N | EnvironmentalExternal¦Lightning¦CrossarmSteel¦Normal
15-0084406 | Equipment Failure/Involved | Overhead | Transformer | Burned/flashed | 2015 | Tier 2 - Elevated | Transformer only | 12 | 12 | 2015-12-12 | 1359532 | Sus | N | EquipmentFailureInvolved¦Overhead¦Transformer¦Burnedflashed
15-0085191 | Vegetation | Tree - branch fell on line | Transformer | Failed/Faulted | 2015 | Tier 2 - Elevated | Transformer only | 12 | 13 | 2015-12-13 | 1362795 | Sus | N | Vegetation¦Treebranchfellonline¦Transformer¦FailedFaulted
16-0005153 | Environmental/External | Lightning | Transformer (OH) | Failed/Faulted | 2016 | Tier 2 - Elevated | Distribution Circuit | 1 | 13 | 2016-01-13 | 1382948 | Sus | N | EnvironmentalExternal¦Lightning¦Transformer(OH)¦FailedFaulted
16-0007704 | Vegetation | Tree - fell into line | Conductor, Overhead | Broken, wire on ground | 2016 | Tier 3 - Extreme | Distribution Circuit | 1 | 23 | 2016-01-23 | 1390589 | Sus | N | Vegetation¦Treefellintoline¦ConductorOverhead¦Brokenwireonground
16-0009222 | Equipment Failure/Involved | Overhead | Jumper | Burned Open | 2016 | Tier 2 - Elevated | Transmission line | 1 | 29 | 2016-01-29 | 1394228 | Sus | N | EquipmentFailureInvolved¦Overhead¦Jumper¦BurnedOpen
16-0009246 | Unknown Cause | Patrol - not conducted |  |  | 2016 | Tier 2 - Elevated | Distribution Circuit | 1 | 29 | 2016-01-29 | 1394307 | Sus | N | UnknownCause¦Patrolnotconducted¦¦
16-0011626 | Equipment Failure/Involved | Overhead | Jumper | Burned Open | 2016 | Tier 2 - Elevated | Distribution Circuit | 2 | 9 | 2016-02-09 | 1400586 | Sus | N | EquipmentFailureInvolved¦Overhead¦Jumper¦BurnedOpen
16-0013041 | Vegetation | Tree - branch fell on line | Conductor, Overhead | Broken, wire on ground | 2016 | Tier 3 - Extreme | Distribution Circuit | 2 | 17 | 2016-02-17 | 1404747 | Sus | N | Vegetation¦Treebranchfellonline¦ConductorOverhead¦Brokenwireonground
16-0013242 | Unknown Cause | Patrol - found nothing |  |  | 2016 | Tier 3 - Extreme | Transformer only | 2 | 17 | 2016-02-17 | 1405519 | Sus | N | UnknownCause¦Patrolfoundnothing¦¦
16-0013848 | Unknown Cause | Patrol - found nothing |  |  | 2016 | Tier 3 - Extreme | Distribution Circuit | 2 | 17 | 2016-02-17 | 1407084 | Sus | N | UnknownCause¦Patrolfoundnothing¦¦
16-0014936 | Unknown Cause | Patrol - not conducted |  |  | 2016 | Tier 3 - Extreme | Distribution Circuit | 2 | 23 | 2016-02-23 | 1410776 | Sus | N | UnknownCause¦Patrolnotconducted¦¦
16-0018392 | Equipment Failure/Involved | Overhead | Pole-Wood | Broken | 2016 | Tier 2 - Elevated | Distribution Circuit | 3 | 5 | 2016-03-05 | 1419141 | Sus | N | EquipmentFailureInvolved¦Overhead¦PoleWood¦Broken
16-0018612 | Vegetation | Tree - fell into line | Conductor, Overhead | Broken, wire on ground | 2016 | Tier 2 - Elevated | Distribution Circuit | 3 | 6 | 2016-03-06 | 1422810 | Sus | N | Vegetation¦Treefellintoline¦ConductorOverhead¦Brokenwireonground
16-0018685 | Unknown Cause | Patrol - not conducted |  |  | 2016 | Tier 3 - Extreme | Transmission line | 3 | 7 | 2016-03-07 | 1423199 | Sus | N | UnknownCause¦Patrolnotconducted¦¦
16-0018896 | Equipment Failure/Involved | Overhead | Insulator | Broken | 2016 | Tier 2 - Elevated | Distribution Circuit | 3 | 7 | 2016-03-07 | 1423731 | Sus | N | EquipmentFailureInvolved¦Overhead¦Insulator¦Broken
16-0019299 | Unknown Cause | Patrol - not conducted |  |  | 2016 | Tier 3 - Extreme | Distribution Circuit | 3 | 8 | 2016-03-08 | 1425388 | Sus | N | UnknownCause¦Patrolnotconducted¦¦
16-0019689 | Unknown Cause | Patrol - found nothing |  |  | 2016 | Tier 3 - Extreme | Distribution Circuit | 3 | 9 | 2016-03-09 | 1425749 | Sus | N | UnknownCause¦Patrolfoundnothing¦¦
16-0025353 | Equipment Failure/Involved | Overhead | Crossarm, Wood | Broken | 2016 | Tier 2 - Elevated | Distribution Circuit | 3 | 31 | 2016-03-31 | 1442361 | Sus | N | EquipmentFailureInvolved¦Overhead¦CrossarmWood¦Broken
16-0027888 | Unknown Cause | Patrol - found nothing |  |  | 2016 | Tier 2 - Elevated | Distribution Circuit | 4 | 11 | 2016-04-11 | 1449091 | Sus | N | UnknownCause¦Patrolfoundnothing¦¦
16-0031186 | 3rd Party | Vehicle | Anchor or Guy | Broken | 2016 | Tier 3 - Extreme | Distribution Circuit | 4 | 25 | 2016-04-25 | 1457835 | Sus | N | 3rdParty¦Vehicle¦AnchororGuy¦Broken
16-0034902 | Unknown Cause | Patrol - found nothing |  |  | 2016 | Tier 2 - Elevated | Distribution Circuit | 5 | 9 | 2016-05-09 | 1467072 | Sus | Y | UnknownCause¦Patrolfoundnothing¦¦
16-0034971 | Equipment Failure/Involved | Overhead | Transformer (OH) | Broken | 2016 | Tier 2 - Elevated | Distribution Circuit | 5 | 9 | 2016-05-09 | 1467235 | Sus | Y | EquipmentFailureInvolved¦Overhead¦Transformer(OH)¦Broken
16-0036392 | Equipment Failure/Involved | Overhead | Connector or Splice (OH) | Broken | 2016 | Tier 3 - Extreme | Distribution Circuit | 5 | 16 | 2016-05-16 | 1470797 | Sus | Y | EquipmentFailureInvolved¦Overhead¦ConnectororSplice(OH)¦Broken
16-0041501 | Vegetation | Tree - branch fell on line | Fuse | Failed/Faulted | 2016 | Tier 2 - Elevated | Distribution Circuit | 6 | 6 | 2016-06-06 | 1484257 | Sus | Y | Vegetation¦Treebranchfellonline¦Fuse¦FailedFaulted
16-0043285 | Unknown Cause | Patrol - found nothing |  |  | 2016 | Tier 3 - Extreme | Distribution Circuit | 6 | 14 | 2016-06-14 | 1488976 | Sus | Y | UnknownCause¦Patrolfoundnothing¦¦
16-0043416 | Vegetation | Tree - branch fell on line | Secondary | Deteriorated | 2016 | Tier 2 - Elevated | Transformer only | 6 | 15 | 2016-06-15 | 1489403 | Sus | Y | Vegetation¦Treebranchfellonline¦Secondary¦Deteriorated
16-0052179 | Vegetation | Tree - fell into line | Crossarm, Wood | Broken, wire on ground | 2016 | Tier 2 - Elevated | Distribution Circuit | 7 | 25 | 2016-07-25 | 1515448 | Sus | Y | Vegetation¦Treefellintoline¦CrossarmWood¦Brokenwireonground
16-0056268 | Unknown Cause | Patrol - found nothing |  |  | 2016 | Tier 3 - Extreme | Distribution Circuit | 8 | 10 | 2016-08-10 | 1524277 | Sus | Y | UnknownCause¦Patrolfoundnothing¦¦
16-0057208 | 3rd Party | Tree - cutting, 3rd party | Recloser | Malfunctioning | 2016 | Tier 2 - Elevated | Distribution Circuit | 8 | 14 | 2016-08-14 | 1526291 | Sus | Y | 3rdParty¦Treecutting3rdparty¦Recloser¦Malfunctioning
16-0059008 | Animal | Squirrel | Fuse | Normal | 2016 | Tier 3 - Extreme | Distribution Circuit | 8 | 22 | 2016-08-22 | 1530292 | Sus | Y | Animal¦Squirrel¦Fuse¦Normal
16-0060133 | Equipment Failure/Involved | Electrical Overload | Transformer | Failed/Faulted | 2016 | Tier 3 - Extreme | Transformer only | 8 | 26 | 2016-08-26 | 1532358 | Sus | Y | EquipmentFailureInvolved¦ElectricalOverload¦Transformer¦FailedFaulted
16-0063119 | Vegetation | Tree - fell into line | Conductor, Overhead | Normal | 2016 | Tier 3 - Extreme | Transformer only | 9 | 8 | 2016-09-08 | 1538276 | Sus | Y | Vegetation¦Treefellintoline¦ConductorOverhead¦Normal
16-0063650 | Equipment Failure/Involved | Electrical Overload | Transformer | Failed/Faulted | 2016 | Tier 2 - Elevated | Transformer only | 9 | 9 | 2016-09-09 | 1539110 | Sus | Y | EquipmentFailureInvolved¦ElectricalOverload¦Transformer¦FailedFaulted
16-0068495 | Unknown Cause | Patrol - found nothing |  |  | 2016 | Tier 2 - Elevated | Distribution Circuit | 9 | 29 | 2016-09-29 | 1550037 | Sus | Y | UnknownCause¦Patrolfoundnothing¦¦
16-0071318 | Unknown Cause | Patrol - found nothing |  | Failed/Faulted | 2016 | Tier 2 - Elevated | Distribution Circuit | 10 | 12 | 2016-10-12 | 1556781 | Sus | Y | UnknownCause¦Patrolfoundnothing¦¦FailedFaulted
16-0075443 | Equipment Failure/Involved | Overhead | Transformer (OH) | Broken | 2016 | Tier 2 - Elevated | Transformer only | 10 | 25 | 2016-10-25 | 1569742 | Sus | Y | EquipmentFailureInvolved¦Overhead¦Transformer(OH)¦Broken
16-0081017 | Equipment Failure/Involved | Overhead | Secondary | Broken | 2016 | Tier 3 - Extreme | Distribution Circuit | 11 | 18 | 2016-11-18 | 1584480 | Sus | Y | EquipmentFailureInvolved¦Overhead¦Secondary¦Broken
16-0085387 | 3rd Party | Other | Service conductor | Normal | 2016 | Tier 3 - Extreme | Transformer only | 12 | 13 | 2016-12-13 | 1600952 | Sus | N | 3rdParty¦Other¦Serviceconductor¦Normal
16-0086691 | Unknown Cause | Patrol - found nothing |  |  | 2016 | Tier 2 - Elevated | Distribution Circuit | 12 | 22 | 2016-12-22 | 1608868 | Sus | N | UnknownCause¦Patrolfoundnothing¦¦
17-0003108 | Vegetation | Tree - fell into line | Conductor, Overhead | Normal | 2017 | Tier 3 - Extreme | Distribution Circuit | 1 | 3 | 2017-01-03 | 1615874 | Sus | N | Vegetation¦Treefellintoline¦ConductorOverhead¦Normal
17-0005965 | Vegetation | Tree - fell into line | Conductor, Overhead | Broken, wire on ground | 2017 | Tier 2 - Elevated | Distribution Circuit | 1 | 8 | 2017-01-08 | 1627471 | Sus | N | Vegetation¦Treefellintoline¦ConductorOverhead¦Brokenwireonground
17-0006847 | Vegetation | Tree - branch fell on line | Conductor, Overhead | Normal | 2017 | Tier 3 - Extreme | Distribution Circuit | 1 | 10 | 2017-01-10 | 1633687 | Sus | N | Vegetation¦Treebranchfellonline¦ConductorOverhead¦Normal
17-0008781 | Vegetation | Tree - fell into line | Conductor, Overhead | Normal | 2017 | Tier 2 - Elevated | Distribution Circuit | 1 | 13 | 2017-01-13 | 1642489 | Sus | N | Vegetation¦Treefellintoline¦ConductorOverhead¦Normal
17-0009474 | Equipment Failure/Involved | Underground | Secondary | Contaminated | 2017 | Tier 2 - Elevated | Transformer only | 1 | 17 | 2017-01-17 | 1644872 | Sus | N | EquipmentFailureInvolved¦Underground¦Secondary¦Contaminated
17-0009676 | Equipment Failure/Involved | Overhead | Transformer | Failed/Faulted | 2017 | Tier 2 - Elevated | Transformer only | 1 | 17 | 2017-01-17 | 1645445 | Sus | N | EquipmentFailureInvolved¦Overhead¦Transformer¦FailedFaulted
17-0011992 | Equipment Failure/Involved | Overhead | Crossarm, Wood | Broken | 2017 | Tier 3 - Extreme | Distribution Circuit | 1 | 21 | 2017-01-21 | 1655645 | Sus | N | EquipmentFailureInvolved¦Overhead¦CrossarmWood¦Broken
17-0012081 | Vegetation | Tree - fell into line | Crossarm, Wood | Broken, wire on ground | 2017 | Tier 3 - Extreme | Distribution Circuit | 1 | 21 | 2017-01-21 | 1656248 | Sus | N | Vegetation¦Treefellintoline¦CrossarmWood¦Brokenwireonground
17-0017475 | Equipment Failure/Involved | Overhead | Transformer (OH) | Failed/Faulted | 2017 | Tier 3 - Extreme | Distribution Circuit | 2 | 4 | 2017-02-04 | 1674831 | Sus | N | EquipmentFailureInvolved¦Overhead¦Transformer(OH)¦FailedFaulted
17-0017589 | Vegetation | Tree - fell into line | Pole-Wood | Broken, wire on ground | 2017 | Tier 3 - Extreme | Distribution Circuit | 2 | 5 | 2017-02-05 | 1675555 | Sus | N | Vegetation¦Treefellintoline¦PoleWood¦Brokenwireonground
17-0018002 | Vegetation | Tree - fell into line | Conductor, Overhead | Broken, wire on ground | 2017 | Tier 3 - Extreme | Distribution Circuit | 2 | 6 | 2017-02-06 | 1677195 | Sus | N | Vegetation¦Treefellintoline¦ConductorOverhead¦Brokenwireonground
17-0018420 | Vegetation | Tree - fell into line | Conductor, Overhead | Broken, wire on ground | 2017 | Tier 3 - Extreme | Distribution Circuit | 2 | 7 | 2017-02-07 | 1679630 | Sus | N | Vegetation¦Treefellintoline¦ConductorOverhead¦Brokenwireonground
17-0018663 | Unknown Cause | Patrol - found nothing |  |  | 2017 | Tier 2 - Elevated | Distribution Circuit | 2 | 7 | 2017-02-07 | 1680557 | Sus | N | UnknownCause¦Patrolfoundnothing¦¦
17-0019580 | Vegetation | Tree - branch fell on line | Conductor, Overhead | Broken, wire on ground | 2017 | Tier 2 - Elevated | Distribution Circuit | 2 | 9 | 2017-02-09 | 1683246 | Sus | N | Vegetation¦Treebranchfellonline¦ConductorOverhead¦Brokenwireonground
17-0022774 | Vegetation | Tree - fell into line | Pole-Wood | Broken, wire on ground | 2017 | Tier 3 - Extreme | Distribution Circuit | 2 | 17 | 2017-02-17 | 1698261 | Sus | N | Vegetation¦Treefellintoline¦PoleWood¦Brokenwireonground
17-0022859 | Vegetation | Tree - fell into line | Conductor, Overhead | Broken, wire on ground | 2017 | Tier 3 - Extreme | Distribution Circuit | 2 | 17 | 2017-02-17 | 1695077 | Sus | N | Vegetation¦Treefellintoline¦ConductorOverhead¦Brokenwireonground
17-0023154 | Vegetation | Tree - fell into line | Crossarm, Wood | Broken, wire on ground | 2017 | Tier 2 - Elevated | Distribution Circuit | 2 | 17 | 2017-02-17 | 1699372 | Sus | N | Vegetation¦Treefellintoline¦CrossarmWood¦Brokenwireonground
17-0025238 | Vegetation | Tree - fell into line | Conductor, Overhead | Broken, wire on ground | 2017 | Tier 2 - Elevated | Distribution Circuit | 2 | 21 | 2017-02-21 | 1708878 | Sus | N | Vegetation¦Treefellintoline¦ConductorOverhead¦Brokenwireonground
17-0025534 | Unknown Cause | Patrol - not conducted |  |  | 2017 | Tier 2 - Elevated | Distribution Circuit | 2 | 21 | 2017-02-21 | 1710484 | Sus | N | UnknownCause¦Patrolnotconducted¦¦
17-0032368 | Equipment Failure/Involved | Overhead |  | Failed/Faulted | 2017 | Tier 2 - Elevated | Transformer only | 3 | 21 | 2017-03-21 | 1731701 | Sus | N | EquipmentFailureInvolved¦Overhead¦¦FailedFaulted
17-0036929 | Vegetation | Tree - grew into line | Conductor, Overhead | Together | 2017 | Tier 2 - Elevated | Transformer only | 4 | 6 | 2017-04-06 | 1745180 | Sus | N | Vegetation¦Treegrewintoline¦ConductorOverhead¦Together
17-0039578 | Vegetation | Tree - fell into line | Pole-Wood | Broken, wire on ground | 2017 | Tier 3 - Extreme | Distribution Circuit | 4 | 12 | 2017-04-12 | 1756193 | Sus | N | Vegetation¦Treefellintoline¦PoleWood¦Brokenwireonground
17-0061469 | Vegetation | Tree - fell into line | Crossarm, Wood | Broken, wire on ground | 2017 | Tier 2 - Elevated | Distribution Circuit | 7 | 8 | 2017-07-08 | 1826992 | Sus | Y | Vegetation¦Treefellintoline¦CrossarmWood¦Brokenwireonground
17-0066450 | Vegetation | Tree - branch fell on line | Conductor, Overhead | Normal | 2017 | Tier 3 - Extreme | Distribution Circuit | 7 | 29 | 2017-07-29 | 1842139 | Sus | Y | Vegetation¦Treebranchfellonline¦ConductorOverhead¦Normal
17-0067754 | Unknown Cause | Patrol - found nothing |  |  | 2017 | Tier 2 - Elevated | Distribution Circuit | 8 | 3 | 2017-08-03 | 1845620 | Sus | Y | UnknownCause¦Patrolfoundnothing¦¦
17-0068193 | Vegetation | Tree - fell into line | Pole-Wood | Broken, wire on ground | 2017 | Tier 3 - Extreme | Distribution Circuit | 8 | 5 | 2017-08-05 | 1847035 | Sus | Y | Vegetation¦Treefellintoline¦PoleWood¦Brokenwireonground
17-0070637 | Unknown Cause | Patrol - found nothing |  |  | 2017 | Tier 2 - Elevated | Distribution Circuit | 8 | 16 | 2017-08-16 | 1853428 | Sus | Y | UnknownCause¦Patrolfoundnothing¦¦
17-0071595 | Equipment Failure/Involved | Overhead | Fuse | Failed/Faulted | 2017 | Tier 2 - Elevated | Transformer only | 8 | 20 | 2017-08-20 | 1855854 | Sus | Y | EquipmentFailureInvolved¦Overhead¦Fuse¦FailedFaulted
17-0074644 | Equipment Failure/Involved | Electrical Overload | Transformer (OH) | Failed/Faulted | 2017 | Tier 2 - Elevated | Transformer only | 9 | 1 | 2017-09-01 | 1864483 | Sus | Y | EquipmentFailureInvolved¦ElectricalOverload¦Transformer(OH)¦FailedFaulted
17-0076234 | Vegetation | Tree - bark fell into line | Conductor, Overhead | Normal | 2017 | Tier 2 - Elevated | Distribution Circuit | 9 | 5 | 2017-09-05 | 1871057 | Sus | Y | Vegetation¦Treebarkfellintoline¦ConductorOverhead¦Normal
17-0077646 | 3rd Party | Vehicle | Pole-Wood | Broken | 2017 | Tier 2 - Elevated | Distribution Circuit | 9 | 11 | 2017-09-11 | 1875365 | Sus | Y | 3rdParty¦Vehicle¦PoleWood¦Broken
17-0079731 | Animal | Bird found | Conductor, Overhead | Normal | 2017 | Tier 2 - Elevated | Distribution Circuit | 9 | 18 | 2017-09-18 | 1881064 | Sus | Y | Animal¦Birdfound¦ConductorOverhead¦Normal
17-0081981 | Animal | Bird found | Transformer (OH) | Normal | 2017 | Tier 2 - Elevated | Distribution Circuit | 9 | 27 | 2017-09-27 | 1886495 | Sus | Y | Animal¦Birdfound¦Transformer(OH)¦Normal
17-0085058 | Unknown Cause | Patrol - found nothing |  |  | 2017 | Tier 2 - Elevated | Distribution Circuit | 10 | 8 | 2017-10-08 | 1893029 | Sus | Y | UnknownCause¦Patrolfoundnothing¦¦
17-0090635 | Vegetation | Tree - fell into line | Conductor, Overhead | Broken, wire on ground | 2017 | Tier 2 - Elevated | Distribution Circuit | 10 | 26 | 2017-10-26 | 1910271 | Sus | Y | Vegetation¦Treefellintoline¦ConductorOverhead¦Brokenwireonground
17-0091098 | Animal | Bird found | Insulator | Failed/Faulted | 2017 | Tier 3 - Extreme | Substation - Distribution | 10 | 29 | 2017-10-29 | 1911736 | Sus | Y | Animal¦Birdfound¦Insulator¦FailedFaulted
17-0094490 | Vegetation | Tree - fell into line | Conductor, Overhead | On Ground | 2017 | Tier 2 - Elevated | Distribution Circuit | 11 | 12 | 2017-11-12 | 1920803 | Sus | Y | Vegetation¦Treefellintoline¦ConductorOverhead¦OnGround
17-0098840 | Animal | Squirrel | Fuse | Failed/Faulted | 2017 | Tier 3 - Extreme | Distribution Circuit | 12 | 1 | 2017-12-01 | 1933118 | Sus | N | Animal¦Squirrel¦Fuse¦FailedFaulted
17-0101750 | 3rd Party | Customer Equipment | Secondary | Broken | 2017 | Tier 2 - Elevated | Transformer only | 12 | 15 | 2017-12-15 | 1943433 | Sus | N | 3rdParty¦CustomerEquipment¦Secondary¦Broken
18-0007563 | 3rd Party | Vehicle | Pole-Wood | Broken | 2018 | Tier 2 - Elevated | Distribution Circuit | 1 | 20 | 2018-01-20 | 11097 | Sus | N | 3rdParty¦Vehicle¦PoleWood¦Broken
18-0008634 | Vegetation | Tree - branch fell on line | Conductor, Overhead | Normal | 2018 | Tier 2 - Elevated | Distribution Circuit | 1 | 24 | 2018-01-24 | 13285 | Sus | N | Vegetation¦Treebranchfellonline¦ConductorOverhead¦Normal
18-0008805 | Vegetation | Tree - branch fell on line | Conductor, Overhead | Normal | 2018 | Tier 2 - Elevated | Distribution Circuit | 1 | 25 | 2018-01-25 | 13704 | Sus | N | Vegetation¦Treebranchfellonline¦ConductorOverhead¦Normal
18-0010894 | Unknown Cause | Patrol - not conducted |  |  | 2018 | Tier 3 - Extreme | Distribution Circuit | 2 | 1 | 2018-02-01 | 17867 | Sus | N | UnknownCause¦Patrolnotconducted¦¦
18-0017061 | Equipment Failure/Involved | Overhead | Transformer | Failed/Faulted | 2018 | Tier 2 - Elevated | Transformer only | 2 | 25 | 2018-02-25 | 31182 | Sus | N | EquipmentFailureInvolved¦Overhead¦Transformer¦FailedFaulted
18-0023432 | Equipment Failure/Involved | Overhead | Crossarm, Wood | Broken | 2018 | Tier 3 - Extreme | Distribution Circuit | 3 | 16 | 2018-03-16 | 45928 | Sus | N | EquipmentFailureInvolved¦Overhead¦CrossarmWood¦Broken
18-0023590 | Environmental/External | Lightning | Transformer (OH) | Broken | 2018 | Tier 2 - Elevated | Transformer only | 3 | 16 | 2018-03-16 | 45985 | Sus | N | EnvironmentalExternal¦Lightning¦Transformer(OH)¦Broken
18-0027742 | Unknown Cause | Patrol - found nothing |  |  | 2018 | Tier 3 - Extreme | Transformer only | 3 | 29 | 2018-03-29 | 55888 | Sus | N | UnknownCause¦Patrolfoundnothing¦¦
18-0029609 | Vegetation | Tree - fell into line | Transformer | Failed/Faulted | 2018 | Tier 2 - Elevated | Transformer only | 4 | 5 | 2018-04-05 | 59879 | Sus | N | Vegetation¦Treefellintoline¦Transformer¦FailedFaulted
18-0029738 | Vegetation | Tree - fell into line | Conductor, Overhead | Broken, wire on ground | 2018 | Tier 3 - Extreme | Distribution Circuit | 4 | 6 | 2018-04-06 | 60540 | Sus | N | Vegetation¦Treefellintoline¦ConductorOverhead¦Brokenwireonground
18-0033536 | Vegetation | Tree - branch fell on line | Fuse | Failed/Faulted | 2018 | Tier 3 - Extreme | Distribution Circuit | 4 | 18 | 2018-04-18 | 69773 | Sus | N | Vegetation¦Treebranchfellonline¦Fuse¦FailedFaulted
18-0035281 | Equipment Failure/Involved | Overhead | Crossarm, Wood | Deteriorated | 2018 | Tier 3 - Extreme | Transformer only | 5 | 15 | 2018-05-15 | 86626 | Sus | Y | EquipmentFailureInvolved¦Overhead¦CrossarmWood¦Deteriorated
18-0036636 | Equipment Failure/Involved | Underground | Transformer | Broken | 2018 | Tier 2 - Elevated | Transformer only | 4 | 29 | 2018-04-29 | 76282 | Sus | N | EquipmentFailureInvolved¦Underground¦Transformer¦Broken
18-0038020 | Animal | Bird found | Conductor, Overhead | Broken, wire on ground | 2018 | Tier 3 - Extreme | Distribution Circuit | 5 | 3 | 2018-05-03 | 78914 | Sus | Y | Animal¦Birdfound¦ConductorOverhead¦Brokenwireonground
18-0039481 | Unknown Cause | Patrol - found nothing |  |  | 2018 | Tier 2 - Elevated | Distribution Circuit | 5 | 9 | 2018-05-09 | 82093 | Sus | Y | UnknownCause¦Patrolfoundnothing¦¦
18-0043019 | Vegetation | Tree - fell into line | Pole-Wood | Broken, wire on ground | 2018 | Tier 3 - Extreme | Distribution Circuit | 5 | 21 | 2018-05-21 | 91264 | Sus | Y | Vegetation¦Treefellintoline¦PoleWood¦Brokenwireonground
18-0056129 | Vegetation | Tree - fell into line | Conductor, Overhead | Broken, wire on ground | 2018 | Tier 2 - Elevated | Distribution Circuit | 7 | 1 | 2018-07-01 | 122580 | Sus | Y | Vegetation¦Treefellintoline¦ConductorOverhead¦Brokenwireonground
18-0069489 | 3rd Party | Vehicle | Insulator | Broken | 2018 | Tier 3 - Extreme | Distribution Circuit | 8 | 14 | 2018-08-14 | 154879 | Sus | Y | 3rdParty¦Vehicle¦Insulator¦Broken
18-0070739 | 3rd Party | Tree - cutting, 3rd party | Fuse | Failed/Faulted | 2018 | Tier 3 - Extreme | Distribution Circuit | 8 | 16 | 2018-08-16 | 156444 | Sus | Y | 3rdParty¦Treecutting3rdparty¦Fuse¦FailedFaulted
18-0071324 | Vegetation | Tree - fell into line | Conductor, Overhead | Broken, wire on ground | 2018 | Tier 2 - Elevated | Distribution Circuit | 8 | 18 | 2018-08-18 | 157476 | Sus | Y | Vegetation¦Treefellintoline¦ConductorOverhead¦Brokenwireonground
18-0075981 | 3rd Party | Tree - cutting, 3rd party | Conductor, Overhead | Normal | 2018 | Tier 3 - Extreme | Distribution Circuit | 9 | 3 | 2018-09-03 | 167432 | Sus | Y | 3rdParty¦Treecutting3rdparty¦ConductorOverhead¦Normal
18-0080865 | 3rd Party | Dig in, 3rd party | Conductor, Underground | Broken | 2018 | Tier 3 - Extreme | Distribution Circuit | 9 | 18 | 2018-09-18 | 176503 | Sus | Y | 3rdParty¦Digin3rdparty¦ConductorUnderground¦Broken
18-0085993 | Equipment Failure/Involved | Overhead | Transformer (OH) | Leaking | 2018 | Tier 2 - Elevated | Transformer only | 10 | 3 | 2018-10-03 | 186894 | Sus | Y | EquipmentFailureInvolved¦Overhead¦Transformer(OH)¦Leaking
18-0090197 | Unknown Cause | Patrol - found nothing |  |  | 2018 | Tier 3 - Extreme | Distribution Circuit | 10 | 14 | 2018-10-14 | 194744 | Sus | Y | UnknownCause¦Patrolfoundnothing¦¦
18-0091827 | Equipment Failure/Involved | Overhead | Transformer | Failed/Faulted | 2018 | Tier 2 - Elevated | Transformer only | 10 | 18 | 2018-10-18 | 197969 | Sus | Y | EquipmentFailureInvolved¦Overhead¦Transformer¦FailedFaulted
18-0101966 | Equipment Failure/Involved | Overhead | Connector or Splice (OH) | Broken, wire on ground | 2018 | Tier 2 - Elevated | Distribution Circuit | 11 | 21 | 2018-11-21 | 220593 | Sus | Y | EquipmentFailureInvolved¦Overhead¦ConnectororSplice(OH)¦Brokenwireonground
18-0102773 | Vegetation | Tree - branch fell on line | Conductor, Overhead | Broken, wire on ground | 2018 | Tier 3 - Extreme | Distribution Circuit | 11 | 24 | 2018-11-24 | 223504 | Sus | Y | Vegetation¦Treebranchfellonline¦ConductorOverhead¦Brokenwireonground
18-0103365 | Environmental/External | Fire, Forest/Grass | Transformer (UG) | Burned/flashed | 2018 | Tier 3 - Extreme | Transformer only | 11 | 8 | 2018-11-08 | 224953 | Sus | Y | EnvironmentalExternal¦FireForestGrass¦Transformer(UG)¦Burnedflashed
18-0104945 | Unknown Cause | Patrol - found nothing |  |  | 2018 | Tier 3 - Extreme | Distribution Circuit | 11 | 28 | 2018-11-28 | 226981 | Sus | Y | UnknownCause¦Patrolfoundnothing¦¦
18-0105014 | Equipment Failure/Involved | Overhead | Conductor, Overhead | Broken, wire on ground | 2018 | Tier 2 - Elevated | Distribution Circuit | 11 | 29 | 2018-11-29 | 228831 | Sus | Y | EquipmentFailureInvolved¦Overhead¦ConductorOverhead¦Brokenwireonground
18-0105552 | Equipment Failure/Involved | Overhead | Pole-Wood | Deteriorated | 2018 | Tier 2 - Elevated | Distribution Circuit | 11 | 30 | 2018-11-30 | 230135 | Sus | Y | EquipmentFailureInvolved¦Overhead¦PoleWood¦Deteriorated
18-0110336 | Unknown Cause | Patrol - not conducted |  |  | 2018 | Tier 2 - Elevated | Distribution Circuit | 12 | 22 | 2018-12-22 | 245626 | Sus | N | UnknownCause¦Patrolnotconducted¦¦
18-0110486 | Vegetation | Tree - fell into line | Conductor, Overhead | Normal | 2018 | Tier 3 - Extreme | Distribution Circuit | 12 | 24 | 2018-12-24 | 246450 | Sus | N | Vegetation¦Treefellintoline¦ConductorOverhead¦Normal
18-0110486 | Vegetation | Tree - fell into line | Conductor, Overhead | Normal | 2018 | Tier 3 - Extreme | Distribution Circuit | 12 | 24 | 2018-12-24 | 246450 | Sus | N | Vegetation¦Treefellintoline¦ConductorOverhead¦Normal
19-0004494 | Vegetation | Tree - grew into line | Conductor, Overhead | Normal | 2019 | Tier 3 - Extreme | Distribution Circuit | 1 | 4 | 2019-01-04 | 253353 | Sus | N | Vegetation¦Treegrewintoline¦ConductorOverhead¦Normal
19-0005229 | Vegetation | Tree - fell into line | Conductor, Overhead | Broken, wire on ground | 2019 | Tier 2 - Elevated | Distribution Circuit | 1 | 6 | 2019-01-06 | 256076 | Sus | N | Vegetation¦Treefellintoline¦ConductorOverhead¦Brokenwireonground
19-0007042 | Vegetation | Tree - fell into line | Conductor, Overhead | Broken, wire on ground | 2019 | Tier 3 - Extreme | Distribution Circuit | 1 | 9 | 2019-01-09 | 261744 | Sus | N | Vegetation¦Treefellintoline¦ConductorOverhead¦Brokenwireonground
19-0007638 | Equipment Failure/Involved | Overhead | Transformer | Normal | 2019 | Tier 2 - Elevated | Transformer only | 1 | 10 | 2019-01-10 | 262599 | Sus | N | EquipmentFailureInvolved¦Overhead¦Transformer¦Normal
19-0009931 | Vegetation | Tree - fell into line | Conductor, Overhead | Broken, wire on ground | 2019 | Tier 2 - Elevated | Distribution Circuit | 1 | 16 | 2019-01-16 | 266894 | Sus | N | Vegetation¦Treefellintoline¦ConductorOverhead¦Brokenwireonground
19-0010433 | Equipment Failure/Involved | Overhead | Transformer (OH) | Failed/Faulted | 2019 | Tier 2 - Elevated | Transformer only | 1 | 16 | 2019-01-16 | 268633 | Sus | N | EquipmentFailureInvolved¦Overhead¦Transformer(OH)¦FailedFaulted
19-0011521 | Unknown Cause | Patrol - found nothing |  |  | 2019 | Tier 2 - Elevated | Distribution Circuit | 1 | 18 | 2019-01-18 | 275197 | Sus | N | UnknownCause¦Patrolfoundnothing¦¦
19-0012533 | Vegetation | Tree - fell into line | Conductor, Overhead | Broken, wire on ground | 2019 | Tier 3 - Extreme | Distribution Circuit | 1 | 20 | 2019-01-20 | 277199 | Sus | N | Vegetation¦Treefellintoline¦ConductorOverhead¦Brokenwireonground
19-0012550 | Vegetation | Tree - branch fell on line | Conductor, Overhead | Arcing | 2019 | Tier 3 - Extreme | Distribution Circuit | 1 | 20 | 2019-01-20 | 277237 | Sus | N | Vegetation¦Treebranchfellonline¦ConductorOverhead¦Arcing
19-0012830 | Vegetation | Tree - branch fell on line | Conductor, Overhead | Normal | 2019 | Tier 3 - Extreme | Distribution Circuit | 1 | 21 | 2019-01-21 | 278097 | Sus | N | Vegetation¦Treebranchfellonline¦ConductorOverhead¦Normal
19-0019902 | Unknown Cause | Patrol - found nothing |  |  | 2019 | Tier 3 - Extreme | Distribution Circuit | 2 | 8 | 2019-02-08 | 295887 | Sus | N | UnknownCause¦Patrolfoundnothing¦¦
19-0020277 | Equipment Failure/Involved | Overhead | Pole-Wood | Broken, wire on ground | 2019 | Tier 2 - Elevated | Distribution Circuit | 2 | 9 | 2019-02-09 | 296826 | Sus | N | EquipmentFailureInvolved¦Overhead¦PoleWood¦Brokenwireonground
19-0020719 | Equipment Failure/Involved | Overhead | Crossarm, Wood | Broken, wire on ground | 2019 | Tier 2 - Elevated | Distribution Circuit | 2 | 10 | 2019-02-10 | 298386 | Sus | N | EquipmentFailureInvolved¦Overhead¦CrossarmWood¦Brokenwireonground
19-0020839 | Unknown Cause | Patrol - found nothing |  |  | 2019 | Tier 2 - Elevated | Distribution Circuit | 2 | 9 | 2019-02-09 | 299376 | Sus | N | UnknownCause¦Patrolfoundnothing¦¦
19-0021304 | Company Initiated | Coordination failure | Generator | Normal | 2019 | Tier 2 - Elevated | Distribution Circuit | 2 | 16 | 2019-02-16 | 314721 | Sus | N | CompanyInitiated¦Coordinationfailure¦Generator¦Normal
19-0022306 | Unknown Cause | Patrol - found nothing |  |  | 2019 | Tier 2 - Elevated | Distribution Circuit | 2 | 13 | 2019-02-13 | 304647 | Sus | N | UnknownCause¦Patrolfoundnothing¦¦
19-0022996 | Vegetation | Tree - fell into line | Pole-Wood | Broken, wire on ground | 2019 | Tier 3 - Extreme | Distribution Circuit | 2 | 13 | 2019-02-13 | 307993 | Sus | N | Vegetation¦Treefellintoline¦PoleWood¦Brokenwireonground
19-0023527 | Vegetation | Tree - fell into line | Conductor, Overhead | Broken, wire on ground | 2019 | Tier 3 - Extreme | Distribution Circuit | 2 | 12 | 2019-02-12 | 310247 | Sus | N | Vegetation¦Treefellintoline¦ConductorOverhead¦Brokenwireonground
19-0024461 | Environmental/External | Ice or snow | Conductor, Overhead | Normal | 2019 | Tier 3 - Extreme | Distribution Circuit | 2 | 16 | 2019-02-16 | 313825 | Sus | N | EnvironmentalExternal¦Iceorsnow¦ConductorOverhead¦Normal
19-0024475 | Vegetation | Tree - fell into line | Conductor, Overhead | Broken, wire on ground | 2019 | Tier 3 - Extreme | Distribution Circuit | 2 | 16 | 2019-02-16 | 313538 | Sus | N | Vegetation¦Treefellintoline¦ConductorOverhead¦Brokenwireonground
19-0024517 | Vegetation | Tree - fell into line | Conductor, Overhead | Broken, wire on ground | 2019 | Tier 2 - Elevated | Distribution Circuit | 2 | 16 | 2019-02-16 | 314020 | Sus | N | Vegetation¦Treefellintoline¦ConductorOverhead¦Brokenwireonground
19-0024677 | Vegetation | Tree - fell into line | Crossarm, Wood | Broken | 2019 | Tier 3 - Extreme | Distribution Circuit | 2 | 16 | 2019-02-16 | 314597 | Sus | N | Vegetation¦Treefellintoline¦CrossarmWood¦Broken
19-0025044 | Vegetation | Tree - fell into line | Crossarm, Wood | Broken, wire on ground | 2019 | Tier 3 - Extreme | Distribution Circuit | 2 | 17 | 2019-02-17 | 315218 | Sus | N | Vegetation¦Treefellintoline¦CrossarmWood¦Brokenwireonground
19-0025074 | Vegetation | Tree - fell into line | Pole-Wood | Broken | 2019 | Tier 2 - Elevated | Distribution Circuit | 2 | 12 | 2019-02-12 | 315509 | Sus | N | Vegetation¦Treefellintoline¦PoleWood¦Broken
19-0025192 | Unknown Cause | Patrol - found nothing |  |  | 2019 | Tier 3 - Extreme | Distribution Circuit | 2 | 17 | 2019-02-17 | 315645 | Sus | N | UnknownCause¦Patrolfoundnothing¦¦
19-0028156 | Equipment Failure/Involved | Overhead | Conductor, Overhead | Broken, wire on ground | 2019 | Tier 3 - Extreme | Distribution Circuit | 2 | 26 | 2019-02-26 | 324120 | Sus | N | EquipmentFailureInvolved¦Overhead¦ConductorOverhead¦Brokenwireonground
19-0029667 | Equipment Failure/Involved | Overhead | Transformer (OH) | Leaking | 2019 | Tier 2 - Elevated | Transformer only | 3 | 1 | 2019-03-01 | 328658 | Sus | N | EquipmentFailureInvolved¦Overhead¦Transformer(OH)¦Leaking
19-0030766 | Equipment Failure/Involved | Overhead | Transformer | Failed/Faulted | 2019 | Tier 2 - Elevated | Transformer only | 3 | 5 | 2019-03-05 | 331321 | Sus | N | EquipmentFailureInvolved¦Overhead¦Transformer¦FailedFaulted
19-0031229 | Equipment Failure/Involved | Overhead | Insulator | Broken | 2019 | Tier 3 - Extreme | Distribution Circuit | 3 | 6 | 2019-03-06 | 332596 | Sus | N | EquipmentFailureInvolved¦Overhead¦Insulator¦Broken
19-0032419 | 3rd Party | Vehicle | Pole-Wood | Broken | 2019 | Tier 2 - Elevated | Distribution Circuit | 3 | 10 | 2019-03-10 | 335588 | Sus | N | 3rdParty¦Vehicle¦PoleWood¦Broken
19-0036364 | Equipment Failure/Involved | Overhead | Conductor, Overhead | Broken, wire on ground | 2019 | Tier 2 - Elevated | Distribution Circuit | 3 | 23 | 2019-03-23 | 346063 | Sus | N | EquipmentFailureInvolved¦Overhead¦ConductorOverhead¦Brokenwireonground
19-0037728 | Unknown Cause | Patrol - not conducted |  |  | 2019 | Tier 3 - Extreme | Distribution Circuit | 3 | 27 | 2019-03-27 | 348988 | Sus | N | UnknownCause¦Patrolnotconducted¦¦
19-0037933 | Environmental/External | Lightning | Transformer | Failed/Faulted | 2019 | Tier 3 - Extreme | Distribution Circuit | 3 | 28 | 2019-03-28 | 349470 | Sus | N | EnvironmentalExternal¦Lightning¦Transformer¦FailedFaulted
19-0039962 | 3rd Party | Vehicle | Anchor or Guy | Broken | 2019 | Tier 3 - Extreme | Distribution Circuit | 4 | 5 | 2019-04-05 | 354184 | Sus | N | 3rdParty¦Vehicle¦AnchororGuy¦Broken
19-0043457 | Vegetation | Tree - branch fell on line | Fuse | Failed/Faulted | 2019 | Tier 3 - Extreme | Distribution Circuit | 4 | 17 | 2019-04-17 | 362570 | Sus | N | Vegetation¦Treebranchfellonline¦Fuse¦FailedFaulted
19-0046853 | Equipment Failure/Involved | Overhead | Connector or Splice (OH) | Broken, wire on ground | 2019 | Tier 2 - Elevated | Distribution Circuit | 4 | 28 | 2019-04-28 | 369637 | Sus | N | EquipmentFailureInvolved¦Overhead¦ConnectororSplice(OH)¦Brokenwireonground
19-0049707 | Equipment Failure/Involved | Overhead | Transformer (OH) | Leaking | 2019 | Tier 2 - Elevated | Distribution Circuit | 5 | 7 | 2019-05-07 | 375765 | Sus | Y | EquipmentFailureInvolved¦Overhead¦Transformer(OH)¦Leaking
19-0050532 | Unknown Cause | Patrol - found nothing |  |  | 2019 | Tier 2 - Elevated | Distribution Circuit | 5 | 9 | 2019-05-09 | 377257 | Sus | Y | UnknownCause¦Patrolfoundnothing¦¦
19-0051086 | Unknown Cause | Patrol - found nothing |  |  | 2019 | Tier 2 - Elevated | Distribution Circuit | 5 | 11 | 2019-05-11 | 378696 | Sus | Y | UnknownCause¦Patrolfoundnothing¦¦
19-0052129 | Vegetation | Tree - branch fell on line | Conductor, Overhead | Normal | 2019 | Tier 3 - Extreme | Distribution Circuit | 5 | 15 | 2019-05-15 | 380898 | Sus | Y | Vegetation¦Treebranchfellonline¦ConductorOverhead¦Normal
19-0052488 | Unknown Cause | Patrol - found nothing |  |  | 2019 | Tier 3 - Extreme | Distribution Circuit | 5 | 15 | 2019-05-15 | 381606 | Sus | Y | UnknownCause¦Patrolfoundnothing¦¦
19-0057636 | Equipment Failure/Involved | Overhead | Crossarm, Wood | Deteriorated | 2019 | Tier 2 - Elevated | Transformer only | 5 | 25 | 2019-05-25 | 390258 | Sus | Y | EquipmentFailureInvolved¦Overhead¦CrossarmWood¦Deteriorated
19-0062730 | Equipment Failure/Involved | Overhead | Conductor, Overhead | Broken, wire on object | 2019 | Tier 3 - Extreme | Distribution Circuit | 6 | 4 | 2019-06-04 | 397714 | Sus | Y | EquipmentFailureInvolved¦Overhead¦ConductorOverhead¦Brokenwireonobject
19-0069047 | Equipment Failure/Involved | Overhead | Pole-Wood | Deteriorated | 2019 | Tier 2 - Elevated | Transformer only | 6 | 18 | 2019-06-18 | 418266 | Sus | Y | EquipmentFailureInvolved¦Overhead¦PoleWood¦Deteriorated
19-0071735 | Wildfire Mitigation | CWSP - Vegetation Removal | Conductor, Overhead | Normal | 2019 | Tier 3 - Extreme | Distribution Circuit | 6 | 25 | 2019-06-25 | 428227 | Sus | Y | WildfireMitigation¦CWSPVegetationRemoval¦ConductorOverhead¦Normal
19-0072388 | Equipment Failure/Involved | Overhead | Recloser | Malfunctioning | 2019 | Tier 2 - Elevated | Distribution Circuit | 6 | 26 | 2019-06-26 | 429832 | Sus | Y | EquipmentFailureInvolved¦Overhead¦Recloser¦Malfunctioning
19-0076250 | Equipment Failure/Involved | Overhead | Transformer (OH) | Broken | 2019 | Tier 3 - Extreme | Transformer only | 7 | 11 | 2019-07-11 | 444938 | Sus | Y | EquipmentFailureInvolved¦Overhead¦Transformer(OH)¦Broken
19-0076695 | Equipment Failure/Involved | Overhead | Pole-Wood | Deteriorated | 2019 | Tier 2 - Elevated | Distribution Circuit | 7 | 12 | 2019-07-12 | 445814 | Sus | Y | EquipmentFailureInvolved¦Overhead¦PoleWood¦Deteriorated
19-0077733 | Vegetation | Tree - fell into line | Conductor, Overhead | Broken, wire on ground | 2019 | Tier 3 - Extreme | Distribution Circuit | 7 | 15 | 2019-07-15 | 453176 | Sus | Y | Vegetation¦Treefellintoline¦ConductorOverhead¦Brokenwireonground
19-0081040 | Equipment Failure/Involved | Overhead | Pole-Wood | Broken, wire on ground | 2019 | Tier 2 - Elevated | Distribution Circuit | 7 | 25 | 2019-07-25 | 471056 | Sus | Y | EquipmentFailureInvolved¦Overhead¦PoleWood¦Brokenwireonground
19-0083790 | Vegetation | Tree - branch fell on line | Conductor, Overhead | Normal | 2019 | Tier 3 - Extreme | Distribution Circuit | 8 | 2 | 2019-08-02 | 477905 | Sus | Y | Vegetation¦Treebranchfellonline¦ConductorOverhead¦Normal
19-0085412 | Company Initiated | Return Circuit Normal | Conductor, Overhead | Normal | 2019 | Tier 3 - Extreme | Distribution Circuit | 8 | 29 | 2019-08-29 | 547585 | Sus | Y | CompanyInitiated¦ReturnCircuitNormal¦ConductorOverhead¦Normal
19-0086647 | Environmental/External | Lightning | Transformer | Failed/Faulted | 2019 | Tier 2 - Elevated | Transformer only | 8 | 11 | 2019-08-11 | 501961 | Sus | Y | EnvironmentalExternal¦Lightning¦Transformer¦FailedFaulted
19-0090816 | Unknown Cause | Patrol - found nothing |  |  | 2019 | Tier 3 - Extreme | Distribution Circuit | 8 | 22 | 2019-08-22 | 529924 | Sus | Y | UnknownCause¦Patrolfoundnothing¦¦
19-0094304 | Equipment Failure/Involved | Overhead | Transformer (OH) | Failed/Faulted | 2019 | Tier 3 - Extreme | Distribution Circuit | 8 | 31 | 2019-08-31 | 549363 | Sus | Y | EquipmentFailureInvolved¦Overhead¦Transformer(OH)¦FailedFaulted
19-0094304 | Equipment Failure/Involved | Overhead | Transformer (OH) | Failed/Faulted | 2019 | Tier 3 - Extreme | Distribution Circuit | 8 | 31 | 2019-08-31 | 549363 | Sus | Y | EquipmentFailureInvolved¦Overhead¦Transformer(OH)¦FailedFaulted
19-0116116 | Wildfire Mitigation | Public Safety Power Shut-off | Conductor, Overhead | Normal | 2019 | Tier 2 - Elevated | Distribution Circuit | 10 | 27 | 2019-10-27 | 685955 | Sus | Y | WildfireMitigation¦PublicSafetyPowerShutoff¦ConductorOverhead¦Normal
19-0116899 | Wildfire Mitigation | Public Safety Power Shut-off | Conductor, Overhead | Normal | 2019 | Tier 3 - Extreme | Distribution Circuit | 10 | 27 | 2019-10-27 | 688913 | Sus | Y | WildfireMitigation¦PublicSafetyPowerShutoff¦ConductorOverhead¦Normal
19-0117925 | Vegetation | Tree - fell into line | Secondary | Broken, wire on ground | 2019 | Tier 2 - Elevated | Transformer only | 10 | 26 | 2019-10-26 | 691942 | Sus | Y | Vegetation¦Treefellintoline¦Secondary¦Brokenwireonground
19-0119594 | Equipment Failure/Involved | Overhead | Cutout, fuse holder | Broken | 2019 | Tier 3 - Extreme | Transformer only | 10 | 31 | 2019-10-31 | 696773 | Sus | Y | EquipmentFailureInvolved¦Overhead¦Cutoutfuseholder¦Broken
19-0119778 | Unknown Cause | Patrol - found nothing |  |  | 2019 | Tier 3 - Extreme | Distribution Circuit | 10 | 31 | 2019-10-31 | 696899 | Sus | Y | UnknownCause¦Patrolfoundnothing¦¦
19-0130823 | Vegetation | Tree - fell into line | Conductor, Overhead | Normal | 2019 | Tier 2 - Elevated | Distribution Circuit | 11 | 28 | 2019-11-28 | 722808 | Sus | Y | Vegetation¦Treefellintoline¦ConductorOverhead¦Normal
19-0131865 | Unknown Cause | Patrol - found nothing |  |  | 2019 | Tier 3 - Extreme | Distribution Circuit | 12 | 1 | 2019-12-01 | 725580 | Sus | N | UnknownCause¦Patrolfoundnothing¦¦
19-0134613 | Vegetation | Tree - fell into line | Transformer | Broken, wire on ground | 2019 | Tier 2 - Elevated | Transformer only | 12 | 6 | 2019-12-06 | 731920 | Sus | N | Vegetation¦Treefellintoline¦Transformer¦Brokenwireonground
19-0137083 | Equipment Failure/Involved | Overhead | Transformer (OH) | Leaking | 2019 | Tier 3 - Extreme | Transformer only | 12 | 18 | 2019-12-18 | 745248 | Sus | N | EquipmentFailureInvolved¦Overhead¦Transformer(OH)¦Leaking
19-0137902 | Vegetation | Tree - fell into line | Conductor, Overhead | Broken, wire on ground | 2019 | Tier 2 - Elevated | Distribution Circuit | 12 | 25 | 2019-12-25 | 750271 | Sus | N | Vegetation¦Treefellintoline¦ConductorOverhead¦Brokenwireonground
19-0138109 | Equipment Failure/Involved | Overhead | Transformer | Failed/Faulted | 2019 | Tier 3 - Extreme | Transformer only | 12 | 28 | 2019-12-28 | 751685 | Sus | N | EquipmentFailureInvolved¦Overhead¦Transformer¦FailedFaulted
20-0005565 | Unknown Cause | Patrol - found nothing |  |  | 2020 | Tier 2 - Elevated | Distribution Circuit | 1 | 6 | 2020-01-06 | 755690 | Sus | N | UnknownCause¦Patrolfoundnothing¦¦
20-0005919 | Animal | Squirrel | Fuse | Failed/Faulted | 2020 | Tier 2 - Elevated | Distribution Circuit | 1 | 7 | 2020-01-07 | 756308 | Sus | N | Animal¦Squirrel¦Fuse¦FailedFaulted
20-0010183 | Vegetation | Tree - fell into line | Conductor, Overhead | Normal | 2020 | Tier 3 - Extreme | Distribution Circuit | 1 | 16 | 2020-01-16 | 763126 | Sus | N | Vegetation¦Treefellintoline¦ConductorOverhead¦Normal
20-0010257 | Equipment Failure/Involved | Overhead | Connector or Splice (OH) | Broken, wire on ground | 2020 | Tier 3 - Extreme | Transmission line | 1 | 16 | 2020-01-16 | 763366 | Sus | N | EquipmentFailureInvolved¦Overhead¦ConnectororSplice(OH)¦Brokenwireonground
20-0010905 | Unknown Cause | Patrol - found nothing |  |  | 2020 | Tier 3 - Extreme | Distribution Circuit | 1 | 17 | 2020-01-17 | 764696 | Sus | N | UnknownCause¦Patrolfoundnothing¦¦
20-0019067 | Unknown Cause | Patrol - found nothing |  |  | 2020 | Tier 3 - Extreme | Distribution Circuit | 2 | 9 | 2020-02-09 | 781644 | Sus | N | UnknownCause¦Patrolfoundnothing¦¦
20-0019360 | Vegetation | Tree - fell into line | Conductor, Overhead | Broken, wire on ground | 2020 | Tier 3 - Extreme | Distribution Circuit | 2 | 9 | 2020-02-09 | 784052 | Sus | N | Vegetation¦Treefellintoline¦ConductorOverhead¦Brokenwireonground
20-0019834 | Unknown Cause | Patrol - found nothing |  |  | 2020 | Tier 2 - Elevated | Distribution Circuit | 2 | 10 | 2020-02-10 | 787108 | Sus | N | UnknownCause¦Patrolfoundnothing¦¦
20-0020270 | Unknown Cause | Patrol - found nothing |  |  | 2020 | Tier 3 - Extreme | Distribution Circuit | 2 | 10 | 2020-02-10 | 787690 | Sus | N | UnknownCause¦Patrolfoundnothing¦¦
20-0031569 | Animal | Squirrel | Fuse | Failed/Faulted | 2020 | Tier 2 - Elevated | Distribution Circuit | 3 | 12 | 2020-03-12 | 848035 | Sus | N | Animal¦Squirrel¦Fuse¦FailedFaulted
20-0032313 | Environmental/External | Ice or snow | Transformer (OH) | Broken | 2020 | Tier 3 - Extreme | Distribution Circuit | 3 | 15 | 2020-03-15 | 852324 | Sus | N | EnvironmentalExternal¦Iceorsnow¦Transformer(OH)¦Broken
20-0038068 | 3rd Party | Tree - cutting, 3rd party | Conductor, Overhead | Broken, wire on ground | 2020 | Tier 2 - Elevated | Transmission line | 4 | 2 | 2020-04-02 | 879437 | Sus | N | 3rdParty¦Treecutting3rdparty¦ConductorOverhead¦Brokenwireonground
20-0038443 | Equipment Failure/Involved | Overhead | Transformer | Failed/Faulted | 2020 | Tier 2 - Elevated | Transformer only | 4 | 4 | 2020-04-04 | 882483 | Sus | N | EquipmentFailureInvolved¦Overhead¦Transformer¦FailedFaulted
20-0044740 | Environmental/External | Lightning | Transformer | Failed/Faulted | 2020 | Tier 2 - Elevated | Transformer only | 4 | 27 | 2020-04-27 | 901985 | Sus | N | EnvironmentalExternal¦Lightning¦Transformer¦FailedFaulted
20-0045532 | Equipment Failure/Involved | Overhead | Insulator | Burned/flashed | 2020 | Tier 2 - Elevated | Distribution Circuit | 4 | 29 | 2020-04-29 | 903679 | Sus | N | EquipmentFailureInvolved¦Overhead¦Insulator¦Burnedflashed
20-0048267 | Equipment Failure/Involved | Overhead | Cutout, fuse holder | Broken | 2020 | Tier 2 - Elevated | Distribution Circuit | 5 | 7 | 2020-05-07 | 909133 | Sus | Y | EquipmentFailureInvolved¦Overhead¦Cutoutfuseholder¦Broken
20-0051482 | Unknown Cause | Patrol - found nothing |  |  | 2020 | Tier 2 - Elevated | Distribution Circuit | 5 | 18 | 2020-05-18 | 916420 | Sus | Y | UnknownCause¦Patrolfoundnothing¦¦
20-0055541 | Equipment Failure/Involved | Overhead | Transformer | Failed/Faulted | 2020 | Tier 3 - Extreme | Transformer only | 5 | 29 | 2020-05-29 | 924929 | Sus | Y | EquipmentFailureInvolved¦Overhead¦Transformer¦FailedFaulted
20-0055979 | Equipment Failure/Involved | Overhead | Pole-Wood | Broken, wire on ground | 2020 | Tier 2 - Elevated | Distribution Circuit | 5 | 30 | 2020-05-30 | 926478 | Sus | Y | EquipmentFailureInvolved¦Overhead¦PoleWood¦Brokenwireonground
20-0058012 | Equipment Failure/Involved | Overhead | Jumper | Burned Open | 2020 | Tier 2 - Elevated | Transformer only | 6 | 5 | 2020-06-05 | 931403 | Sus | Y | EquipmentFailureInvolved¦Overhead¦Jumper¦BurnedOpen
20-0058860 | Unknown Cause | Patrol - found nothing |  |  | 2020 | Tier 2 - Elevated | Distribution Circuit | 6 | 8 | 2020-06-08 | 933878 | Sus | Y | UnknownCause¦Patrolfoundnothing¦¦
20-0065783 | Unknown Cause | Patrol - found nothing |  |  | 2020 | Tier 3 - Extreme | Distribution Circuit | 6 | 28 | 2020-06-28 | 949225 | Sus | Y | UnknownCause¦Patrolfoundnothing¦¦
20-0067025 | Equipment Failure/Involved | Overhead | Pole-Wood | Broken | 2020 | Tier 2 - Elevated | Distribution Circuit | 7 | 1 | 2020-07-01 | 955590 | Sus | Y | EquipmentFailureInvolved¦Overhead¦PoleWood¦Broken
20-0067487 | Equipment Failure/Involved | Overhead | Conductor, Overhead | Broken, wire on ground | 2020 | Tier 2 - Elevated | Transmission line | 7 | 1 | 2020-07-01 | 956395 | Sus | Y | EquipmentFailureInvolved¦Overhead¦ConductorOverhead¦Brokenwireonground
20-0068191 | Equipment Failure/Involved | Overhead | Crossarm, Wood | Broken | 2020 | Tier 3 - Extreme | Distribution Circuit | 7 | 3 | 2020-07-03 | 957344 | Sus | Y | EquipmentFailureInvolved¦Overhead¦CrossarmWood¦Broken
20-0068432 | Equipment Failure/Involved | Overhead | Pole-Wood | Broken | 2020 | Tier 3 - Extreme | Distribution Circuit | 7 | 5 | 2020-07-05 | 958007 | Sus | Y | EquipmentFailureInvolved¦Overhead¦PoleWood¦Broken
20-0075966 | Vegetation | Tree - branch fell on line | Conductor, Overhead | Normal | 2020 | Tier 3 - Extreme | Distribution Circuit | 7 | 25 | 2020-07-25 | 971882 | Sus | Y | Vegetation¦Treebranchfellonline¦ConductorOverhead¦Normal
20-0076904 | Vegetation | Tree - branch fell on line | Conductor, Overhead | Broken, wire on ground | 2020 | Tier 2 - Elevated | Distribution Circuit | 7 | 28 | 2020-07-28 | 973692 | Sus | Y | Vegetation¦Treebranchfellonline¦ConductorOverhead¦Brokenwireonground
20-0079291 | Unknown Cause | Patrol - found nothing |  |  | 2020 | Tier 3 - Extreme | Distribution Circuit | 8 | 3 | 2020-08-03 | 978178 | Sus | Y | UnknownCause¦Patrolfoundnothing¦¦
20-0086072 | Environmental/External | Lightning | Transformer (OH) | Failed/Faulted | 2020 | Tier 3 - Extreme | Transformer only | 8 | 17 | 2020-08-17 | 1017457 | Sus | Y | EnvironmentalExternal¦Lightning¦Transformer(OH)¦FailedFaulted
20-0087017 | Vegetation | Tree - branch fell on line | Conductor, Overhead | Normal | 2020 | Tier 3 - Extreme | Distribution Circuit | 8 | 18 | 2020-08-18 | 1020513 | Sus | Y | Vegetation¦Treebranchfellonline¦ConductorOverhead¦Normal
20-0094170 | Unknown Cause | Patrol - found nothing |  |  | 2020 | Tier 2 - Elevated | Distribution Circuit | 9 | 7 | 2020-09-07 | 1058244 | Sus | Y | UnknownCause¦Patrolfoundnothing¦¦
20-0095256 | Unknown Cause | Patrol - found nothing |  |  | 2020 | Tier 2 - Elevated | Distribution Circuit | 9 | 8 | 2020-09-08 | 1061481 | Sus | Y | UnknownCause¦Patrolfoundnothing¦¦
20-0099227 | Animal | Bird found | Transformer (OH) | Normal | 2020 | Tier 2 - Elevated | Distribution Circuit | 9 | 19 | 2020-09-19 | 1083058 | Sus | Y | Animal¦Birdfound¦Transformer(OH)¦Normal
20-0100639 | Environmental/External | Fire, Forest/Grass | Conductor, Overhead | Burned/flashed | 2020 | Tier 3 - Extreme | Distribution Circuit | 9 | 7 | 2020-09-07 | 1089813 | Sus | Y | EnvironmentalExternal¦FireForestGrass¦ConductorOverhead¦Burnedflashed
20-0101737 | Vegetation | Tree - fell into line | Conductor, Overhead | Normal | 2020 | Tier 3 - Extreme | Distribution Circuit | 9 | 25 | 2020-09-25 | 1093596 | Sus | Y | Vegetation¦Treefellintoline¦ConductorOverhead¦Normal
20-0109968 | 3rd Party | Metallic Balloon | Conductor, Overhead | Normal | 2020 | Tier 3 - Extreme | Distribution Circuit | 10 | 17 | 2020-10-17 | 1119935 | Sus | Y | 3rdParty¦MetallicBalloon¦ConductorOverhead¦Normal
20-0111915 | Vegetation | Tree - fell into line | Crossarm, Wood | Broken, wire on ground | 2020 | Tier 2 - Elevated | Distribution Circuit | 10 | 22 | 2020-10-22 | 1123687 | Sus | Y | Vegetation¦Treefellintoline¦CrossarmWood¦Brokenwireonground
20-0112078 | Equipment Failure/Involved | Overhead | Pole-Wood | Broken | 2020 | Tier 2 - Elevated | Distribution Circuit | 10 | 23 | 2020-10-23 | 1124171 | Sus | Y | EquipmentFailureInvolved¦Overhead¦PoleWood¦Broken
20-0113156 | Equipment Failure/Involved | Overhead | Transformer (OH) | Leaking | 2020 | Tier 3 - Extreme | Transformer only | 10 | 25 | 2020-10-25 | 1126272 | Sus | Y | EquipmentFailureInvolved¦Overhead¦Transformer(OH)¦Leaking
20-0113171 | Unknown Cause | Patrol - not conducted |  |  | 2020 | Tier 2 - Elevated | Distribution Circuit | 10 | 25 | 2020-10-25 | 1127055 | Sus | Y | UnknownCause¦Patrolnotconducted¦¦
20-0115246 | Unknown Cause | Patrol - found nothing |  |  | 2020 | Tier 3 - Extreme | Distribution Circuit | 10 | 30 | 2020-10-30 | 1132032 | Sus | Y | UnknownCause¦Patrolfoundnothing¦¦
20-0115864 | Equipment Failure/Involved | Overhead | Transformer | Burned Open | 2020 | Tier 2 - Elevated | Transformer only | 11 | 2 | 2020-11-02 | 1133588 | Sus | Y | EquipmentFailureInvolved¦Overhead¦Transformer¦BurnedOpen
20-0116308 | Vegetation | Tree - fell into line | Conductor, Overhead | Broken, wire on ground | 2020 | Tier 2 - Elevated | Distribution Circuit | 11 | 2 | 2020-11-02 | 1134833 | Sus | Y | Vegetation¦Treefellintoline¦ConductorOverhead¦Brokenwireonground
20-0122641 | 3rd Party | Metallic Balloon | Conductor, Overhead | Normal | 2020 | Tier 2 - Elevated | Distribution Circuit | 11 | 18 | 2020-11-18 | 1148693 | Sus | Y | 3rdParty¦MetallicBalloon¦ConductorOverhead¦Normal
20-0125337 | Equipment Failure/Involved | Overhead | Transformer | Failed/Faulted | 2020 | Tier 2 - Elevated | Distribution Circuit | 11 | 25 | 2020-11-25 | 1154663 | Sus | Y | EquipmentFailureInvolved¦Overhead¦Transformer¦FailedFaulted
20-0131815 | Unknown Cause | Patrol - not conducted |  |  | 2020 | Tier 2 - Elevated | Distribution Circuit | 12 | 25 | 2020-12-25 | 1198773 | Sus | N | UnknownCause¦Patrolnotconducted¦¦
21-0010047 | Equipment Failure/Involved | Overhead | Pole-Wood | Broken | 2021 | Tier 3 - Extreme | Distribution Circuit | 1 | 18 | 2021-01-18 | 1213382 | Sus | N | EquipmentFailureInvolved¦Overhead¦PoleWood¦Broken
21-0010469 | Vegetation | Tree - branch fell on line | Conductor, Overhead | Together | 2021 | Tier 3 - Extreme | Distribution Circuit | 1 | 19 | 2021-01-19 | 1214082 | Sus | N | Vegetation¦Treebranchfellonline¦ConductorOverhead¦Together
21-0013166 | Unknown Cause | Patrol - found nothing |  |  | 2021 | Tier 3 - Extreme | Distribution Circuit | 1 | 22 | 2021-01-22 | 1221490 | Sus | N | UnknownCause¦Patrolfoundnothing¦¦
21-0014007 | Equipment Failure/Involved | Overhead | Jumper | Broken | 2021 | Tier 2 - Elevated | Distribution Circuit | 1 | 25 | 2021-01-25 | 1224737 | Sus | N | EquipmentFailureInvolved¦Overhead¦Jumper¦Broken
21-0014906 | Equipment Failure/Involved | Overhead | Conductor, Overhead | Together | 2021 | Tier 3 - Extreme | Distribution Circuit | 1 | 26 | 2021-01-26 | 1227571 | Sus | N | EquipmentFailureInvolved¦Overhead¦ConductorOverhead¦Together
21-0016692 | Vegetation | Tree - branch fell on line | Fuse | Broken | 2021 | Tier 2 - Elevated | Transformer only | 1 | 26 | 2021-01-26 | 1227108 | Sus | N | Vegetation¦Treebranchfellonline¦Fuse¦Broken
21-0018434 | Vegetation | Tree - fell into line | Conductor, Overhead | Normal | 2021 | Tier 2 - Elevated | Distribution Circuit | 1 | 26 | 2021-01-26 | 1241935 | Sus | N | Vegetation¦Treefellintoline¦ConductorOverhead¦Normal
21-0019320 | Vegetation | Tree - fell into line | Pole-Wood | Broken, wire on ground | 2021 | Tier 3 - Extreme | Distribution Circuit | 1 | 27 | 2021-01-27 | 1243280 | Sus | N | Vegetation¦Treefellintoline¦PoleWood¦Brokenwireonground
21-0022494 | Unknown Cause | Patrol - found nothing |  |  | 2021 | Tier 2 - Elevated | Distribution Circuit | 2 | 5 | 2021-02-05 | 1249015 | Sus | N | UnknownCause¦Patrolfoundnothing¦¦
21-0033087 | Vegetation | Tree - branch fell on line | Conductor, Overhead | Normal | 2021 | Tier 3 - Extreme | Distribution Circuit | 3 | 5 | 2021-03-05 | 1270533 | Sus | N | Vegetation¦Treebranchfellonline¦ConductorOverhead¦Normal
21-0038595 | Unknown Cause | Patrol - found nothing |  |  | 2021 | Tier 2 - Elevated | Distribution Circuit | 3 | 19 | 2021-03-19 | 1288563 | Sus | N | UnknownCause¦Patrolfoundnothing¦¦
21-0044453 | Animal | Squirrel | Pole-Wood | Normal | 2021 | Tier 3 - Extreme | Distribution Circuit | 4 | 3 | 2021-04-03 | 1306392 | Sus | N | Animal¦Squirrel¦PoleWood¦Normal
21-0050997 | Unknown Cause | Patrol - found nothing |  |  | 2021 | Tier 3 - Extreme | Distribution Circuit | 4 | 20 | 2021-04-20 | 1325660 | Sus | N | UnknownCause¦Patrolfoundnothing¦¦
21-0054557 | Unknown Cause | Patrol - found nothing |  |  | 2021 | Tier 2 - Elevated | Distribution Circuit | 4 | 28 | 2021-04-28 | 1336503 | Sus | N | UnknownCause¦Patrolfoundnothing¦¦
21-0057328 | Vegetation | Tree - branch fell on line | Conductor, Overhead | Normal | 2021 | Tier 3 - Extreme | Distribution Circuit | 5 | 5 | 2021-05-05 | 1341690 | Sus | Y | Vegetation¦Treebranchfellonline¦ConductorOverhead¦Normal
21-0063521 | Unknown Cause | Patrol - found nothing |  |  | 2021 | Tier 3 - Extreme | Distribution Circuit | 5 | 19 | 2021-05-19 | 1353531 | Sus | Y | UnknownCause¦Patrolfoundnothing¦¦
21-0067071 | Vegetation | Tree - branch fell on line | Conductor, Overhead | Normal | 2021 | Tier 3 - Extreme | Distribution Circuit | 5 | 27 | 2021-05-27 | 1360221 | Sus | Y | Vegetation¦Treebranchfellonline¦ConductorOverhead¦Normal
21-0071264 | Animal | Bird found | Conductor, Overhead | Together | 2021 | Tier 2 - Elevated | Distribution Circuit | 6 | 8 | 2021-06-08 | 1368152 | Sus | Y | Animal¦Birdfound¦ConductorOverhead¦Together
21-0071300 | Equipment Failure/Involved | Underground | Conductor, Underground | Broken | 2021 | Tier 2 - Elevated | Distribution Circuit | 6 | 7 | 2021-06-07 | 1368282 | Sus | Y | EquipmentFailureInvolved¦Underground¦ConductorUnderground¦Broken
21-0071716 | Unknown Cause | Patrol - found nothing |  |  | 2021 | Tier 3 - Extreme | Distribution Circuit | 6 | 8 | 2021-06-08 | 1368763 | Sus | Y | UnknownCause¦Patrolfoundnothing¦¦
21-0075408 | Unknown Cause | Patrol - found nothing |  |  | 2021 | Tier 2 - Elevated | Distribution Circuit | 6 | 17 | 2021-06-17 | 1375883 | Sus | Y | UnknownCause¦Patrolfoundnothing¦¦
21-0076227 | Equipment Failure/Involved | Underground | Transformer (UG) | Failed/Faulted | 2021 | Tier 2 - Elevated | Distribution Circuit | 6 | 18 | 2021-06-18 | 1377476 | Sus | Y | EquipmentFailureInvolved¦Underground¦Transformer(UG)¦FailedFaulted
21-0077889 | Unknown Cause | Patrol - found nothing |  |  | 2021 | Tier 2 - Elevated | Distribution Circuit | 6 | 23 | 2021-06-23 | 1382828 | Sus | Y | UnknownCause¦Patrolfoundnothing¦¦
21-0079898 | Equipment Failure/Involved | Fire, pole | Pole-Wood | Deteriorated | 2021 | Tier 3 - Extreme | Distribution Circuit | 6 | 25 | 2021-06-25 | 1384896 | Sus | Y | EquipmentFailureInvolved¦Firepole¦PoleWood¦Deteriorated
21-0080352 | Equipment Failure/Involved | Overhead | Insulator | Broken | 2021 | Tier 3 - Extreme | Distribution Circuit | 6 | 26 | 2021-06-26 | 1385875 | Sus | Y | EquipmentFailureInvolved¦Overhead¦Insulator¦Broken
21-0080660 | Vegetation | Tree - fell into line | Crossarm, Wood | Broken, wire on ground | 2021 | Tier 3 - Extreme | Distribution Circuit | 6 | 27 | 2021-06-27 | 1386334 | Sus | Y | Vegetation¦Treefellintoline¦CrossarmWood¦Brokenwireonground
21-0080935 | Unknown Cause | Patrol - not conducted |  |  | 2021 | Tier 2 - Elevated | Distribution Circuit | 7 | 16 | 2021-07-16 | 1406425 | Sus | Y | UnknownCause¦Patrolnotconducted¦¦
21-0085716 | Unknown Cause | Patrol - found nothing |  |  | 2021 | Tier 2 - Elevated | Distribution Circuit | 7 | 7 | 2021-07-07 | 1393387 | Sus | Y | UnknownCause¦Patrolfoundnothing¦¦
21-0087673 | 3rd Party | Vehicle | Conductor, Overhead | Broken, wire on ground | 2021 | Tier 2 - Elevated | Distribution Circuit | 7 | 11 | 2021-07-11 | 1399188 | Sus | Y | 3rdParty¦Vehicle¦ConductorOverhead¦Brokenwireonground
21-0091559 | Animal | Squirrel | Conductor, Overhead | Normal | 2021 | Tier 2 - Elevated | Distribution Circuit | 7 | 19 | 2021-07-19 | 1407625 | Sus | Y | Animal¦Squirrel¦ConductorOverhead¦Normal
21-0094808 | Unknown Cause | Patrol - found nothing |  |  | 2021 | Tier 2 - Elevated | Distribution Circuit | 7 | 26 | 2021-07-26 | 1414460 | Sus | Y | UnknownCause¦Patrolfoundnothing¦¦
21-0095223 | Equipment Failure/Involved | Overhead | Transformer (OH) | Failed/Faulted | 2021 | Tier 2 - Elevated | Transformer only | 7 | 26 | 2021-07-26 | 1415294 | Sus | Y | EquipmentFailureInvolved¦Overhead¦Transformer(OH)¦FailedFaulted
21-0105360 | Unknown Cause | Patrol - found nothing |  |  | 2021 | Tier 2 - Elevated | Distribution Circuit | 8 | 16 | 2021-08-16 | 1444338 | Sus | Y | UnknownCause¦Patrolfoundnothing¦¦
21-0108954 | Equipment Failure/Involved | Overhead | Pole-Wood | Deteriorated | 2021 | Tier 2 - Elevated | Distribution Circuit | 8 | 25 | 2021-08-25 | 1452553 | Sus | Y | EquipmentFailureInvolved¦Overhead¦PoleWood¦Deteriorated
21-0109429 | Equipment Failure/Involved | Overhead | Fuse | Broken | 2021 | Tier 2 - Elevated | Distribution Circuit | 8 | 25 | 2021-08-25 | 1453472 | Sus | Y | EquipmentFailureInvolved¦Overhead¦Fuse¦Broken
21-0111710 | Equipment Failure/Involved | Overhead | Transformer (OH) | Deteriorated | 2021 | Tier 2 - Elevated | Transformer only | 8 | 31 | 2021-08-31 | 1459259 | Sus | Y | EquipmentFailureInvolved¦Overhead¦Transformer(OH)¦Deteriorated
21-0119489 | Vegetation | Tree - branch fell on line | Conductor, Overhead | Normal | 2021 | Tier 3 - Extreme | Distribution Circuit | 9 | 19 | 2021-09-19 | 1475262 | Sus | Y | Vegetation¦Treebranchfellonline¦ConductorOverhead¦Normal
21-0128345 | Wildfire Mitigation | Public Safety Power Shut-off | Circuit Breaker | Normal | 2021 | Tier 3 - Extreme | Distribution Circuit | 10 | 11 | 2021-10-11 | 1492438 | Sus | Y | WildfireMitigation¦PublicSafetyPowerShutoff¦CircuitBreaker¦Normal
21-0131807 | Wildfire Mitigation | Public Safety Power Shut-off | Conductor, Overhead | Normal | 2021 | Tier 2 - Elevated | Distribution Circuit | 10 | 15 | 2021-10-15 | 1498439 | Sus | Y | WildfireMitigation¦PublicSafetyPowerShutoff¦ConductorOverhead¦Normal
21-0134948 | Vegetation | Tree - branch fell on line | Transformer (OH) | Normal | 2021 | Tier 2 - Elevated | Distribution Circuit | 10 | 22 | 2021-10-22 | 1505521 | Sus | Y | Vegetation¦Treebranchfellonline¦Transformer(OH)¦Normal
21-0137003 | Unknown Cause | Patrol - found nothing |  |  | 2021 | Tier 2 - Elevated | Distribution Circuit | 10 | 24 | 2021-10-24 | 1515359 | Sus | Y | UnknownCause¦Patrolfoundnothing¦¦
21-0137949 | Equipment Failure/Involved | Overhead | Fuse | Burned Open | 2021 | Tier 3 - Extreme | Transformer only | 10 | 25 | 2021-10-25 | 1519728 | Sus | Y | EquipmentFailureInvolved¦Overhead¦Fuse¦BurnedOpen
21-0143618 | Vegetation | Tree - fell into line | Conductor, Overhead | Normal | 2021 | Tier 2 - Elevated | Distribution Circuit | 11 | 8 | 2021-11-08 | 1537867 | Sus | Y | Vegetation¦Treefellintoline¦ConductorOverhead¦Normal
21-0156941 | Vegetation | Tree - fell into line | Conductor, Overhead | On Ground | 2021 | Tier 3 - Extreme | Distribution Circuit | 12 | 13 | 2021-12-13 | 1565729 | Sus | N | Vegetation¦Treefellintoline¦ConductorOverhead¦OnGround
21-0156952 | Vegetation | Tree - branch fell on line | Conductor, Overhead | Broken, wire on ground | 2021 | Tier 3 - Extreme | Distribution Circuit | 12 | 13 | 2021-12-13 | 1565708 | Sus | N | Vegetation¦Treebranchfellonline¦ConductorOverhead¦Brokenwireonground
21-0156962 | Unknown Cause | Patrol - found nothing |  |  | 2021 | Tier 2 - Elevated | Distribution Circuit | 12 | 13 | 2021-12-13 | 1565704 | Sus | N | UnknownCause¦Patrolfoundnothing¦¦
21-0157570 | Vegetation | Tree - bark fell into line | Conductor, Overhead | Broken, wire on ground | 2021 | Tier 2 - Elevated | Distribution Circuit | 12 | 13 | 2021-12-13 | 1568724 | Sus | N | Vegetation¦Treebarkfellintoline¦ConductorOverhead¦Brokenwireonground
21-0158206 | Vegetation | Tree - branch fell on line | Conductor, Overhead | Normal | 2021 | Tier 3 - Extreme | Distribution Circuit | 12 | 14 | 2021-12-14 | 1569830 | Sus | N | Vegetation¦Treebranchfellonline¦ConductorOverhead¦Normal
21-0158375 | Unknown Cause | Patrol - found nothing |  |  | 2021 | Tier 3 - Extreme | Distribution Circuit | 12 | 15 | 2021-12-15 | 1572368 | Sus | N | UnknownCause¦Patrolfoundnothing¦¦
21-0160217 | Unknown Cause | Patrol - found nothing |  |  | 2021 | Tier 3 - Extreme | Distribution Circuit | 12 | 23 | 2021-12-23 | 1579491 | Sus | N | UnknownCause¦Patrolfoundnothing¦¦
21-0160250 | Unknown Cause | Patrol - found nothing |  |  | 2021 | Tier 3 - Extreme | Distribution Circuit | 12 | 23 | 2021-12-23 | 1579705 | Sus | N | UnknownCause¦Patrolfoundnothing¦¦
21-0160723 | Vegetation | Tree - fell into line | Conductor, Overhead | Broken, wire on ground | 2021 | Tier 2 - Elevated | Distribution Circuit | 12 | 26 | 2021-12-26 | 1582324 | Sus | N | Vegetation¦Treefellintoline¦ConductorOverhead¦Brokenwireonground
21-0161436 | Vegetation | Tree - fell into line | Conductor, Overhead | Broken, wire on ground | 2021 | Tier 2 - Elevated | Distribution Circuit | 12 | 28 | 2021-12-28 | 1586830 | Sus | N | Vegetation¦Treefellintoline¦ConductorOverhead¦Brokenwireonground
22-0006333 | Vegetation | Tree - branch fell on line | Transformer | Failed/Faulted | 2022 | Tier 3 - Extreme | Transformer only | 1 | 5 | 2022-01-05 | 1595503 | Sus | N | Vegetation¦Treebranchfellonline¦Transformer¦FailedFaulted
22-0007467 | Equipment Failure/Involved | Overhead | Jumper | Burned Open | 2022 | Tier 2 - Elevated | Distribution Circuit | 1 | 7 | 2022-01-07 | 1597425 | Sus | N | EquipmentFailureInvolved¦Overhead¦Jumper¦BurnedOpen
22-0007719 | Equipment Failure/Involved | Overhead | Transformer (OH) | Failed/Faulted | 2022 | Tier 2 - Elevated | Transformer only | 1 | 8 | 2022-01-08 | 1598448 | Sus | N | EquipmentFailureInvolved¦Overhead¦Transformer(OH)¦FailedFaulted
22-0007773 | Equipment Failure/Involved | Overhead | Pothead(Riser Termination) | Failed/Faulted | 2022 | Tier 3 - Extreme | Distribution Circuit | 1 | 9 | 2022-01-09 | 1598617 | Sus | N | EquipmentFailureInvolved¦Overhead¦Pothead(RiserTermination)¦FailedFaulted
22-0007828 | Vegetation | Tree - fell into line | Conductor, Overhead | On Ground | 2022 | Tier 3 - Extreme | Distribution Circuit | 1 | 9 | 2022-01-09 | 1598983 | Sus | N | Vegetation¦Treefellintoline¦ConductorOverhead¦OnGround
22-0011109 | Vegetation | Tree - branch fell on line | Conductor, Overhead | Normal | 2022 | Tier 3 - Extreme | Distribution Circuit | 1 | 19 | 2022-01-19 | 1605020 | Sus | N | Vegetation¦Treebranchfellonline¦ConductorOverhead¦Normal
22-0012684 | Unknown Cause | Patrol - found nothing |  |  | 2022 | Tier 2 - Elevated | Transformer only | 1 | 21 | 2022-01-21 | 1607528 | Sus | N | UnknownCause¦Patrolfoundnothing¦¦
22-0012757 | Environmental/External | Fire, Forest/Grass | Other | Normal | 2022 | Tier 3 - Extreme | Transmission line | 1 | 21 | 2022-01-21 | 1607774 | Sus | N | EnvironmentalExternal¦FireForestGrass¦Other¦Normal
22-0012953 | Unknown Cause | Patrol - found nothing |  |  | 2022 | Tier 2 - Elevated | Distribution Circuit | 1 | 22 | 2022-01-22 | 1608601 | Sus | N | UnknownCause¦Patrolfoundnothing¦¦
22-0012955 | Unknown Cause | Patrol - found nothing |  |  | 2022 | Tier 3 - Extreme | Distribution Circuit | 1 | 22 | 2022-01-22 | 1608457 | Sus | N | UnknownCause¦Patrolfoundnothing¦¦
22-0016052 | Equipment Failure/Involved | Overhead | Secondary | Broken | 2022 | Tier 3 - Extreme | Transformer only | 1 | 29 | 2022-01-29 | 1616085 | Sus | N | EquipmentFailureInvolved¦Overhead¦Secondary¦Broken
22-0016594 | 3rd Party | Vehicle | Anchor or Guy | Broken, wire on ground | 2022 | Tier 2 - Elevated | Distribution Circuit | 1 | 31 | 2022-01-31 | 1617406 | Sus | N | 3rdParty¦Vehicle¦AnchororGuy¦Brokenwireonground
22-0027606 | Unknown Cause | Patrol - found nothing |  |  | 2022 | Tier 2 - Elevated | Distribution Circuit | 2 | 28 | 2022-02-28 | 1639280 | Sus | N | UnknownCause¦Patrolfoundnothing¦¦
22-0030245 | Unknown Cause | Patrol - found nothing |  |  | 2022 | Tier 2 - Elevated | Distribution Circuit | 3 | 4 | 2022-03-04 | 1642759 | Sus | N | UnknownCause¦Patrolfoundnothing¦¦
22-0030987 | Equipment Failure/Involved | Underground | Secondary | Broken | 2022 | Tier 2 - Elevated | Transformer only | 3 | 8 | 2022-03-08 | 1644435 | Sus | N | EquipmentFailureInvolved¦Underground¦Secondary¦Broken
22-0036821 | Unknown Cause | Patrol - found nothing |  |  | 2022 | Tier 3 - Extreme | Distribution Circuit | 3 | 22 | 2022-03-22 | 1653039 | Sus | N | UnknownCause¦Patrolfoundnothing¦¦
22-0038254 | Vegetation | Tree - branch fell on line | Pole-Wood | Broken | 2022 | Tier 3 - Extreme | Distribution Circuit | 3 | 24 | 2022-03-24 | 1655400 | Sus | N | Vegetation¦Treebranchfellonline¦PoleWood¦Broken
22-0038300 | Animal | Squirrel | Transformer (OH) | Failed/Faulted | 2022 | Tier 3 - Extreme | Transformer only | 3 | 24 | 2022-03-24 | 1655287 | Sus | N | Animal¦Squirrel¦Transformer(OH)¦FailedFaulted
22-0042335 | Equipment Failure/Involved | Overhead | Transformer (OH) | Broken | 2022 | Tier 2 - Elevated | Transformer only | 4 | 4 | 2022-04-04 | 1662339 | Sus | N | EquipmentFailureInvolved¦Overhead¦Transformer(OH)¦Broken
22-0053259 | Environmental/External | Lightning | Transformer (OH) | Failed/Faulted | 2022 | Tier 2 - Elevated | Transformer only | 4 | 22 | 2022-04-22 | 1679218 | Sus | N | EnvironmentalExternal¦Lightning¦Transformer(OH)¦FailedFaulted
22-0075857 | Equipment Failure/Involved | Overhead | Pole-Wood | Broken | 2022 | Tier 2 - Elevated | Distribution Circuit | 6 | 17 | 2022-06-17 | 1734424 | Sus | Y | EquipmentFailureInvolved¦Overhead¦PoleWood¦Broken
22-0075857 | Equipment Failure/Involved | Overhead | Pole-Wood | Broken | 2022 | Tier 2 - Elevated | Distribution Circuit | 6 | 17 | 2022-06-17 | 1734424 | Sus | Y | EquipmentFailureInvolved¦Overhead¦PoleWood¦Broken
22-0086285 | Equipment Failure/Involved | Overhead | Transformer (OH) | Leaking | 2022 | Tier 2 - Elevated | Transformer only | 7 | 17 | 2022-07-17 | 1758523 | Sus | Y | EquipmentFailureInvolved¦Overhead¦Transformer(OH)¦Leaking
22-0093961 | Unknown Cause | Patrol - found nothing |  |  | 2022 | Tier 3 - Extreme | Transformer only | 8 | 4 | 2022-08-04 | 1773587 | Sus | Y | UnknownCause¦Patrolfoundnothing¦¦
22-0096211 | Animal | Squirrel | Conductor, Overhead | Normal | 2022 | Tier 2 - Elevated | Distribution Circuit | 8 | 11 | 2022-08-11 | 1778503 | Sus | Y | Animal¦Squirrel¦ConductorOverhead¦Normal
22-0097271 | Vegetation | Tree - branch fell on line | Conductor, Overhead | Deteriorated | 2022 | Tier 3 - Extreme | Distribution Circuit | 8 | 14 | 2022-08-14 | 1780504 | Sus | Y | Vegetation¦Treebranchfellonline¦ConductorOverhead¦Deteriorated
22-0102746 | Unknown Cause | Patrol - found nothing |  |  | 2022 | Tier 3 - Extreme | Transformer only | 8 | 27 | 2022-08-27 | 1793187 | Sus | Y | UnknownCause¦Patrolfoundnothing¦¦
22-0104033 | Equipment Failure/Involved | Overhead | Secondary | Broken | 2022 | Tier 3 - Extreme | Transformer only | 8 | 31 | 2022-08-31 | 1795577 | Sus | Y | EquipmentFailureInvolved¦Overhead¦Secondary¦Broken
22-0112248 | Equipment Failure/Involved | Overhead | Transformer (OH) | Failed/Faulted | 2022 | Tier 2 - Elevated | Transformer only | 9 | 19 | 2022-09-19 | 1815911 | Sus | Y | EquipmentFailureInvolved¦Overhead¦Transformer(OH)¦FailedFaulted
22-0112328 | Equipment Failure/Involved | Overhead | Insulator | Broken | 2022 | Tier 3 - Extreme | Distribution Circuit | 9 | 19 | 2022-09-19 | 1816535 | Sus | Y | EquipmentFailureInvolved¦Overhead¦Insulator¦Broken
22-0118273 | Vegetation | Tree - branch fell on line | Conductor, Overhead | Normal | 2022 | Tier 2 - Elevated | Distribution Circuit | 10 | 5 | 2022-10-05 | 1829648 | Sus | Y | Vegetation¦Treebranchfellonline¦ConductorOverhead¦Normal
22-0125447 | Unknown Cause | Patrol - found nothing |  |  | 2022 | Tier 3 - Extreme | Distribution Circuit | 10 | 27 | 2022-10-27 | 1846980 | Sus | Y | UnknownCause¦Patrolfoundnothing¦¦
22-0128764 | Unknown Cause | Patrol - not conducted |  |  | 2022 | Tier 2 - Elevated | Distribution Circuit | 11 | 8 | 2022-11-08 | 1856597 | Sus | Y | UnknownCause¦Patrolnotconducted¦¦
22-0130208 | Unknown Cause | Patrol - found nothing |  |  | 2022 | Tier 2 - Elevated | Transformer only | 11 | 10 | 2022-11-10 | 1860314 | Sus | Y | UnknownCause¦Patrolfoundnothing¦¦
22-0137086 | Vegetation | Tree - fell into line | Conductor, Overhead | Normal | 2022 | Tier 2 - Elevated | Distribution Circuit | 12 | 6 | 2022-12-06 | 1877416 | Sus | N | Vegetation¦Treefellintoline¦ConductorOverhead¦Normal
22-0137895 | Vegetation | Tree - fell into line | Conductor, Overhead | Broken, wire on ground | 2022 | Tier 2 - Elevated | Distribution Circuit | 12 | 9 | 2022-12-09 | 1879730 | Sus | N | Vegetation¦Treefellintoline¦ConductorOverhead¦Brokenwireonground
22-0137989 | Equipment Failure/Involved | Overhead | Conductor, Overhead | Broken, wire on ground | 2022 | Tier 2 - Elevated | Distribution Circuit | 12 | 9 | 2022-12-09 | 1880024 | Sus | N | EquipmentFailureInvolved¦Overhead¦ConductorOverhead¦Brokenwireonground
22-0138431 | Unknown Cause | Patrol - found nothing |  |  | 2022 | Tier 3 - Extreme | Distribution Circuit | 12 | 10 | 2022-12-10 | 1881939 | Sus | N | UnknownCause¦Patrolfoundnothing¦¦
22-0138738 | Vegetation | Tree - palm frond fell into line | Conductor, Overhead | Normal | 2022 | Tier 2 - Elevated | Distribution Circuit | 12 | 10 | 2022-12-10 | 1884165 | Sus | N | Vegetation¦Treepalmfrondfellintoline¦ConductorOverhead¦Normal
22-0140434 | Unknown Cause | Patrol - found nothing |  |  | 2022 | Tier 2 - Elevated | Distribution Circuit | 12 | 17 | 2022-12-17 | 1891431 | Sus | N | UnknownCause¦Patrolfoundnothing¦¦
22-0142222 | Vegetation | Tree - fell into line | Conductor, Overhead | Broken, wire on ground | 2022 | Tier 3 - Extreme | Distribution Circuit | 12 | 30 | 2022-12-30 | 1902166 | Sus | N | Vegetation¦Treefellintoline¦ConductorOverhead¦Brokenwireonground
15-0004355 | Equipment Failure/Involved | Other | Transformer | Failed/Faulted | 2015 | Tier 2 - Elevated | Transformer only | 1 | 13 | 2015-01-13 | 1163329 | Sus | N | EquipmentFailureInvolved¦Other¦Transformer¦FailedFaulted
15-0009458 | Equipment Failure/Involved | Other | Transformer | Broken | 2015 | Tier 2 - Elevated | Distribution Circuit | 2 | 5 | 2015-02-05 | 1172525 | Sus | N | EquipmentFailureInvolved¦Other¦Transformer¦Broken
15-0010911 | Equipment Failure/Involved | Lightning | Transformer | Malfunctioning | 2015 | Tier 2 - Elevated | Substation - Transmission | 2 | 7 | 2015-02-07 | 1179879 | Sus | N | EquipmentFailureInvolved¦Lightning¦Transformer¦Malfunctioning
15-0011491 | Vegetation | Tree - branch fell on line | Conductor, Overhead | Broken, wire on ground | 2015 | Tier 2 - Elevated | Distribution Circuit | 2 | 7 | 2015-02-07 | 1180918 | Sus | N | Vegetation¦Treebranchfellonline¦ConductorOverhead¦Brokenwireonground
15-0011888 | Vegetation | Tree - fell into line | Conductor, Overhead | Broken, wire on ground | 2015 | Tier 2 - Elevated | Distribution Circuit | 2 | 9 | 2015-02-09 | 1185333 | Sus | N | Vegetation¦Treefellintoline¦ConductorOverhead¦Brokenwireonground
15-0016290 | Equipment Failure/Involved | Lightning | Connector or Splice (OH) | Broken | 2015 | Tier 3 - Extreme | Distribution Circuit | 2 | 27 | 2015-02-27 | 1196904 | Sus | N | EquipmentFailureInvolved¦Lightning¦ConnectororSplice(OH)¦Broken
15-0016785 | Equipment Failure/Involved | Lightning | Transformer | Failed/Faulted | 2015 | Tier 2 - Elevated | Transformer only | 3 | 2 | 2015-03-02 | 1198368 | Sus | N | EquipmentFailureInvolved¦Lightning¦Transformer¦FailedFaulted
15-0021284 | Vegetation | Tree - branch fell on line | Conductor, Overhead | Broken, wire on ground | 2015 | Tier 3 - Extreme | Distribution Circuit | 3 | 23 | 2015-03-23 | 1206749 | Sus | N | Vegetation¦Treebranchfellonline¦ConductorOverhead¦Brokenwireonground
15-0027545 | Equipment Failure/Involved | Other | Transformer | Failed/Faulted | 2015 | Tier 2 - Elevated | Transformer only | 4 | 17 | 2015-04-17 | 1221132 | Sus | N | EquipmentFailureInvolved¦Other¦Transformer¦FailedFaulted
15-0033921 | Equipment Failure/Involved | Overhead | Other | Failed/Faulted | 2015 | Tier 3 - Extreme | Transformer only | 5 | 13 | 2015-05-13 | 1233948 | Sus | Y | EquipmentFailureInvolved¦Overhead¦Other¦FailedFaulted
15-0034602 | 3rd Party | Vehicle | Pole-Wood | Broken | 2015 | Tier 2 - Elevated | Distribution Circuit | 5 | 16 | 2015-05-16 | 1235483 | Sus | Y | 3rdParty¦Vehicle¦PoleWood¦Broken
15-0038944 | Unknown Cause | Patrol - not conducted |  |  | 2015 | Tier 3 - Extreme | Distribution Circuit | 6 | 5 | 2015-06-05 | 1244473 | Sus | Y | UnknownCause¦Patrolnotconducted¦¦
15-0038949 | Unknown Cause | Patrol - not conducted |  |  | 2015 | Tier 2 - Elevated | Distribution Circuit | 6 | 5 | 2015-06-05 | 1244487 | Sus | Y | UnknownCause¦Patrolnotconducted¦¦
15-0040875 | Vegetation | Tree - fell into line | Conductor, Overhead | Normal | 2015 | Tier 2 - Elevated | Distribution Circuit | 6 | 13 | 2015-06-13 | 1250458 | Sus | Y | Vegetation¦Treefellintoline¦ConductorOverhead¦Normal
15-0042134 | Equipment Failure/Involved | Overhead | Transformer (OH) | Normal | 2015 | Tier 2 - Elevated | Transformer only | 6 | 19 | 2015-06-19 | 1253332 | Sus | Y | EquipmentFailureInvolved¦Overhead¦Transformer(OH)¦Normal
15-0049085 | Environmental/External | Lightning | Transformer | Failed/Faulted | 2015 | Tier 2 - Elevated | Distribution Circuit | 7 | 19 | 2015-07-19 | 1271924 | Sus | Y | EnvironmentalExternal¦Lightning¦Transformer¦FailedFaulted
15-0051932 | Vegetation | Tree - fell into line | Transformer | Normal | 2015 | Tier 3 - Extreme | Transformer only | 7 | 31 | 2015-07-31 | 1280635 | Sus | Y | Vegetation¦Treefellintoline¦Transformer¦Normal
15-0056697 | Animal | Bird found | Fuse | Failed/Faulted | 2015 | Tier 2 - Elevated | Distribution Circuit | 8 | 22 | 2015-08-22 | 1292868 | Sus | Y | Animal¦Birdfound¦Fuse¦FailedFaulted
15-0061478 | Vegetation | Tree - branch fell on line | Fuse | Failed/Faulted | 2015 | Tier 3 - Extreme | Distribution Circuit | 9 | 15 | 2015-09-15 | 1306198 | Sus | Y | Vegetation¦Treebranchfellonline¦Fuse¦FailedFaulted
15-0062213 | Environmental/External | Fire, Forest/Grass | Other | Burned/flashed | 2015 | Tier 2 - Elevated | Distribution Circuit | 9 | 10 | 2015-09-10 | 1308364 | Sus | Y | EnvironmentalExternal¦FireForestGrass¦Other¦Burnedflashed
15-0067599 | Equipment Failure/Involved | Overhead | Transformer | Burned/flashed | 2015 | Tier 3 - Extreme | Transformer only | 10 | 3 | 2015-10-03 | 1315767 | Sus | Y | EquipmentFailureInvolved¦Overhead¦Transformer¦Burnedflashed
15-0067751 | Equipment Failure/Involved | Fire, pole | Pole-Wood | Burned/flashed | 2015 | Tier 2 - Elevated | Distribution Circuit | 10 | 4 | 2015-10-04 | 1316511 | Sus | Y | EquipmentFailureInvolved¦Firepole¦PoleWood¦Burnedflashed
15-0067751 | Equipment Failure/Involved | Fire, pole | Pole-Wood | Burned/flashed | 2015 | Tier 2 - Elevated | Distribution Circuit | 10 | 4 | 2015-10-04 | 1316511 | Sus | Y | EquipmentFailureInvolved¦Firepole¦PoleWood¦Burnedflashed
15-0068754 | Vegetation | Tree - fell into line | Conductor, Overhead | Normal | 2015 | Tier 2 - Elevated | Distribution Circuit | 10 | 7 | 2015-10-07 | 1318347 | Sus | Y | Vegetation¦Treefellintoline¦ConductorOverhead¦Normal
15-0074288 | Equipment Failure/Involved | Overhead | Crossarm, Wood | Broken | 2015 | Tier 2 - Elevated | Distribution Circuit | 10 | 30 | 2015-10-30 | 1331603 | Sus | Y | EquipmentFailureInvolved¦Overhead¦CrossarmWood¦Broken
15-0075387 | Unknown Cause | Patrol - found nothing |  |  | 2015 | Tier 2 - Elevated | Distribution Circuit | 11 | 3 | 2015-11-03 | 1334859 | Sus | Y | UnknownCause¦Patrolfoundnothing¦¦
15-0083735 | Vegetation | Tree - fell into line | Conductor, Overhead | Normal | 2015 | Tier 2 - Elevated | Distribution Circuit | 12 | 9 | 2015-12-09 | 1356939 | Sus | N | Vegetation¦Treefellintoline¦ConductorOverhead¦Normal
15-0084132 | Environmental/External | Lightning | Transformer (OH) | Burned/flashed | 2015 | Tier 2 - Elevated | Transformer only | 12 | 10 | 2015-12-10 | 1358295 | Sus | N | EnvironmentalExternal¦Lightning¦Transformer(OH)¦Burnedflashed
15-0085003 | Vegetation | Tree - fell into line | Conductor, Overhead | Broken, wire on ground | 2015 | Tier 2 - Elevated | Distribution Circuit | 12 | 13 | 2015-12-13 | 1362253 | Sus | N | Vegetation¦Treefellintoline¦ConductorOverhead¦Brokenwireonground
15-0086021 | Equipment Failure/Involved | Overhead | Transformer | Failed/Faulted | 2015 | Tier 2 - Elevated | Distribution Circuit | 12 | 17 | 2015-12-17 | 1365877 | Sus | N | EquipmentFailureInvolved¦Overhead¦Transformer¦FailedFaulted
15-0086205 | Unknown Cause | Patrol - not conducted |  |  | 2015 | Tier 2 - Elevated | Distribution Circuit | 12 | 19 | 2015-12-19 | 1366680 | Sus | N | UnknownCause¦Patrolnotconducted¦¦
15-0086448 | Unknown Cause | Patrol - found nothing |  |  | 2015 | Tier 3 - Extreme | Distribution Circuit | 12 | 21 | 2015-12-21 | 1367699 | Sus | N | UnknownCause¦Patrolfoundnothing¦¦
15-0086709 | Vegetation | Tree - fell into line | Conductor, Overhead | Broken, wire on ground | 2015 | Tier 3 - Extreme | Distribution Circuit | 12 | 22 | 2015-12-22 | 1369196 | Sus | N | Vegetation¦Treefellintoline¦ConductorOverhead¦Brokenwireonground
15-0087411 | Unknown Cause | Patrol - found nothing |  |  | 2015 | Tier 2 - Elevated | Distribution Circuit | 12 | 26 | 2015-12-26 | 1371955 | Sus | N | UnknownCause¦Patrolfoundnothing¦¦
15-0087904 | Equipment Failure/Involved | Overhead | Transformer (OH) | Broken | 2015 | Tier 2 - Elevated | Transformer only | 12 | 30 | 2015-12-30 | 1375017 | Sus | N | EquipmentFailureInvolved¦Overhead¦Transformer(OH)¦Broken
16-0004330 | Equipment Failure/Involved | Underground | Conductor, Underground | Failed/Faulted | 2016 | Tier 2 - Elevated | Distribution Circuit | 1 | 10 | 2016-01-10 | 1381014 | Sus | N | EquipmentFailureInvolved¦Underground¦ConductorUnderground¦FailedFaulted
16-0004716 | Equipment Failure/Involved | Overhead | Crossarm, Wood | Broken | 2016 | Tier 2 - Elevated | Distribution Circuit | 1 | 12 | 2016-01-12 | 1382044 | Sus | N | EquipmentFailureInvolved¦Overhead¦CrossarmWood¦Broken
16-0005374 | Animal | Squirrel |  | Failed/Faulted | 2016 | Tier 2 - Elevated | Transformer only | 1 | 14 | 2016-01-14 | 1383769 | Sus | N | Animal¦Squirrel¦¦FailedFaulted
16-0005928 | Vegetation | Tree - branch fell on line | Conductor, Overhead | Together | 2016 | Tier 3 - Extreme | Distribution Circuit | 1 | 17 | 2016-01-17 | 1385619 | Sus | N | Vegetation¦Treebranchfellonline¦ConductorOverhead¦Together
16-0008760 | Equipment Failure/Involved | Overhead | Transformer | Failed/Faulted | 2016 | Tier 3 - Extreme | Transformer only | 1 | 27 | 2016-01-27 | 1393241 | Sus | N | EquipmentFailureInvolved¦Overhead¦Transformer¦FailedFaulted
16-0009563 | Unknown Cause | Patrol - not conducted |  |  | 2016 | Tier 3 - Extreme | Distribution Circuit | 1 | 31 | 2016-01-31 | 1395344 | Sus | N | UnknownCause¦Patrolnotconducted¦¦
16-0009724 | Equipment Failure/Involved | Overhead | Conductor, Overhead | Together | 2016 | Tier 2 - Elevated | Distribution Circuit | 2 | 1 | 2016-02-01 | 1396031 | Sus | N | EquipmentFailureInvolved¦Overhead¦ConductorOverhead¦Together
16-0010610 | Equipment Failure/Involved | Overhead | Conductor, Overhead | Normal | 2016 | Tier 2 - Elevated | Distribution Circuit | 2 | 4 | 2016-02-04 | 1398300 | Sus | N | EquipmentFailureInvolved¦Overhead¦ConductorOverhead¦Normal
16-0011728 | Equipment Failure/Involved | Overhead | Cutout, fuse holder | Burned/flashed | 2016 | Tier 3 - Extreme | Distribution Circuit | 2 | 10 | 2016-02-10 | 1401111 | Sus | N | EquipmentFailureInvolved¦Overhead¦Cutoutfuseholder¦Burnedflashed
16-0013512 | Vegetation | Tree - fell into line | Conductor, Overhead | Broken, wire on ground | 2016 | Tier 2 - Elevated | Distribution Circuit | 2 | 17 | 2016-02-17 | 1406647 | Sus | N | Vegetation¦Treefellintoline¦ConductorOverhead¦Brokenwireonground
16-0013535 | Vegetation | Tree - branch fell on line | Conductor, Overhead | Normal | 2016 | Tier 2 - Elevated | Distribution Circuit | 2 | 17 | 2016-02-17 | 1407399 | Sus | N | Vegetation¦Treebranchfellonline¦ConductorOverhead¦Normal
16-0021027 | Equipment Failure/Involved | Overhead | Conductor, Overhead | Broken | 2016 | Tier 3 - Extreme | Distribution Circuit | 3 | 13 | 2016-03-13 | 1430400 | Sus | N | EquipmentFailureInvolved¦Overhead¦ConductorOverhead¦Broken
16-0022479 | Equipment Failure/Involved | Electrical Overload | Transformer | Failed/Faulted | 2016 | Tier 2 - Elevated | Transformer only | 3 | 18 | 2016-03-18 | 1433644 | Sus | N | EquipmentFailureInvolved¦ElectricalOverload¦Transformer¦FailedFaulted
16-0027388 | Vegetation | Tree - fell into line | Conductor, Overhead | Broken, wire on ground | 2016 | Tier 2 - Elevated | Distribution Circuit | 4 | 9 | 2016-04-09 | 1447380 | Sus | N | Vegetation¦Treefellintoline¦ConductorOverhead¦Brokenwireonground
16-0027480 | Equipment Failure/Involved | Electrical Overload | Other | Broken | 2016 | Tier 2 - Elevated | Distribution Circuit | 4 | 9 | 2016-04-09 | 1447828 | Sus | N | EquipmentFailureInvolved¦ElectricalOverload¦Other¦Broken
16-0031094 | Unknown Cause | Patrol - found nothing |  |  | 2016 | Tier 3 - Extreme | Distribution Circuit | 4 | 24 | 2016-04-24 | 1457396 | Sus | N | UnknownCause¦Patrolfoundnothing¦¦
16-0036289 | Company Initiated | Improper Construction | Connector or Splice (OH) | Broken | 2016 | Tier 3 - Extreme | Distribution Circuit | 5 | 16 | 2016-05-16 | 1470459 | Sus | Y | CompanyInitiated¦ImproperConstruction¦ConnectororSplice(OH)¦Broken
16-0048116 | Equipment Failure/Involved | Overhead | Transformer | Broken | 2016 | Tier 2 - Elevated | Transformer only | 7 | 6 | 2016-07-06 | 1501787 | Sus | Y | EquipmentFailureInvolved¦Overhead¦Transformer¦Broken
16-0050949 | Equipment Failure/Involved | Overhead | Pole-Wood | Deteriorated | 2016 | Tier 2 - Elevated | Distribution Circuit | 7 | 19 | 2016-07-19 | 1512607 | Sus | Y | EquipmentFailureInvolved¦Overhead¦PoleWood¦Deteriorated
16-0051100 | Equipment Failure/Involved | Overhead | Conductor, Overhead | Broken | 2016 | Tier 3 - Extreme | Transformer only | 7 | 20 | 2016-07-20 | 1512974 | Sus | Y | EquipmentFailureInvolved¦Overhead¦ConductorOverhead¦Broken
16-0058008 | Equipment Failure/Involved | Overhead | Pole-Wood | Broken | 2016 | Tier 2 - Elevated | Distribution Circuit | 8 | 17 | 2016-08-17 | 1528044 | Sus | Y | EquipmentFailureInvolved¦Overhead¦PoleWood¦Broken
16-0058408 | Vegetation | Tree - fell into line | Conductor, Overhead | Normal | 2016 | Tier 2 - Elevated | Distribution Circuit | 8 | 18 | 2016-08-18 | 1528738 | Sus | Y | Vegetation¦Treefellintoline¦ConductorOverhead¦Normal
16-0059298 | Animal | Squirrel | Fuse | Failed/Faulted | 2016 | Tier 3 - Extreme | Distribution Circuit | 8 | 23 | 2016-08-23 | 1530719 | Sus | Y | Animal¦Squirrel¦Fuse¦FailedFaulted
16-0062676 | Unknown Cause | Patrol - found nothing |  |  | 2016 | Tier 2 - Elevated | Distribution Circuit | 9 | 6 | 2016-09-06 | 1537312 | Sus | Y | UnknownCause¦Patrolfoundnothing¦¦
16-0063218 | Vegetation | Tree - branch fell on line | Secondary | Normal | 2016 | Tier 3 - Extreme | Transformer only | 9 | 8 | 2016-09-08 | 1538424 | Sus | Y | Vegetation¦Treebranchfellonline¦Secondary¦Normal
16-0069269 | Environmental/External | Lightning | Conductor, Overhead | Broken, wire on ground | 2016 | Tier 3 - Extreme | Distribution Circuit | 10 | 3 | 2016-10-03 | 1551874 | Sus | Y | EnvironmentalExternal¦Lightning¦ConductorOverhead¦Brokenwireonground
16-0072341 | Equipment Failure/Involved | Overhead | Fuse | Broken | 2016 | Tier 2 - Elevated | Transformer only | 10 | 14 | 2016-10-14 | 1560314 | Sus | Y | EquipmentFailureInvolved¦Overhead¦Fuse¦Broken
16-0075183 | Vegetation | Tree - fell into line | Crossarm, Wood | Broken, wire on object | 2016 | Tier 2 - Elevated | Distribution Circuit | 10 | 24 | 2016-10-24 | 1569119 | Sus | Y | Vegetation¦Treefellintoline¦CrossarmWood¦Brokenwireonobject
16-0084750 | Equipment Failure/Involved | Electrical Overload | Transformer | Failed/Faulted | 2016 | Tier 2 - Elevated | Transformer only | 12 | 9 | 2016-12-09 | 1597556 | Sus | N | EquipmentFailureInvolved¦ElectricalOverload¦Transformer¦FailedFaulted
16-0085928 | Vegetation | Tree - fell into line | Conductor, Overhead | Broken, wire on ground | 2016 | Tier 2 - Elevated | Distribution Circuit | 12 | 15 | 2016-12-15 | 1603943 | Sus | N | Vegetation¦Treefellintoline¦ConductorOverhead¦Brokenwireonground
16-0087404 | Equipment Failure/Involved | Substation | Regulator, LTC substation | Failed/Faulted | 2016 | Tier 2 - Elevated | Substation - Distribution | 12 | 30 | 2016-12-30 | 1613430 | Sus | N | EquipmentFailureInvolved¦Substation¦RegulatorLTCsubstation¦FailedFaulted
16-0087492 | Equipment Failure/Involved | Overhead | Pole-Wood | Broken | 2016 | Tier 2 - Elevated | Distribution Circuit | 12 | 31 | 2016-12-31 | 1613949 | Sus | N | EquipmentFailureInvolved¦Overhead¦PoleWood¦Broken
17-0002730 | Equipment Failure/Involved | Overhead | Fuse | Broken | 2017 | Tier 2 - Elevated | Distribution Circuit | 1 | 1 | 2017-01-01 | 1614373 | Sus | N | EquipmentFailureInvolved¦Overhead¦Fuse¦Broken
17-0004695 | Unknown Cause | Patrol - found nothing |  |  | 2017 | Tier 2 - Elevated | Distribution Circuit | 1 | 7 | 2017-01-07 | 1621477 | Sus | N | UnknownCause¦Patrolfoundnothing¦¦
17-0011115 | Equipment Failure/Involved | Overhead | Transformer | Broken | 2017 | Tier 2 - Elevated | Transformer only | 1 | 19 | 2017-01-19 | 1651955 | Sus | N | EquipmentFailureInvolved¦Overhead¦Transformer¦Broken
17-0011726 | Unknown Cause | Patrol - not conducted |  |  | 2017 | Tier 3 - Extreme | Distribution Circuit | 1 | 20 | 2017-01-20 | 1654686 | Sus | N | UnknownCause¦Patrolnotconducted¦¦
17-0017016 | Equipment Failure/Involved | Overhead | Insulator | Burned/flashed | 2017 | Tier 3 - Extreme | Distribution Circuit | 2 | 2 | 2017-02-02 | 1673152 | Sus | N | EquipmentFailureInvolved¦Overhead¦Insulator¦Burnedflashed
17-0019130 | Vegetation | Tree - cutting, PG&E contractor | Conductor, Overhead | Normal | 2017 | Tier 3 - Extreme | Distribution Circuit | 2 | 8 | 2017-02-08 | 1682393 | Sus | N | Vegetation¦TreecuttingPG&Econtractor¦ConductorOverhead¦Normal
17-0019582 | Unknown Cause | Patrol - found nothing |  |  | 2017 | Tier 2 - Elevated | Distribution Circuit | 2 | 9 | 2017-02-09 | 1683630 | Sus | N | UnknownCause¦Patrolfoundnothing¦¦
17-0019623 | Vegetation | Tree - fell into line | Pole-Wood | Broken, wire on ground | 2017 | Tier 2 - Elevated | Distribution Circuit | 2 | 9 | 2017-02-09 | 1683971 | Sus | N | Vegetation¦Treefellintoline¦PoleWood¦Brokenwireonground
17-0019761 | Vegetation | Tree - fell into line | Conductor, Overhead | Broken, wire on ground | 2017 | Tier 2 - Elevated | Distribution Circuit | 2 | 9 | 2017-02-09 | 1684331 | Sus | N | Vegetation¦Treefellintoline¦ConductorOverhead¦Brokenwireonground
17-0019837 | Vegetation | Tree - fell into line | Conductor, Overhead | Broken, wire on ground | 2017 | Tier 3 - Extreme | Distribution Circuit | 2 | 10 | 2017-02-10 | 1684562 | Sus | N | Vegetation¦Treefellintoline¦ConductorOverhead¦Brokenwireonground
17-0020922 | Equipment Failure/Involved | Overhead | Conductor, Overhead | Together | 2017 | Tier 2 - Elevated | Distribution Circuit | 2 | 14 | 2017-02-14 | 1688350 | Sus | N | EquipmentFailureInvolved¦Overhead¦ConductorOverhead¦Together
17-0023595 | Unknown Cause | Patrol - found nothing |  |  | 2017 | Tier 2 - Elevated | Distribution Circuit | 2 | 19 | 2017-02-19 | 1702188 | Sus | N | UnknownCause¦Patrolfoundnothing¦¦
17-0023956 | Vegetation | Tree - fell into line | Conductor, Overhead | Broken, wire on ground | 2017 | Tier 3 - Extreme | Distribution Circuit | 2 | 20 | 2017-02-20 | 1704473 | Sus | N | Vegetation¦Treefellintoline¦ConductorOverhead¦Brokenwireonground
17-0024721 | Vegetation | Tree - fell into line | Conductor, Overhead | Broken, wire on ground | 2017 | Tier 2 - Elevated | Distribution Circuit | 2 | 20 | 2017-02-20 | 1706118 | Sus | N | Vegetation¦Treefellintoline¦ConductorOverhead¦Brokenwireonground
17-0030202 | Unknown Cause | Patrol - not conducted |  |  | 2017 | Tier 2 - Elevated | Distribution Circuit | 3 | 11 | 2017-03-11 | 1725293 | Sus | N | UnknownCause¦Patrolnotconducted¦¦
17-0030954 | Unknown Cause | Patrol - found nothing |  |  | 2017 | Tier 3 - Extreme | Distribution Circuit | 3 | 15 | 2017-03-15 | 1727681 | Sus | N | UnknownCause¦Patrolfoundnothing¦¦
17-0033750 | Equipment Failure/Involved | Overhead | Transformer | Deteriorated | 2017 | Tier 2 - Elevated | Transformer only | 3 | 25 | 2017-03-25 | 1735572 | Sus | N | EquipmentFailureInvolved¦Overhead¦Transformer¦Deteriorated
17-0036580 | Vegetation | Tree - branch fell on line | Conductor, Overhead | Bent or Twisted | 2017 | Tier 2 - Elevated | Distribution Circuit | 4 | 4 | 2017-04-04 | 1744342 | Sus | N | Vegetation¦Treebranchfellonline¦ConductorOverhead¦BentorTwisted
17-0037598 | Unknown Cause | Patrol - found nothing |  |  | 2017 | Tier 2 - Elevated | Distribution Circuit | 4 | 6 | 2017-04-06 | 1749485 | Sus | N | UnknownCause¦Patrolfoundnothing¦¦
17-0037806 | Unknown Cause | Patrol - found nothing |  |  | 2017 | Tier 2 - Elevated | Distribution Circuit | 4 | 7 | 2017-04-07 | 1750426 | Sus | N | UnknownCause¦Patrolfoundnothing¦¦
17-0038392 | Vegetation | Tree - fell into line | Crossarm, Wood | Broken | 2017 | Tier 2 - Elevated | Transformer only | 4 | 8 | 2017-04-08 | 1752650 | Sus | N | Vegetation¦Treefellintoline¦CrossarmWood¦Broken
17-0039315 | Unknown Cause | Patrol - found nothing |  |  | 2017 | Tier 2 - Elevated | Distribution Circuit | 4 | 11 | 2017-04-11 | 1755615 | Sus | N | UnknownCause¦Patrolfoundnothing¦¦
17-0039930 | Vegetation | Tree - fell into line | Conductor, Overhead | Broken, wire on ground | 2017 | Tier 2 - Elevated | Distribution Circuit | 4 | 13 | 2017-04-13 | 1756906 | Sus | N | Vegetation¦Treefellintoline¦ConductorOverhead¦Brokenwireonground
17-0040172 | Environmental/External | Lightning | Other | Failed/Faulted | 2017 | Tier 2 - Elevated | Transformer only | 4 | 13 | 2017-04-13 | 1757545 | Sus | N | EnvironmentalExternal¦Lightning¦Other¦FailedFaulted
17-0041057 | Vegetation | Tree - fell into line | Pole-Wood | Broken | 2017 | Tier 2 - Elevated | Distribution Circuit | 4 | 18 | 2017-04-18 | 1760049 | Sus | N | Vegetation¦Treefellintoline¦PoleWood¦Broken
17-0041223 | Vegetation | Tree - fell into line | Conductor, Overhead | Normal | 2017 | Tier 3 - Extreme | Distribution Circuit | 4 | 18 | 2017-04-18 | 1760529 | Sus | N | Vegetation¦Treefellintoline¦ConductorOverhead¦Normal
17-0043931 | Unknown Cause | Patrol - found nothing |  |  | 2017 | Tier 3 - Extreme | Distribution Circuit | 4 | 29 | 2017-04-29 | 1770655 | Sus | N | UnknownCause¦Patrolfoundnothing¦¦
17-0044031 | Equipment Failure/Involved | Overhead | Connector or Splice (OH) | Broken, wire on ground | 2017 | Tier 3 - Extreme | Distribution Circuit | 4 | 30 | 2017-04-30 | 1771134 | Sus | N | EquipmentFailureInvolved¦Overhead¦ConnectororSplice(OH)¦Brokenwireonground
17-0045611 | Vegetation | Tree - fell into line | Conductor, Overhead | Normal | 2017 | Tier 2 - Elevated | Distribution Circuit | 5 | 5 | 2017-05-05 | 1775457 | Sus | Y | Vegetation¦Treefellintoline¦ConductorOverhead¦Normal
17-0049407 | Equipment Failure/Involved | Electrical Overload | Insulator | Broken | 2017 | Tier 2 - Elevated | Transformer only | 5 | 20 | 2017-05-20 | 1786367 | Sus | Y | EquipmentFailureInvolved¦ElectricalOverload¦Insulator¦Broken
17-0057025 | Environmental/External | Lightning | Transformer | Failed/Faulted | 2017 | Tier 3 - Extreme | Transformer only | 6 | 20 | 2017-06-20 | 1812316 | Sus | Y | EnvironmentalExternal¦Lightning¦Transformer¦FailedFaulted
17-0062569 | Unknown Cause | Patrol - found nothing |  |  | 2017 | Tier 3 - Extreme | Distribution Circuit | 7 | 13 | 2017-07-13 | 1830503 | Sus | Y | UnknownCause¦Patrolfoundnothing¦¦
17-0063283 | Equipment Failure/Involved | Underground | Transformer (UG) | Failed/Faulted | 2017 | Tier 3 - Extreme | Distribution Circuit | 7 | 16 | 2017-07-16 | 1833193 | Sus | Y | EquipmentFailureInvolved¦Underground¦Transformer(UG)¦FailedFaulted
17-0063772 | Unknown Cause | Patrol - found nothing |  |  | 2017 | Tier 3 - Extreme | Distribution Circuit | 7 | 18 | 2017-07-18 | 1835351 | Sus | Y | UnknownCause¦Patrolfoundnothing¦¦
17-0064674 | Unknown Cause | Patrol - found nothing |  |  | 2017 | Tier 2 - Elevated | Distribution Circuit | 7 | 21 | 2017-07-21 | 1837420 | Sus | Y | UnknownCause¦Patrolfoundnothing¦¦
17-0065437 | Vegetation | Tree - fell into line | Conductor, Overhead | Broken, wire on ground | 2017 | Tier 2 - Elevated | Distribution Circuit | 7 | 25 | 2017-07-25 | 1839696 | Sus | Y | Vegetation¦Treefellintoline¦ConductorOverhead¦Brokenwireonground
17-0066824 | Equipment Failure/Involved | Overhead | Transformer | Broken | 2017 | Tier 2 - Elevated | Transformer only | 7 | 31 | 2017-07-31 | 1843447 | Sus | Y | EquipmentFailureInvolved¦Overhead¦Transformer¦Broken
17-0068198 | Equipment Failure/Involved | Overhead | Bushing | Broken | 2017 | Tier 2 - Elevated | Transformer only | 8 | 5 | 2017-08-05 | 1847044 | Sus | Y | EquipmentFailureInvolved¦Overhead¦Bushing¦Broken
17-0069107 | 3rd Party | Vehicle | Pole-Wood | Broken | 2017 | Tier 3 - Extreme | Distribution Circuit | 8 | 9 | 2017-08-09 | 1849289 | Sus | Y | 3rdParty¦Vehicle¦PoleWood¦Broken
17-0069137 | Unknown Cause | Patrol - found nothing |  |  | 2017 | Tier 3 - Extreme | Distribution Circuit | 8 | 9 | 2017-08-09 | 1849321 | Sus | Y | UnknownCause¦Patrolfoundnothing¦¦
17-0070940 | Unknown Cause | Patrol - found nothing |  |  | 2017 | Tier 2 - Elevated | Distribution Circuit | 8 | 17 | 2017-08-17 | 1853983 | Sus | Y | UnknownCause¦Patrolfoundnothing¦¦
17-0073220 | Unknown Cause | Patrol - found nothing |  |  | 2017 | Tier 2 - Elevated | Distribution Circuit | 8 | 27 | 2017-08-27 | 1860811 | Sus | Y | UnknownCause¦Patrolfoundnothing¦¦
17-0077423 | Equipment Failure/Involved | Electrical Overload | Pothead(Riser Termination) | Failed/Faulted | 2017 | Tier 2 - Elevated | Distribution Circuit | 9 | 10 | 2017-09-10 | 1874536 | Sus | Y | EquipmentFailureInvolved¦ElectricalOverload¦Pothead(RiserTermination)¦FailedFaulted
17-0077812 | Equipment Failure/Involved | Overhead | Crossarm, Wood | Burned/flashed | 2017 | Tier 2 - Elevated | Distribution Circuit | 9 | 11 | 2017-09-11 | 1875763 | Sus | Y | EquipmentFailureInvolved¦Overhead¦CrossarmWood¦Burnedflashed
17-0079391 | Animal | Squirrel | Fuse | Failed/Faulted | 2017 | Tier 2 - Elevated | Distribution Circuit | 9 | 15 | 2017-09-15 | 1879706 | Sus | Y | Animal¦Squirrel¦Fuse¦FailedFaulted
17-0079479 | Equipment Failure/Involved | Overhead | Cutout, fuse holder | Broken | 2017 | Tier 3 - Extreme | Transformer only | 9 | 15 | 2017-09-15 | 1880073 | Sus | Y | EquipmentFailureInvolved¦Overhead¦Cutoutfuseholder¦Broken
17-0079733 | Unknown Cause | Patrol - found nothing |  |  | 2017 | Tier 2 - Elevated | Distribution Circuit | 9 | 18 | 2017-09-18 | 1881016 | Sus | Y | UnknownCause¦Patrolfoundnothing¦¦
17-0084953 | Equipment Failure/Involved | Overhead | Secondary | Broken | 2017 | Tier 2 - Elevated | Transformer only | 10 | 7 | 2017-10-07 | 1892577 | Sus | Y | EquipmentFailureInvolved¦Overhead¦Secondary¦Broken
17-0086443 | Unknown Cause | Patrol - found nothing |  |  | 2017 | Tier 3 - Extreme | Transformer only | 10 | 11 | 2017-10-11 | 1898659 | Sus | Y | UnknownCause¦Patrolfoundnothing¦¦
17-0087894 | Equipment Failure/Involved | Overhead | Pole-Wood | Broken | 2017 | Tier 2 - Elevated | Distribution Circuit | 10 | 17 | 2017-10-17 | 1902348 | Sus | Y | EquipmentFailureInvolved¦Overhead¦PoleWood¦Broken
17-0088877 | Vegetation | Tree - fell into line | Conductor, Overhead | Broken, wire on ground | 2017 | Tier 3 - Extreme | Distribution Circuit | 10 | 20 | 2017-10-20 | 1905181 | Sus | Y | Vegetation¦Treefellintoline¦ConductorOverhead¦Brokenwireonground
17-0089115 | Vegetation | Tree - branch fell on line | Transformer | Failed/Faulted | 2017 | Tier 2 - Elevated | Transformer only | 10 | 20 | 2017-10-20 | 1905424 | Sus | Y | Vegetation¦Treebranchfellonline¦Transformer¦FailedFaulted
17-0090404 | Vegetation | Tree - fell into line | Conductor, Overhead | Normal | 2017 | Tier 2 - Elevated | Distribution Circuit | 10 | 25 | 2017-10-25 | 1909523 | Sus | Y | Vegetation¦Treefellintoline¦ConductorOverhead¦Normal
17-0092618 | Unknown Cause | Patrol - found nothing |  |  | 2017 | Tier 3 - Extreme | Distribution Circuit | 11 | 4 | 2017-11-04 | 1915759 | Sus | Y | UnknownCause¦Patrolfoundnothing¦¦
17-0098307 | Vegetation | Tree - branch fell on line | Conductor, Overhead | Broken | 2017 | Tier 2 - Elevated | Distribution Circuit | 11 | 29 | 2017-11-29 | 1931602 | Sus | Y | Vegetation¦Treebranchfellonline¦ConductorOverhead¦Broken
17-0102230 | Unknown Cause | Patrol - found nothing |  |  | 2017 | Tier 2 - Elevated | Distribution Circuit | 12 | 16 | 2017-12-16 | 1945955 | Sus | N | UnknownCause¦Patrolfoundnothing¦¦
17-0102582 | Equipment Failure/Involved | Overhead | Transformer | Failed/Faulted | 2017 | Tier 2 - Elevated | Transformer only | 12 | 19 | 2017-12-19 | 1947908 | Sus | N | EquipmentFailureInvolved¦Overhead¦Transformer¦FailedFaulted
18-0006245 | Equipment Failure/Involved | Overhead | Pothead(Riser Termination) | Failed/Faulted | 2018 | Tier 3 - Extreme | Distribution Circuit | 1 | 16 | 2018-01-16 | 8643 | Sus | N | EquipmentFailureInvolved¦Overhead¦Pothead(RiserTermination)¦FailedFaulted
18-0006602 | Unknown Cause | Patrol - found nothing |  |  | 2018 | Tier 2 - Elevated | Distribution Circuit | 1 | 16 | 2018-01-16 | 9429 | Sus | N | UnknownCause¦Patrolfoundnothing¦¦
18-0014658 | Equipment Failure/Involved | Other | Connector or Splice (OH) | Deteriorated | 2018 | Tier 2 - Elevated | Transformer only | 2 | 15 | 2018-02-15 | 25118 | Sus | N | EquipmentFailureInvolved¦Other¦ConnectororSplice(OH)¦Deteriorated
18-0018843 | Equipment Failure/Involved | Overhead | Insulator | Broken | 2018 | Tier 2 - Elevated | Distribution Circuit | 3 | 1 | 2018-03-01 | 35645 | Sus | N | EquipmentFailureInvolved¦Overhead¦Insulator¦Broken
18-0019230 | Unknown Cause | Patrol - found nothing |  |  | 2018 | Tier 3 - Extreme | Distribution Circuit | 3 | 2 | 2018-03-02 | 36570 | Sus | N | UnknownCause¦Patrolfoundnothing¦¦
18-0019375 | Vegetation | Tree - branch fell on line | Conductor, Overhead | Normal | 2018 | Tier 2 - Elevated | Distribution Circuit | 3 | 3 | 2018-03-03 | 37336 | Sus | N | Vegetation¦Treebranchfellonline¦ConductorOverhead¦Normal
18-0020094 | Unknown Cause | Patrol - found nothing |  |  | 2018 | Tier 2 - Elevated | Distribution Circuit | 3 | 5 | 2018-03-05 | 38829 | Sus | N | UnknownCause¦Patrolfoundnothing¦¦
18-0023417 | Vegetation | Tree - fell into line | Pole-Wood | Broken, wire on ground | 2018 | Tier 3 - Extreme | Distribution Circuit | 3 | 16 | 2018-03-16 | 45719 | Sus | N | Vegetation¦Treefellintoline¦PoleWood¦Brokenwireonground
18-0023623 | Vegetation | Tree - branch fell on line | Conductor, Overhead | Normal | 2018 | Tier 3 - Extreme | Distribution Circuit | 3 | 16 | 2018-03-16 | 46365 | Sus | N | Vegetation¦Treebranchfellonline¦ConductorOverhead¦Normal
18-0025771 | Unknown Cause | Patrol - found nothing |  |  | 2018 | Tier 2 - Elevated | Distribution Circuit | 3 | 22 | 2018-03-22 | 50916 | Sus | N | UnknownCause¦Patrolfoundnothing¦¦
18-0026821 | Equipment Failure/Involved | Overhead | Transformer | Leaking | 2018 | Tier 2 - Elevated | Transformer only | 3 | 26 | 2018-03-26 | 53961 | Sus | N | EquipmentFailureInvolved¦Overhead¦Transformer¦Leaking
18-0031853 | Unknown Cause | Patrol - found nothing |  |  | 2018 | Tier 2 - Elevated | Distribution Circuit | 4 | 12 | 2018-04-12 | 65792 | Sus | N | UnknownCause¦Patrolfoundnothing¦¦
18-0032847 | Environmental/External | Lightning | Transformer (OH) | Failed/Faulted | 2018 | Tier 2 - Elevated | Transformer only | 4 | 16 | 2018-04-16 | 68358 | Sus | N | EnvironmentalExternal¦Lightning¦Transformer(OH)¦FailedFaulted
18-0041767 | Unknown Cause | Patrol - found nothing |  |  | 2018 | Tier 2 - Elevated | Distribution Circuit | 5 | 16 | 2018-05-16 | 87641 | Sus | Y | UnknownCause¦Patrolfoundnothing¦¦
18-0051598 | Unknown Cause | Patrol - found nothing |  |  | 2018 | Tier 2 - Elevated | Transformer only | 6 | 15 | 2018-06-15 | 110466 | Sus | Y | UnknownCause¦Patrolfoundnothing¦¦
18-0054868 | Equipment Failure/Involved | Overhead | Pole-Wood | Broken, wire on ground | 2018 | Tier 2 - Elevated | Distribution Circuit | 6 | 26 | 2018-06-26 | 119086 | Sus | Y | EquipmentFailureInvolved¦Overhead¦PoleWood¦Brokenwireonground
18-0055989 | Environmental/External | Fire, Forest/Grass | Conductor, Overhead | Normal | 2018 | Tier 3 - Extreme | Distribution Circuit | 6 | 30 | 2018-06-30 | 121898 | Sus | Y | EnvironmentalExternal¦FireForestGrass¦ConductorOverhead¦Normal
18-0059983 | Unknown Cause | Patrol - not conducted |  |  | 2018 | Tier 2 - Elevated | Distribution Circuit | 7 | 15 | 2018-07-15 | 132294 | Sus | Y | UnknownCause¦Patrolnotconducted¦¦
18-0069085 | Environmental/External | Fire, Forest/Grass | Pole-Wood | Burned/flashed | 2018 | Tier 2 - Elevated | Distribution Circuit | 8 | 12 | 2018-08-12 | 153975 | Sus | Y | EnvironmentalExternal¦FireForestGrass¦PoleWood¦Burnedflashed
18-0075963 | Unknown Cause | Patrol - found nothing |  |  | 2018 | Tier 2 - Elevated | Distribution Circuit | 9 | 3 | 2018-09-03 | 167394 | Sus | Y | UnknownCause¦Patrolfoundnothing¦¦
18-0078811 | Equipment Failure/Involved | Overhead | Cutout, fuse holder | Broken | 2018 | Tier 2 - Elevated | Transformer only | 9 | 11 | 2018-09-11 | 172721 | Sus | Y | EquipmentFailureInvolved¦Overhead¦Cutoutfuseholder¦Broken
18-0079543 | Unknown Cause | Patrol - found nothing |  |  | 2018 | Tier 2 - Elevated | Distribution Circuit | 9 | 13 | 2018-09-13 | 173941 | Sus | Y | UnknownCause¦Patrolfoundnothing¦¦
18-0080481 | Animal | Squirrel | Fuse | Failed/Faulted | 2018 | Tier 3 - Extreme | Distribution Circuit | 9 | 17 | 2018-09-17 | 175829 | Sus | Y | Animal¦Squirrel¦Fuse¦FailedFaulted
18-0086993 | Animal | Squirrel | Transformer (OH) | Normal | 2018 | Tier 2 - Elevated | Distribution Circuit | 10 | 4 | 2018-10-04 | 188441 | Sus | Y | Animal¦Squirrel¦Transformer(OH)¦Normal
18-0097237 | Equipment Failure/Involved | Overhead | Jumper | Broken | 2018 | Tier 2 - Elevated | Distribution Circuit | 11 | 5 | 2018-11-05 | 209349 | Sus | Y | EquipmentFailureInvolved¦Overhead¦Jumper¦Broken
18-0100800 | Environmental/External | Fire, Forest/Grass | Pole-Wood | Burned/flashed | 2018 | Tier 3 - Extreme | Distribution Circuit | 11 | 8 | 2018-11-08 | 217809 | Sus | Y | EnvironmentalExternal¦FireForestGrass¦PoleWood¦Burnedflashed
18-0101264 | Environmental/External | Fire, Forest/Grass | Pole-Wood | Burned/flashed | 2018 | Tier 3 - Extreme | Distribution Circuit | 11 | 8 | 2018-11-08 | 218641 | Sus | Y | EnvironmentalExternal¦FireForestGrass¦PoleWood¦Burnedflashed
18-0102804 | Unknown Cause | Patrol - found nothing |  |  | 2018 | Tier 2 - Elevated | Distribution Circuit | 11 | 24 | 2018-11-24 | 223584 | Sus | Y | UnknownCause¦Patrolfoundnothing¦¦
18-0103225 | Unknown Cause | Patrol - found nothing |  |  | 2018 | Tier 2 - Elevated | Distribution Circuit | 11 | 26 | 2018-11-26 | 224417 | Sus | Y | UnknownCause¦Patrolfoundnothing¦¦
18-0106149 | Environmental/External | Fire, Forest/Grass | Pole-Wood | Burned/flashed | 2018 | Tier 3 - Extreme | Distribution Circuit | 11 | 8 | 2018-11-08 | 231942 | Sus | Y | EnvironmentalExternal¦FireForestGrass¦PoleWood¦Burnedflashed
18-0107699 | Animal | Bird found | Conductor, Overhead | Normal | 2018 | Tier 2 - Elevated | Distribution Circuit | 12 | 6 | 2018-12-06 | 235200 | Sus | N | Animal¦Birdfound¦ConductorOverhead¦Normal
18-0108662 | 3rd Party | Customer Equipment | Crossarm, Wood | Broken | 2018 | Tier 2 - Elevated | Distribution Circuit | 12 | 11 | 2018-12-11 | 238101 | Sus | N | 3rdParty¦CustomerEquipment¦CrossarmWood¦Broken
19-0006701 | Vegetation | Tree - branch fell on line | Conductor, Overhead | Normal | 2019 | Tier 2 - Elevated | Distribution Circuit | 1 | 9 | 2019-01-09 | 261282 | Sus | N | Vegetation¦Treebranchfellonline¦ConductorOverhead¦Normal
19-0011223 | Vegetation | Tree - fell into line | Pole-Wood | Broken, wire on ground | 2019 | Tier 2 - Elevated | Distribution Circuit | 1 | 17 | 2019-01-17 | 273945 | Sus | N | Vegetation¦Treefellintoline¦PoleWood¦Brokenwireonground
19-0011328 | Unknown Cause | Patrol - found nothing |  |  | 2019 | Tier 3 - Extreme | Distribution Circuit | 1 | 17 | 2019-01-17 | 274705 | Sus | N | UnknownCause¦Patrolfoundnothing¦¦
19-0012581 | Unknown Cause | Patrol - found nothing |  |  | 2019 | Tier 3 - Extreme | Distribution Circuit | 1 | 20 | 2019-01-20 | 277321 | Sus | N | UnknownCause¦Patrolfoundnothing¦¦
19-0015307 | Unknown Cause | Patrol - found nothing |  |  | 2019 | Tier 2 - Elevated | Distribution Circuit | 1 | 28 | 2019-01-28 | 282929 | Sus | N | UnknownCause¦Patrolfoundnothing¦¦
19-0017073 | Unknown Cause | Patrol - found nothing |  |  | 2019 | Tier 2 - Elevated | Distribution Circuit | 2 | 2 | 2019-02-02 | 286865 | Sus | N | UnknownCause¦Patrolfoundnothing¦¦
19-0018644 | Unknown Cause | Patrol - found nothing |  |  | 2019 | Tier 2 - Elevated | Distribution Circuit | 2 | 5 | 2019-02-05 | 292087 | Sus | N | UnknownCause¦Patrolfoundnothing¦¦
19-0019243 | Environmental/External | Ice or snow | Secondary | Broken | 2019 | Tier 2 - Elevated | Transformer only | 2 | 5 | 2019-02-05 | 294450 | Sus | N | EnvironmentalExternal¦Iceorsnow¦Secondary¦Broken
19-0019270 | Vegetation | Tree - fell into line | Pole-Wood | Broken, wire on ground | 2019 | Tier 2 - Elevated | Distribution Circuit | 2 | 6 | 2019-02-06 | 294506 | Sus | N | Vegetation¦Treefellintoline¦PoleWood¦Brokenwireonground
19-0020480 | Equipment Failure/Involved | Overhead | Conductor, Overhead | Normal | 2019 | Tier 2 - Elevated | Distribution Circuit | 2 | 9 | 2019-02-09 | 297573 | Sus | N | EquipmentFailureInvolved¦Overhead¦ConductorOverhead¦Normal
19-0020660 | Vegetation | Tree - fell into line | Conductor, Overhead | Broken, wire on ground | 2019 | Tier 2 - Elevated | Distribution Circuit | 2 | 10 | 2019-02-10 | 298591 | Sus | N | Vegetation¦Treefellintoline¦ConductorOverhead¦Brokenwireonground
19-0022988 | Vegetation | Tree - branch fell on line | Conductor, Overhead | Broken, wire on ground | 2019 | Tier 2 - Elevated | Distribution Circuit | 2 | 13 | 2019-02-13 | 307974 | Sus | N | Vegetation¦Treebranchfellonline¦ConductorOverhead¦Brokenwireonground
19-0024267 | Vegetation | Tree - fell into line | Conductor, Overhead | Broken, wire on ground | 2019 | Tier 2 - Elevated | Distribution Circuit | 2 | 15 | 2019-02-15 | 312802 | Sus | N | Vegetation¦Treefellintoline¦ConductorOverhead¦Brokenwireonground
19-0024743 | Vegetation | Tree - fell into line | Pole-Wood | Broken | 2019 | Tier 2 - Elevated | Distribution Circuit | 2 | 16 | 2019-02-16 | 315014 | Sus | N | Vegetation¦Treefellintoline¦PoleWood¦Broken
19-0025719 | Vegetation | Tree - fell into line | Conductor, Overhead | Broken, wire on ground | 2019 | Tier 3 - Extreme | Distribution Circuit | 2 | 18 | 2019-02-18 | 317773 | Sus | N | Vegetation¦Treefellintoline¦ConductorOverhead¦Brokenwireonground
19-0028714 | Equipment Failure/Involved | Overhead | Crossarm, Wood | Broken | 2019 | Tier 3 - Extreme | Distribution Circuit | 2 | 27 | 2019-02-27 | 325853 | Sus | N | EquipmentFailureInvolved¦Overhead¦CrossarmWood¦Broken
19-0030051 | Unknown Cause | Patrol - found nothing |  |  | 2019 | Tier 2 - Elevated | Distribution Circuit | 3 | 2 | 2019-03-02 | 329431 | Sus | N | UnknownCause¦Patrolfoundnothing¦¦
19-0030340 | Unknown Cause | Patrol - found nothing |  |  | 2019 | Tier 3 - Extreme | Distribution Circuit | 3 | 4 | 2019-03-04 | 330462 | Sus | N | UnknownCause¦Patrolfoundnothing¦¦
19-0031074 | Vegetation | Tree - fell into line | Conductor, Overhead | Normal | 2019 | Tier 2 - Elevated | Distribution Circuit | 3 | 6 | 2019-03-06 | 332132 | Sus | N | Vegetation¦Treefellintoline¦ConductorOverhead¦Normal
19-0031529 | Vegetation | Tree - fell into line | Conductor, Overhead | Broken, wire on ground | 2019 | Tier 3 - Extreme | Distribution Circuit | 3 | 6 | 2019-03-06 | 333308 | Sus | N | Vegetation¦Treefellintoline¦ConductorOverhead¦Brokenwireonground
19-0032074 | Vegetation | Tree - fell into line | Conductor, Overhead | Normal | 2019 | Tier 3 - Extreme | Distribution Circuit | 3 | 8 | 2019-03-08 | 334442 | Sus | N | Vegetation¦Treefellintoline¦ConductorOverhead¦Normal
19-0036492 | Unknown Cause | Patrol - found nothing |  |  | 2019 | Tier 3 - Extreme | Distribution Circuit | 3 | 24 | 2019-03-24 | 346447 | Sus | N | UnknownCause¦Patrolfoundnothing¦¦
19-0038381 | Environmental/External | Lightning | Transformer | Failed/Faulted | 2019 | Tier 3 - Extreme | Transformer only | 3 | 29 | 2019-03-29 | 350331 | Sus | N | EnvironmentalExternal¦Lightning¦Transformer¦FailedFaulted
19-0039383 | Vegetation | Tree - grew into line | Conductor, Overhead | Normal | 2019 | Tier 2 - Elevated | Distribution Circuit | 4 | 3 | 2019-04-03 | 353085 | Sus | N | Vegetation¦Treegrewintoline¦ConductorOverhead¦Normal
19-0040304 | Equipment Failure/Involved | Overhead | Cutout, fuse holder | Broken | 2019 | Tier 2 - Elevated | Transformer only | 4 | 6 | 2019-04-06 | 354949 | Sus | N | EquipmentFailureInvolved¦Overhead¦Cutoutfuseholder¦Broken
19-0040391 | Unknown Cause | Patrol - not conducted |  |  | 2019 | Tier 2 - Elevated | Distribution Circuit | 4 | 7 | 2019-04-07 | 355324 | Sus | N | UnknownCause¦Patrolnotconducted¦¦
19-0041185 | Equipment Failure/Involved | Overhead | Pole-Wood | Broken | 2019 | Tier 3 - Extreme | Distribution Circuit | 4 | 10 | 2019-04-10 | 357619 | Sus | N | EquipmentFailureInvolved¦Overhead¦PoleWood¦Broken
19-0042064 | Unknown Cause | Patrol - not conducted |  |  | 2019 | Tier 3 - Extreme | Distribution Circuit | 4 | 12 | 2019-04-12 | 359664 | Sus | N | UnknownCause¦Patrolnotconducted¦¦
19-0044444 | Equipment Failure/Involved | Overhead | Crossarm, Wood | Broken | 2019 | Tier 2 - Elevated | Distribution Circuit | 4 | 19 | 2019-04-19 | 363965 | Sus | N | EquipmentFailureInvolved¦Overhead¦CrossarmWood¦Broken
19-0047299 | Equipment Failure/Involved | Overhead | Crossarm, Wood | Broken | 2019 | Tier 2 - Elevated | Distribution Circuit | 4 | 30 | 2019-04-30 | 370687 | Sus | N | EquipmentFailureInvolved¦Overhead¦CrossarmWood¦Broken
19-0052487 | Unknown Cause | Patrol - found nothing |  |  | 2019 | Tier 3 - Extreme | Distribution Circuit | 5 | 15 | 2019-05-15 | 381691 | Sus | Y | UnknownCause¦Patrolfoundnothing¦¦
19-0053447 | Vegetation | Tree - fell into line | Conductor, Overhead | Normal | 2019 | Tier 3 - Extreme | Distribution Circuit | 5 | 17 | 2019-05-17 | 383854 | Sus | Y | Vegetation¦Treefellintoline¦ConductorOverhead¦Normal
19-0055263 | Unknown Cause | Patrol - found nothing |  |  | 2019 | Tier 2 - Elevated | Distribution Circuit | 5 | 22 | 2019-05-22 | 387641 | Sus | Y | UnknownCause¦Patrolfoundnothing¦¦
19-0063159 | Equipment Failure/Involved | Overhead | Connector or Splice (OH) | Broken | 2019 | Tier 2 - Elevated | Transformer only | 6 | 5 | 2019-06-05 | 398456 | Sus | Y | EquipmentFailureInvolved¦Overhead¦ConnectororSplice(OH)¦Broken
19-0063676 | Equipment Failure/Involved | Overhead | Transformer | Failed/Faulted | 2019 | Tier 2 - Elevated | Transformer only | 6 | 6 | 2019-06-06 | 399465 | Sus | Y | EquipmentFailureInvolved¦Overhead¦Transformer¦FailedFaulted
19-0085634 | Equipment Failure/Involved | Overhead | Woodpin | Broken | 2019 | Tier 3 - Extreme | Distribution Circuit | 8 | 8 | 2019-08-08 | 492873 | Sus | Y | EquipmentFailureInvolved¦Overhead¦Woodpin¦Broken
19-0087882 | 3rd Party | Dig in, 3rd party | Transformer | Broken | 2019 | Tier 3 - Extreme | Transformer only | 8 | 14 | 2019-08-14 | 510055 | Sus | Y | 3rdParty¦Digin3rdparty¦Transformer¦Broken
19-0090374 | Unknown Cause | Patrol - found nothing |  |  | 2019 | Tier 3 - Extreme | Distribution Circuit | 8 | 21 | 2019-08-21 | 526992 | Sus | Y | UnknownCause¦Patrolfoundnothing¦¦
19-0090865 | Vegetation | Tree - fell into line | Conductor, Overhead | Broken, wire on ground | 2019 | Tier 3 - Extreme | Distribution Circuit | 8 | 22 | 2019-08-22 | 530707 | Sus | Y | Vegetation¦Treefellintoline¦ConductorOverhead¦Brokenwireonground
19-0093291 | Unknown Cause | Patrol - found nothing |  |  | 2019 | Tier 2 - Elevated | Distribution Circuit | 8 | 28 | 2019-08-28 | 545901 | Sus | Y | UnknownCause¦Patrolfoundnothing¦¦
19-0106046 | Equipment Failure/Involved | Overhead | Transformer | Failed/Faulted | 2019 | Tier 3 - Extreme | Transformer only | 10 | 1 | 2019-10-01 | 634093 | Sus | Y | EquipmentFailureInvolved¦Overhead¦Transformer¦FailedFaulted
19-0116165 | Unknown Cause | Patrol - found nothing |  |  | 2019 | Tier 2 - Elevated | Distribution Circuit | 10 | 25 | 2019-10-25 | 680447 | Sus | Y | UnknownCause¦Patrolfoundnothing¦¦
19-0116478 | Wildfire Mitigation | Public Safety Power Shut-off | Conductor, Overhead | Normal | 2019 | Tier 2 - Elevated | Distribution Circuit | 10 | 26 | 2019-10-26 | 683326 | Sus | Y | WildfireMitigation¦PublicSafetyPowerShutoff¦ConductorOverhead¦Normal
19-0121155 | Unknown Cause | Patrol - found nothing |  |  | 2019 | Tier 2 - Elevated | Distribution Circuit | 11 | 5 | 2019-11-05 | 699742 | Sus | Y | UnknownCause¦Patrolfoundnothing¦¦
19-0122687 | Unknown Cause | Patrol - found nothing |  |  | 2019 | Tier 3 - Extreme | Distribution Circuit | 11 | 7 | 2019-11-07 | 702172 | Sus | Y | UnknownCause¦Patrolfoundnothing¦¦
19-0123626 | Animal | Squirrel | Fuse | Normal | 2019 | Tier 2 - Elevated | Distribution Circuit | 11 | 11 | 2019-11-11 | 704403 | Sus | Y | Animal¦Squirrel¦Fuse¦Normal
19-0128398 | Vegetation | Tree - fell into line | Conductor, Overhead | Broken, wire on ground | 2019 | Tier 3 - Extreme | Distribution Circuit | 11 | 25 | 2019-11-25 | 714356 | Sus | Y | Vegetation¦Treefellintoline¦ConductorOverhead¦Brokenwireonground
19-0129145 | Equipment Failure/Involved | Overhead | Transformer | Failed/Faulted | 2019 | Tier 2 - Elevated | Distribution Circuit | 11 | 26 | 2019-11-26 | 715413 | Sus | Y | EquipmentFailureInvolved¦Overhead¦Transformer¦FailedFaulted
19-0129844 | Unknown Cause | Patrol - found nothing |  |  | 2019 | Tier 2 - Elevated | Distribution Circuit | 11 | 26 | 2019-11-26 | 719346 | Sus | Y | UnknownCause¦Patrolfoundnothing¦¦
19-0129983 | Unknown Cause | Patrol - not conducted |  |  | 2019 | Tier 2 - Elevated | Distribution Circuit | 11 | 26 | 2019-11-26 | 720492 | Sus | Y | UnknownCause¦Patrolnotconducted¦¦
19-0130638 | Unknown Cause | Patrol - found nothing |  |  | 2019 | Tier 2 - Elevated | Distribution Circuit | 11 | 27 | 2019-11-27 | 721828 | Sus | Y | UnknownCause¦Patrolfoundnothing¦¦
19-0134396 | Equipment Failure/Involved | Overhead | Insulator | Broken | 2019 | Tier 2 - Elevated | Distribution Circuit | 12 | 6 | 2019-12-06 | 731508 | Sus | N | EquipmentFailureInvolved¦Overhead¦Insulator¦Broken
19-0135902 | Unknown Cause | Patrol - found nothing |  |  | 2019 | Tier 2 - Elevated | Distribution Circuit | 12 | 11 | 2019-12-11 | 736300 | Sus | N | UnknownCause¦Patrolfoundnothing¦¦
20-0010264 | Vegetation | Tree - fell into line | Conductor, Overhead | Broken, wire on ground | 2020 | Tier 3 - Extreme | Distribution Circuit | 1 | 16 | 2020-01-16 | 763348 | Sus | N | Vegetation¦Treefellintoline¦ConductorOverhead¦Brokenwireonground
20-0010456 | Vegetation | Tree - fell into line | Conductor, Overhead | Together | 2020 | Tier 3 - Extreme | Distribution Circuit | 1 | 17 | 2020-01-17 | 763820 | Sus | N | Vegetation¦Treefellintoline¦ConductorOverhead¦Together
20-0010827 | Vegetation | Tree - fell into line | Conductor, Overhead | Normal | 2020 | Tier 2 - Elevated | Transmission line | 1 | 17 | 2020-01-17 | 765037 | Sus | N | Vegetation¦Treefellintoline¦ConductorOverhead¦Normal
20-0011020 | Unknown Cause | Patrol - found nothing |  |  | 2020 | Tier 2 - Elevated | Distribution Circuit | 1 | 17 | 2020-01-17 | 765232 | Sus | N | UnknownCause¦Patrolfoundnothing¦¦
20-0011122 | Equipment Failure/Involved | Overhead | Conductor, Overhead | Broken | 2020 | Tier 3 - Extreme | Distribution Circuit | 1 | 18 | 2020-01-18 | 765891 | Sus | N | EquipmentFailureInvolved¦Overhead¦ConductorOverhead¦Broken
20-0024895 | 3rd Party | Vehicle | Pole-Wood | Broken | 2020 | Tier 2 - Elevated | Distribution Circuit | 2 | 22 | 2020-02-22 | 800628 | Sus | N | 3rdParty¦Vehicle¦PoleWood¦Broken
20-0027847 | 3rd Party | Vehicle | Secondary | Normal | 2020 | Tier 3 - Extreme | Distribution Circuit | 3 | 2 | 2020-03-02 | 823076 | Sus | N | 3rdParty¦Vehicle¦Secondary¦Normal
20-0029158 | Vegetation | Tree - branch fell on line | Insulator | Broken, wire on ground | 2020 | Tier 2 - Elevated | Distribution Circuit | 3 | 5 | 2020-03-05 | 832917 | Sus | N | Vegetation¦Treebranchfellonline¦Insulator¦Brokenwireonground
20-0032463 | Vegetation | Tree - fell into line | Conductor, Overhead | Normal | 2020 | Tier 3 - Extreme | Distribution Circuit | 3 | 16 | 2020-03-16 | 852998 | Sus | N | Vegetation¦Treefellintoline¦ConductorOverhead¦Normal
20-0033371 | Vegetation | Tree - fell into line | Crossarm, Wood | Broken | 2020 | Tier 2 - Elevated | Distribution Circuit | 3 | 16 | 2020-03-16 | 856017 | Sus | N | Vegetation¦Treefellintoline¦CrossarmWood¦Broken
20-0034169 | Vegetation | Tree - fell into line | Conductor, Overhead | Normal | 2020 | Tier 3 - Extreme | Distribution Circuit | 3 | 19 | 2020-03-19 | 858789 | Sus | N | Vegetation¦Treefellintoline¦ConductorOverhead¦Normal
20-0034645 | Equipment Failure/Involved | Overhead | Transformer | Failed/Faulted | 2020 | Tier 2 - Elevated | Distribution Circuit | 3 | 20 | 2020-03-20 | 859484 | Sus | N | EquipmentFailureInvolved¦Overhead¦Transformer¦FailedFaulted
20-0043461 | Vegetation | Tree - fell into line | Pole-Wood | Broken, wire on ground | 2020 | Tier 2 - Elevated | Distribution Circuit | 4 | 21 | 2020-04-21 | 899076 | Sus | N | Vegetation¦Treefellintoline¦PoleWood¦Brokenwireonground
20-0044095 | Vegetation | Tree - branch fell on line | Conductor, Overhead | Broken, wire on ground | 2020 | Tier 3 - Extreme | Distribution Circuit | 4 | 23 | 2020-04-23 | 900176 | Sus | N | Vegetation¦Treebranchfellonline¦ConductorOverhead¦Brokenwireonground
20-0044553 | Equipment Failure/Involved | Overhead | Anchor or Guy | Broken | 2020 | Tier 2 - Elevated | Distribution Circuit | 4 | 25 | 2020-04-25 | 901441 | Sus | N | EquipmentFailureInvolved¦Overhead¦AnchororGuy¦Broken
20-0051388 | Unknown Cause | Patrol - not conducted |  |  | 2020 | Tier 2 - Elevated | Transmission line | 5 | 18 | 2020-05-18 | 916165 | Sus | Y | UnknownCause¦Patrolnotconducted¦¦
20-0053338 | Equipment Failure/Involved | Overhead | Transformer | Failed/Faulted | 2020 | Tier 2 - Elevated | Transformer only | 5 | 22 | 2020-05-22 | 919658 | Sus | Y | EquipmentFailureInvolved¦Overhead¦Transformer¦FailedFaulted
20-0055360 | Equipment Failure/Involved | Overhead | Jumper | Burned Open | 2020 | Tier 2 - Elevated | Distribution Circuit | 5 | 28 | 2020-05-28 | 924582 | Sus | Y | EquipmentFailureInvolved¦Overhead¦Jumper¦BurnedOpen
20-0076651 | 3rd Party | Fire, house or bldg. | Transformer (OH) | Failed/Faulted | 2020 | Tier 2 - Elevated | Transformer only | 7 | 28 | 2020-07-28 | 973324 | Sus | Y | 3rdParty¦Firehouseorbldg¦Transformer(OH)¦FailedFaulted
20-0084887 | Vegetation | Tree - branch fell on line | Conductor, Overhead | Normal | 2020 | Tier 3 - Extreme | Distribution Circuit | 8 | 16 | 2020-08-16 | 1009987 | Sus | Y | Vegetation¦Treebranchfellonline¦ConductorOverhead¦Normal
20-0097190 | Unknown Cause | Patrol - found nothing |  |  | 2020 | Tier 3 - Extreme | Distribution Circuit | 9 | 14 | 2020-09-14 | 1068914 | Sus | Y | UnknownCause¦Patrolfoundnothing¦¦
20-0098888 | Environmental/External | Fire, Forest/Grass | Conductor, Overhead | Broken, wire on ground | 2020 | Tier 3 - Extreme | Distribution Circuit | 9 | 18 | 2020-09-18 | 1080217 | Sus | Y | EnvironmentalExternal¦FireForestGrass¦ConductorOverhead¦Brokenwireonground
20-0102223 | Vegetation | Tree - branch fell on line | Transformer | Broken | 2020 | Tier 2 - Elevated | Transformer only | 9 | 28 | 2020-09-28 | 1095978 | Sus | Y | Vegetation¦Treebranchfellonline¦Transformer¦Broken
20-0107323 | Unknown Cause | Patrol - found nothing |  |  | 2020 | Tier 2 - Elevated | Transformer only | 10 | 11 | 2020-10-11 | 1115143 | Sus | Y | UnknownCause¦Patrolfoundnothing¦¦
20-0108306 | Equipment Failure/Involved | Overhead | Cutout, fuse holder | Broken | 2020 | Tier 2 - Elevated | Distribution Circuit | 10 | 13 | 2020-10-13 | 1116867 | Sus | Y | EquipmentFailureInvolved¦Overhead¦Cutoutfuseholder¦Broken
20-0115662 | Animal | Squirrel | Transformer (OH) | Burned/flashed | 2020 | Tier 3 - Extreme | Distribution Circuit | 10 | 31 | 2020-10-31 | 1132818 | Sus | Y | Animal¦Squirrel¦Transformer(OH)¦Burnedflashed
20-0123896 | Equipment Failure/Involved | Overhead | Transformer (OH) | Failed/Faulted | 2020 | Tier 2 - Elevated | Transformer only | 11 | 22 | 2020-11-22 | 1152599 | Sus | Y | EquipmentFailureInvolved¦Overhead¦Transformer(OH)¦FailedFaulted
20-0128456 | Unknown Cause | Patrol - found nothing |  |  | 2020 | Tier 2 - Elevated | Distribution Circuit | 12 | 7 | 2020-12-07 | 1167628 | Sus | N | UnknownCause¦Patrolfoundnothing¦¦
20-0131816 | Unknown Cause | Patrol - found nothing |  |  | 2020 | Tier 3 - Extreme | Distribution Circuit | 12 | 25 | 2020-12-25 | 1198740 | Sus | N | UnknownCause¦Patrolfoundnothing¦¦
21-0011053 | Equipment Failure/Involved | Overhead | Conductor, Overhead | On Ground | 2021 | Tier 2 - Elevated | Distribution Circuit | 1 | 19 | 2021-01-19 | 1214363 | Sus | N | EquipmentFailureInvolved¦Overhead¦ConductorOverhead¦OnGround
21-0012873 | Unknown Cause | Patrol - found nothing |  |  | 2021 | Tier 3 - Extreme | Distribution Circuit | 1 | 22 | 2021-01-22 | 1221448 | Sus | N | UnknownCause¦Patrolfoundnothing¦¦
21-0015206 | Equipment Failure/Involved | Overhead | Conductor, Overhead | On Ground | 2021 | Tier 2 - Elevated | Distribution Circuit | 1 | 26 | 2021-01-26 | 1228221 | Sus | N | EquipmentFailureInvolved¦Overhead¦ConductorOverhead¦OnGround
21-0015857 | Unknown Cause | Patrol - not conducted |  |  | 2021 | Tier 3 - Extreme | Distribution Circuit | 1 | 26 | 2021-01-26 | 1234070 | Sus | N | UnknownCause¦Patrolnotconducted¦¦
21-0016119 | Equipment Failure/Involved | Overhead | Conductor, Overhead | Broken, wire on ground | 2021 | Tier 3 - Extreme | Distribution Circuit | 1 | 26 | 2021-01-26 | 1235148 | Sus | N | EquipmentFailureInvolved¦Overhead¦ConductorOverhead¦Brokenwireonground
21-0016694 | Vegetation | Tree - branch fell on line | Insulator | Broken | 2021 | Tier 2 - Elevated | Distribution Circuit | 1 | 27 | 2021-01-27 | 1236458 | Sus | N | Vegetation¦Treebranchfellonline¦Insulator¦Broken
21-0017415 | Equipment Failure/Involved | Overhead | Crossarm, Wood | Broken | 2021 | Tier 2 - Elevated | Distribution Circuit | 1 | 28 | 2021-01-28 | 1239195 | Sus | N | EquipmentFailureInvolved¦Overhead¦CrossarmWood¦Broken
21-0017670 | Vegetation | Tree - fell into line | Conductor, Overhead | Broken, wire on ground | 2021 | Tier 2 - Elevated | Distribution Circuit | 1 | 26 | 2021-01-26 | 1230274 | Sus | N | Vegetation¦Treefellintoline¦ConductorOverhead¦Brokenwireonground
21-0018058 | Equipment Failure/Involved | Fire, pole | Pole-Wood | Broken | 2021 | Tier 2 - Elevated | Transformer only | 1 | 28 | 2021-01-28 | 1240063 | Sus | N | EquipmentFailureInvolved¦Firepole¦PoleWood¦Broken
21-0020395 | Equipment Failure/Involved | Overhead | Transformer | Failed/Faulted | 2021 | Tier 2 - Elevated | Transformer only | 2 | 1 | 2021-02-01 | 1244913 | Sus | N | EquipmentFailureInvolved¦Overhead¦Transformer¦FailedFaulted
21-0038882 | Equipment Failure/Involved | Overhead | Recloser | Malfunctioning | 2021 | Tier 3 - Extreme | Distribution Circuit | 3 | 19 | 2021-03-19 | 1289443 | Sus | N | EquipmentFailureInvolved¦Overhead¦Recloser¦Malfunctioning
21-0049905 | Animal | Bird found | Secondary | Normal | 2021 | Tier 2 - Elevated | Transformer only | 4 | 17 | 2021-04-17 | 1320800 | Sus | N | Animal¦Birdfound¦Secondary¦Normal
21-0050076 | Equipment Failure/Involved | Overhead | Pole-Wood | Broken | 2021 | Tier 2 - Elevated | Distribution Circuit | 4 | 18 | 2021-04-18 | 1322198 | Sus | N | EquipmentFailureInvolved¦Overhead¦PoleWood¦Broken
21-0052644 | Equipment Failure/Involved | Overhead | Crossarm, Wood | Broken | 2021 | Tier 2 - Elevated | Distribution Circuit | 4 | 23 | 2021-04-23 | 1330906 | Sus | N | EquipmentFailureInvolved¦Overhead¦CrossarmWood¦Broken
21-0053371 | Unknown Cause | Patrol - found nothing |  |  | 2021 | Tier 2 - Elevated | Distribution Circuit | 4 | 26 | 2021-04-26 | 1334679 | Sus | N | UnknownCause¦Patrolfoundnothing¦¦
21-0064173 | Unknown Cause | Patrol - found nothing |  |  | 2021 | Tier 2 - Elevated | Distribution Circuit | 5 | 21 | 2021-05-21 | 1355190 | Sus | Y | UnknownCause¦Patrolfoundnothing¦¦
21-0064430 | Equipment Failure/Involved | Overhead | Insulator | Broken | 2021 | Tier 3 - Extreme | Distribution Circuit | 5 | 21 | 2021-05-21 | 1355625 | Sus | Y | EquipmentFailureInvolved¦Overhead¦Insulator¦Broken
21-0064770 | Animal | Squirrel | Transformer (OH) | Normal | 2021 | Tier 2 - Elevated | Transformer only | 5 | 22 | 2021-05-22 | 1356355 | Sus | Y | Animal¦Squirrel¦Transformer(OH)¦Normal
21-0065270 | Equipment Failure/Involved | Overhead | Connector or Splice (UG) | Deteriorated | 2021 | Tier 2 - Elevated | Transformer only | 5 | 24 | 2021-05-24 | 1357070 | Sus | Y | EquipmentFailureInvolved¦Overhead¦ConnectororSplice(UG)¦Deteriorated
21-0065825 | Equipment Failure/Involved | Overhead | Transformer (OH) | Leaking | 2021 | Tier 2 - Elevated | Transformer only | 5 | 25 | 2021-05-25 | 1358501 | Sus | Y | EquipmentFailureInvolved¦Overhead¦Transformer(OH)¦Leaking
21-0066877 | Equipment Failure/Involved | Overhead | Crossarm, Wood | Broken | 2021 | Tier 2 - Elevated | Distribution Circuit | 5 | 27 | 2021-05-27 | 1359997 | Sus | Y | EquipmentFailureInvolved¦Overhead¦CrossarmWood¦Broken
21-0067731 | Equipment Failure/Involved | Overhead | Connector or Splice (OH) | Broken, wire on object | 2021 | Tier 2 - Elevated | Distribution Circuit | 5 | 29 | 2021-05-29 | 1361258 | Sus | Y | EquipmentFailureInvolved¦Overhead¦ConnectororSplice(OH)¦Brokenwireonobject
21-0083986 | Vegetation | Tree - fell into line | Secondary | Broken | 2021 | Tier 2 - Elevated | Transformer only | 7 | 1 | 2021-07-01 | 1390325 | Sus | Y | Vegetation¦Treefellintoline¦Secondary¦Broken
21-0084658 | Unknown Cause | Patrol - found nothing |  |  | 2021 | Tier 2 - Elevated | Distribution Circuit | 7 | 3 | 2021-07-03 | 1391114 | Sus | Y | UnknownCause¦Patrolfoundnothing¦¦
21-0103360 | Vegetation | Tree - fell into line | Crossarm, Wood | Broken | 2021 | Tier 3 - Extreme | Distribution Circuit | 8 | 11 | 2021-08-11 | 1440523 | Sus | Y | Vegetation¦Treefellintoline¦CrossarmWood¦Broken
21-0105910 | Wildfire Mitigation | Public Safety Power Shut-off | Conductor, Overhead | Normal | 2021 | Tier 2 - Elevated | Distribution Circuit | 8 | 17 | 2021-08-17 | 1445989 | Sus | Y | WildfireMitigation¦PublicSafetyPowerShutoff¦ConductorOverhead¦Normal
21-0107210 | Equipment Failure/Involved | Overhead | Transformer (OH) | Burned/flashed | 2021 | Tier 3 - Extreme | Distribution Circuit | 8 | 20 | 2021-08-20 | 1448322 | Sus | Y | EquipmentFailureInvolved¦Overhead¦Transformer(OH)¦Burnedflashed
21-0110654 | Equipment Failure/Involved | Electrical Overload | Transformer (OH) | Failed/Faulted | 2021 | Tier 2 - Elevated | Transformer only | 8 | 28 | 2021-08-28 | 1456840 | Sus | Y | EquipmentFailureInvolved¦ElectricalOverload¦Transformer(OH)¦FailedFaulted
21-0114990 | Unknown Cause | Patrol - found nothing |  |  | 2021 | Tier 3 - Extreme | Distribution Circuit | 9 | 8 | 2021-09-08 | 1465137 | Sus | Y | UnknownCause¦Patrolfoundnothing¦¦
21-0125054 | Equipment Failure/Involved | Overhead | Transformer (OH) | Broken | 2021 | Tier 3 - Extreme | Distribution Circuit | 10 | 1 | 2021-10-01 | 1485088 | Sus | Y | EquipmentFailureInvolved¦Overhead¦Transformer(OH)¦Broken
21-0128080 | Equipment Failure/Involved | Underground | Conductor, Underground | Burned/flashed | 2021 | Tier 2 - Elevated | Distribution Circuit | 10 | 8 | 2021-10-08 | 1490903 | Sus | Y | EquipmentFailureInvolved¦Underground¦ConductorUnderground¦Burnedflashed
21-0130040 | Equipment Failure/Involved | Overhead | Transformer (OH) | Leaking | 2021 | Tier 3 - Extreme | Transformer only | 10 | 12 | 2021-10-12 | 1496154 | Sus | Y | EquipmentFailureInvolved¦Overhead¦Transformer(OH)¦Leaking
21-0132277 | Unknown Cause | Patrol - found nothing |  |  | 2021 | Tier 2 - Elevated | Distribution Circuit | 10 | 17 | 2021-10-17 | 1500488 | Sus | Y | UnknownCause¦Patrolfoundnothing¦¦
21-0136448 | Equipment Failure/Involved | Overhead | Jumper | Burned Open | 2021 | Tier 3 - Extreme | Distribution Circuit | 10 | 24 | 2021-10-24 | 1513955 | Sus | Y | EquipmentFailureInvolved¦Overhead¦Jumper¦BurnedOpen
21-0137913 | Unknown Cause | Patrol - found nothing |  |  | 2021 | Tier 3 - Extreme | Distribution Circuit | 10 | 25 | 2021-10-25 | 1520125 | Sus | Y | UnknownCause¦Patrolfoundnothing¦¦
21-0139093 | Unknown Cause | Patrol - found nothing |  |  | 2021 | Tier 3 - Extreme | Distribution Circuit | 10 | 26 | 2021-10-26 | 1522294 | Sus | Y | UnknownCause¦Patrolfoundnothing¦¦
21-0144389 | Equipment Failure/Involved | Overhead | Fuse | Broken | 2021 | Tier 2 - Elevated | Transformer only | 11 | 10 | 2021-11-10 | 1539465 | Sus | Y | EquipmentFailureInvolved¦Overhead¦Fuse¦Broken
21-0150600 | Equipment Failure/Involved | Overhead | Conductor, Overhead | Broken, wire on ground | 2021 | Tier 2 - Elevated | Distribution Circuit | 11 | 24 | 2021-11-24 | 1553986 | Sus | Y | EquipmentFailureInvolved¦Overhead¦ConductorOverhead¦Brokenwireonground
21-0157134 | Unknown Cause | Patrol - found nothing |  |  | 2021 | Tier 2 - Elevated | Distribution Circuit | 12 | 13 | 2021-12-13 | 1566101 | Sus | N | UnknownCause¦Patrolfoundnothing¦¦
21-0157227 | Vegetation | Tree - fell into line | Conductor, Overhead | Normal | 2021 | Tier 2 - Elevated | Distribution Circuit | 12 | 13 | 2021-12-13 | 1566639 | Sus | N | Vegetation¦Treefellintoline¦ConductorOverhead¦Normal
21-0157286 | Vegetation | Tree - fell into line | Conductor, Overhead | Broken, wire on ground | 2021 | Tier 3 - Extreme | Distribution Circuit | 12 | 13 | 2021-12-13 | 1567103 | Sus | N | Vegetation¦Treefellintoline¦ConductorOverhead¦Brokenwireonground
21-0158017 | Vegetation | Tree - fell into line | Conductor, Overhead | Normal | 2021 | Tier 2 - Elevated | Distribution Circuit | 12 | 14 | 2021-12-14 | 1569831 | Sus | N | Vegetation¦Treefellintoline¦ConductorOverhead¦Normal
21-0158151 | Unknown Cause | Patrol - not conducted |  |  | 2021 | Tier 2 - Elevated | Distribution Circuit | 12 | 14 | 2021-12-14 | 1570357 | Sus | N | UnknownCause¦Patrolnotconducted¦¦
21-0158499 | 3rd Party | Vehicle | Pole-Wood | Broken | 2021 | Tier 3 - Extreme | Distribution Circuit | 12 | 15 | 2021-12-15 | 1572936 | Sus | N | 3rdParty¦Vehicle¦PoleWood¦Broken
21-0158616 | Unknown Cause | Patrol - found nothing |  |  | 2021 | Tier 2 - Elevated | Distribution Circuit | 12 | 15 | 2021-12-15 | 1573370 | Sus | N | UnknownCause¦Patrolfoundnothing¦¦
21-0158722 | Vegetation | Tree - fell into line | Conductor, Overhead | Normal | 2021 | Tier 3 - Extreme | Distribution Circuit | 12 | 15 | 2021-12-15 | 1573738 | Sus | N | Vegetation¦Treefellintoline¦ConductorOverhead¦Normal
21-0160185 | Vegetation | Tree - fell into line | Conductor, Overhead | Broken, wire on ground | 2021 | Tier 3 - Extreme | Distribution Circuit | 12 | 22 | 2021-12-22 | 1579367 | Sus | N | Vegetation¦Treefellintoline¦ConductorOverhead¦Brokenwireonground
21-0160323 | Unknown Cause | Patrol - not conducted |  |  | 2021 | Tier 2 - Elevated | Distribution Circuit | 12 | 23 | 2021-12-23 | 1580126 | Sus | N | UnknownCause¦Patrolnotconducted¦¦
21-0160356 | Vegetation | Tree - fell into line | Conductor, Overhead | Broken, wire on ground | 2021 | Tier 2 - Elevated | Distribution Circuit | 12 | 23 | 2021-12-23 | 1580263 | Sus | N | Vegetation¦Treefellintoline¦ConductorOverhead¦Brokenwireonground
21-0160904 | Vegetation | Tree - fell into line | Transformer | Together | 2021 | Tier 3 - Extreme | Transformer only | 12 | 27 | 2021-12-27 | 1583370 | Sus | N | Vegetation¦Treefellintoline¦Transformer¦Together
21-0161310 | Equipment Failure/Involved | Overhead | Connector or Splice (OH) | Broken, wire on ground | 2021 | Tier 2 - Elevated | Distribution Circuit | 12 | 27 | 2021-12-27 | 1585566 | Sus | N | EquipmentFailureInvolved¦Overhead¦ConnectororSplice(OH)¦Brokenwireonground
21-0161687 | Vegetation | Tree - branch fell on line | Pole-Wood | Broken | 2021 | Tier 3 - Extreme | Distribution Circuit | 12 | 29 | 2021-12-29 | 1588673 | Sus | N | Vegetation¦Treebranchfellonline¦PoleWood¦Broken
21-0161755 | Vegetation | Tree - fell into line | Conductor, Overhead | Broken, wire on ground | 2021 | Tier 2 - Elevated | Distribution Circuit | 12 | 30 | 2021-12-30 | 1589250 | Sus | N | Vegetation¦Treefellintoline¦ConductorOverhead¦Brokenwireonground
22-0005178 | Environmental/External | Ice or snow | Pole-Wood | Broken | 2021 | Tier 3 - Extreme | Distribution Circuit | 12 | 31 | 2021-12-31 | 1591124 | Sus | N | EnvironmentalExternal¦Iceorsnow¦PoleWood¦Broken
22-0006024 | Equipment Failure/Involved | Overhead | Crossarm, Steel | Burned/flashed | 2022 | Tier 2 - Elevated | Transformer only | 1 | 4 | 2022-01-04 | 1594869 | Sus | N | EquipmentFailureInvolved¦Overhead¦CrossarmSteel¦Burnedflashed
22-0009439 | Equipment Failure/Involved | Overhead | Bus | Normal | 2022 | Tier 3 - Extreme | Transformer only | 1 | 13 | 2022-01-13 | 1601623 | Sus | N | EquipmentFailureInvolved¦Overhead¦Bus¦Normal
22-0011558 | Equipment Failure/Involved | Overhead | Transformer | Broken | 2022 | Tier 2 - Elevated | Transformer only | 1 | 19 | 2022-01-19 | 1605382 | Sus | N | EquipmentFailureInvolved¦Overhead¦Transformer¦Broken
22-0012741 | Vegetation | Tree - fell into line | Conductor, Overhead | Broken, wire on ground | 2022 | Tier 3 - Extreme | Distribution Circuit | 1 | 21 | 2022-01-21 | 1607659 | Sus | N | Vegetation¦Treefellintoline¦ConductorOverhead¦Brokenwireonground
22-0012963 | Vegetation | Tree - fell into line | Conductor, Overhead | Broken, wire on ground | 2022 | Tier 3 - Extreme | Distribution Circuit | 1 | 22 | 2022-01-22 | 1608877 | Sus | N | Vegetation¦Treefellintoline¦ConductorOverhead¦Brokenwireonground
22-0033241 | Unknown Cause | Patrol - found nothing |  |  | 2022 | Tier 3 - Extreme | Distribution Circuit | 3 | 12 | 2022-03-12 | 1647434 | Sus | N | UnknownCause¦Patrolfoundnothing¦¦
22-0036019 | Unknown Cause | Patrol - found nothing |  |  | 2022 | Tier 3 - Extreme | Distribution Circuit | 3 | 19 | 2022-03-19 | 1651752 | Sus | N | UnknownCause¦Patrolfoundnothing¦¦
22-0051889 | Animal | Squirrel | Transformer (OH) | Broken | 2022 | Tier 3 - Extreme | Distribution Circuit | 4 | 20 | 2022-04-20 | 1677025 | Sus | N | Animal¦Squirrel¦Transformer(OH)¦Broken
22-0058480 | Unknown Cause | Patrol - found nothing |  |  | 2022 | Tier 2 - Elevated | Distribution Circuit | 5 | 5 | 2022-05-05 | 1689136 | Sus | Y | UnknownCause¦Patrolfoundnothing¦¦
22-0062867 | Equipment Failure/Involved | Overhead | Transformer (OH) | Broken | 2022 | Tier 2 - Elevated | Transformer only | 5 | 17 | 2022-05-17 | 1698767 | Sus | Y | EquipmentFailureInvolved¦Overhead¦Transformer(OH)¦Broken
22-0064296 | Equipment Failure/Involved | Overhead | Pole-Wood | Broken | 2022 | Tier 3 - Extreme | Distribution Circuit | 5 | 20 | 2022-05-20 | 1705665 | Sus | Y | EquipmentFailureInvolved¦Overhead¦PoleWood¦Broken
22-0068074 | Unknown Cause | Patrol - not conducted |  |  | 2022 | Tier 2 - Elevated | Distribution Circuit | 5 | 30 | 2022-05-30 | 1714103 | Sus | Y | UnknownCause¦Patrolnotconducted¦¦
22-0068105 | Unknown Cause | Patrol - found nothing |  |  | 2022 | Tier 2 - Elevated | Distribution Circuit | 5 | 30 | 2022-05-30 | 1714204 | Sus | Y | UnknownCause¦Patrolfoundnothing¦¦
22-0070059 | Equipment Failure/Involved | Substation | Lightning Arrestor | Failed/Faulted | 2022 | Tier 2 - Elevated | Substation - Transmission | 6 | 4 | 2022-06-04 | 1718675 | Sus | Y | EquipmentFailureInvolved¦Substation¦LightningArrestor¦FailedFaulted
22-0070190 | Unknown Cause | Patrol - found nothing |  |  | 2022 | Tier 2 - Elevated | Distribution Circuit | 6 | 4 | 2022-06-04 | 1719088 | Sus | Y | UnknownCause¦Patrolfoundnothing¦¦
22-0073051 | Equipment Failure/Involved | Underground | Elbow | Burned/flashed | 2022 | Tier 3 - Extreme | Distribution Circuit | 6 | 10 | 2022-06-10 | 1727719 | Sus | Y | EquipmentFailureInvolved¦Underground¦Elbow¦Burnedflashed
22-0075788 | Vegetation | Tree - branch fell on line | Conductor, Overhead | Normal | 2022 | Tier 3 - Extreme | Distribution Circuit | 6 | 17 | 2022-06-17 | 1734179 | Sus | Y | Vegetation¦Treebranchfellonline¦ConductorOverhead¦Normal
22-0075991 | Equipment Failure/Involved | Underground | Conductor, Underground | Broken | 2022 | Tier 3 - Extreme | Distribution Circuit | 6 | 18 | 2022-06-18 | 1735093 | Sus | Y | EquipmentFailureInvolved¦Underground¦ConductorUnderground¦Broken
22-0076002 | Equipment Failure/Involved | Overhead | Transformer (OH) | Burned/flashed | 2022 | Tier 2 - Elevated | Distribution Circuit | 6 | 19 | 2022-06-19 | 1735141 | Sus | Y | EquipmentFailureInvolved¦Overhead¦Transformer(OH)¦Burnedflashed
22-0076449 | Unknown Cause | Patrol - found nothing |  |  | 2022 | Tier 2 - Elevated | Distribution Circuit | 6 | 21 | 2022-06-21 | 1736474 | Sus | Y | UnknownCause¦Patrolfoundnothing¦¦
22-0079664 | Equipment Failure/Involved | Overhead | Transformer (OH) | Broken | 2022 | Tier 3 - Extreme | Transformer only | 6 | 28 | 2022-06-28 | 1744526 | Sus | Y | EquipmentFailureInvolved¦Overhead¦Transformer(OH)¦Broken
22-0080387 | Animal | Bird found | Conductor, Overhead | Normal | 2022 | Tier 2 - Elevated | Distribution Circuit | 6 | 30 | 2022-06-30 | 1746075 | Sus | Y | Animal¦Birdfound¦ConductorOverhead¦Normal
22-0082080 | 3rd Party | Vehicle | Pole-Wood | Broken | 2022 | Tier 2 - Elevated | Transformer only | 7 | 5 | 2022-07-05 | 1749604 | Sus | Y | 3rdParty¦Vehicle¦PoleWood¦Broken
22-0085482 | Company Initiated | Personnel, company | Fuse | Normal | 2022 | Tier 3 - Extreme | Distribution Circuit | 7 | 22 | 2022-07-22 | 1763297 | Sus | Y | CompanyInitiated¦Personnelcompany¦Fuse¦Normal
22-0086815 | Unknown Cause | Patrol - found nothing |  |  | 2022 | Tier 2 - Elevated | Distribution Circuit | 7 | 18 | 2022-07-18 | 1759730 | Sus | Y | UnknownCause¦Patrolfoundnothing¦¦
22-0092675 | Equipment Failure/Involved | Overhead | Lightning Arrestor | Broken | 2022 | Tier 2 - Elevated | Transformer only | 8 | 2 | 2022-08-02 | 1771198 | Sus | Y | EquipmentFailureInvolved¦Overhead¦LightningArrestor¦Broken
22-0097658 | 3rd Party | Vehicle | Anchor or Guy | Broken | 2022 | Tier 2 - Elevated | Transformer only | 8 | 15 | 2022-08-15 | 1781475 | Sus | Y | 3rdParty¦Vehicle¦AnchororGuy¦Broken
22-0100186 | Equipment Failure/Involved | Overhead | Pole-Wood | Broken | 2022 | Tier 3 - Extreme | Distribution Circuit | 8 | 21 | 2022-08-21 | 1786490 | Sus | Y | EquipmentFailureInvolved¦Overhead¦PoleWood¦Broken
22-0101460 | Equipment Failure/Involved | Overhead | Insulator | Burned/flashed | 2022 | Tier 2 - Elevated | Distribution Circuit | 8 | 24 | 2022-08-24 | 1790492 | Sus | Y | EquipmentFailureInvolved¦Overhead¦Insulator¦Burnedflashed
22-0102871 | Unknown Cause | Patrol - found nothing |  |  | 2022 | Tier 2 - Elevated | Distribution Circuit | 8 | 28 | 2022-08-28 | 1793685 | Sus | Y | UnknownCause¦Patrolfoundnothing¦¦
22-0111046 | Equipment Failure/Involved | Overhead | Pole-Wood | Deteriorated | 2022 | Tier 3 - Extreme | Transformer only | 9 | 16 | 2022-09-16 | 1812445 | Sus | Y | EquipmentFailureInvolved¦Overhead¦PoleWood¦Deteriorated
22-0122205 | 3rd Party | Vehicle | Pole-Wood | Broken, wire on ground | 2022 | Tier 2 - Elevated | Distribution Circuit | 10 | 17 | 2022-10-17 | 1839102 | Sus | Y | 3rdParty¦Vehicle¦PoleWood¦Brokenwireonground
22-0124345 | Equipment Failure/Involved | Overhead | Transformer (OH) | Failed/Faulted | 2022 | Tier 3 - Extreme | Transformer only | 10 | 24 | 2022-10-24 | 1844422 | Sus | Y | EquipmentFailureInvolved¦Overhead¦Transformer(OH)¦FailedFaulted
22-0125335 | Equipment Failure/Involved | Overhead | Pole-Wood | Deteriorated | 2022 | Tier 3 - Extreme | Distribution Circuit | 10 | 27 | 2022-10-27 | 1846906 | Sus | Y | EquipmentFailureInvolved¦Overhead¦PoleWood¦Deteriorated
22-0127026 | Equipment Failure/Involved | Overhead | Connector or Splice (OH) | Broken, wire on ground | 2022 | Tier 2 - Elevated | Distribution Circuit | 11 | 2 | 2022-11-02 | 1851507 | Sus | Y | EquipmentFailureInvolved¦Overhead¦ConnectororSplice(OH)¦Brokenwireonground
22-0127260 | Unknown Cause | Patrol - found nothing |  |  | 2022 | Tier 2 - Elevated | Distribution Circuit | 11 | 2 | 2022-11-02 | 1852072 | Sus | Y | UnknownCause¦Patrolfoundnothing¦¦
22-0129837 | Vegetation | Tree - fell into line | Conductor, Overhead | Broken, wire on ground | 2022 | Tier 3 - Extreme | Distribution Circuit | 11 | 8 | 2022-11-08 | 1858499 | Sus | Y | Vegetation¦Treefellintoline¦ConductorOverhead¦Brokenwireonground
22-0137515 | Equipment Failure/Involved | Overhead | Transformer (OH) | Normal | 2022 | Tier 2 - Elevated | Transformer only | 12 | 7 | 2022-12-07 | 1878504 | Sus | N | EquipmentFailureInvolved¦Overhead¦Transformer(OH)¦Normal
22-0138381 | Vegetation | Tree - branch fell on line | Connector or Splice (OH) | Normal | 2022 | Tier 3 - Extreme | Distribution Circuit | 12 | 10 | 2022-12-10 | 1882344 | Sus | N | Vegetation¦Treebranchfellonline¦ConnectororSplice(OH)¦Normal
22-0140902 | Equipment Failure/Involved | Overhead | Transformer (OH) | Broken | 2022 | Tier 3 - Extreme | Transformer only | 12 | 21 | 2022-12-21 | 1895059 | Sus | N | EquipmentFailureInvolved¦Overhead¦Transformer(OH)¦Broken
22-0141699 | Equipment Failure/Involved | Overhead | Pole-Wood | Deteriorated | 2022 | Tier 2 - Elevated | Transformer only | 12 | 27 | 2022-12-27 | 1899299 | Sus | N | EquipmentFailureInvolved¦Overhead¦PoleWood¦Deteriorated
22-0141896 | Animal | Other | Transformer (OH) | Normal | 2022 | Tier 2 - Elevated | Distribution Circuit | 12 | 28 | 2022-12-28 | 1900142 | Sus | N | Animal¦Other¦Transformer(OH)¦Normal
22-0142617 | Vegetation | Tree - fell into line | Conductor, Overhead | Broken, wire on object | 2022 | Tier 3 - Extreme | Distribution Circuit | 12 | 31 | 2022-12-31 | 1903654 | Sus | N | Vegetation¦Treefellintoline¦ConductorOverhead¦Brokenwireonobject
23-0004474 | Vegetation | Tree - fell into line | Pole-Wood | Broken, wire on ground | 2022 | Tier 3 - Extreme | Distribution Circuit | 12 | 31 | 2022-12-31 | 1903390 | Sus | N | Vegetation¦Treefellintoline¦PoleWood¦Brokenwireonground
15-0005330 | 3rd Party | Vehicle | Pole-Wood | Broken, wire on ground | 2015 | Tier 3 - Extreme | Distribution Circuit | 1 | 17 | 2015-01-17 | 1165063 | Sus | N | 3rdParty¦Vehicle¦PoleWood¦Brokenwireonground
15-0014762 | Vegetation | Tree - branch fell on line | Conductor, Overhead | Broken, wire on ground | 2015 | Tier 2 - Elevated | Distribution Circuit | 2 | 21 | 2015-02-21 | 1193572 | Sus | N | Vegetation¦Treebranchfellonline¦ConductorOverhead¦Brokenwireonground
15-0036176 | Equipment Failure/Involved | Overhead | Lightning Arrestor | Burned/flashed | 2015 | Tier 2 - Elevated | Distribution Circuit | 5 | 23 | 2015-05-23 | 1238858 | Sus | Y | EquipmentFailureInvolved¦Overhead¦LightningArrestor¦Burnedflashed
15-0039503 | Equipment Failure/Involved | Underground | Transformer (UG) | Failed/Faulted | 2015 | Tier 2 - Elevated | Distribution Circuit | 6 | 8 | 2015-06-08 | 1246290 | Sus | Y | EquipmentFailureInvolved¦Underground¦Transformer(UG)¦FailedFaulted
15-0040059 | Vegetation | Tree - fell into line | Conductor, Overhead | Broken | 2015 | Tier 3 - Extreme | Transformer only | 6 | 10 | 2015-06-10 | 1248375 | Sus | Y | Vegetation¦Treefellintoline¦ConductorOverhead¦Broken
15-0053491 | Equipment Failure/Involved | Overhead | Transformer (OH) | Burned/flashed | 2015 | Tier 2 - Elevated | Transformer only | 8 | 6 | 2015-08-06 | 1284330 | Sus | Y | EquipmentFailureInvolved¦Overhead¦Transformer(OH)¦Burnedflashed
15-0054941 | Unknown Cause | Patrol - found nothing |  |  | 2015 | Tier 2 - Elevated | Distribution Circuit | 8 | 14 | 2015-08-14 | 1288113 | Sus | Y | UnknownCause¦Patrolfoundnothing¦¦
15-0057086 | 3rd Party | Vehicle | Pole-Wood | Broken, wire on ground | 2015 | Tier 3 - Extreme | Distribution Circuit | 8 | 25 | 2015-08-25 | 1294036 | Sus | Y | 3rdParty¦Vehicle¦PoleWood¦Brokenwireonground
15-0061024 | Vegetation | Tree - branch fell on line | Fuse | Normal | 2015 | Tier 2 - Elevated | Distribution Circuit | 9 | 12 | 2015-09-12 | 1304671 | Sus | Y | Vegetation¦Treebranchfellonline¦Fuse¦Normal
15-0071208 | Environmental/External | Lightning | Transformer (OH) | Failed/Faulted | 2015 | Tier 3 - Extreme | Transformer only | 10 | 17 | 2015-10-17 | 1324020 | Sus | Y | EnvironmentalExternal¦Lightning¦Transformer(OH)¦FailedFaulted
15-0071257 | Environmental/External | Lightning | Transformer | Failed/Faulted | 2015 | Tier 2 - Elevated | Transformer only | 10 | 17 | 2015-10-17 | 1324173 | Sus | Y | EnvironmentalExternal¦Lightning¦Transformer¦FailedFaulted
15-0078600 | Equipment Failure/Involved | Overhead | Crossarm, Wood | Broken | 2015 | Tier 3 - Extreme | Transformer only | 11 | 17 | 2015-11-17 | 1344060 | Sus | Y | EquipmentFailureInvolved¦Overhead¦CrossarmWood¦Broken
15-0084847 | Vegetation | Tree - fell into line | Connector or Splice (OH) | Broken | 2015 | Tier 2 - Elevated | Distribution Circuit | 12 | 13 | 2015-12-13 | 1361993 | Sus | N | Vegetation¦Treefellintoline¦ConnectororSplice(OH)¦Broken
15-0085049 | Vegetation | Tree - fell into line | Insulator | Broken | 2015 | Tier 2 - Elevated | Distribution Circuit | 12 | 13 | 2015-12-13 | 1362779 | Sus | N | Vegetation¦Treefellintoline¦Insulator¦Broken
15-0086664 | Unknown Cause | Patrol - found nothing |  |  | 2015 | Tier 2 - Elevated | Distribution Circuit | 12 | 22 | 2015-12-22 | 1368479 | Sus | N | UnknownCause¦Patrolfoundnothing¦¦
16-0002568 | Equipment Failure/Involved | Overhead | Other | Failed/Faulted | 2016 | Tier 2 - Elevated | Transformer only | 1 | 3 | 2016-01-03 | 1376219 | Sus | N | EquipmentFailureInvolved¦Overhead¦Other¦FailedFaulted
16-0003448 | Unknown Cause | Patrol - not conducted |  | Failed/Faulted | 2016 | Tier 3 - Extreme | Distribution Circuit | 1 | 6 | 2016-01-06 | 1378027 | Sus | N | UnknownCause¦Patrolnotconducted¦¦FailedFaulted
16-0004415 | Vegetation | Tree - fell into line | Conductor, Overhead | Normal | 2016 | Tier 3 - Extreme | Distribution Circuit | 1 | 11 | 2016-01-11 | 1381296 | Sus | N | Vegetation¦Treefellintoline¦ConductorOverhead¦Normal
16-0006341 | Vegetation | Tree - fell into line | Conductor, Overhead | Broken, wire on ground | 2016 | Tier 2 - Elevated | Distribution Circuit | 1 | 19 | 2016-01-19 | 1387055 | Sus | N | Vegetation¦Treefellintoline¦ConductorOverhead¦Brokenwireonground
16-0007294 | Vegetation | Tree - branch fell on line | Conductor, Overhead | Normal | 2016 | Tier 3 - Extreme | Distribution Circuit | 1 | 22 | 2016-01-22 | 1389688 | Sus | N | Vegetation¦Treebranchfellonline¦ConductorOverhead¦Normal
16-0009079 | 3rd Party | Fire, house or bldg. | Conductor, Overhead | Burned/flashed | 2016 | Tier 2 - Elevated | Distribution Circuit | 1 | 29 | 2016-01-29 | 1393923 | Sus | N | 3rdParty¦Firehouseorbldg¦ConductorOverhead¦Burnedflashed
16-0010088 | Vegetation | Tree - branch fell on line | Conductor, Overhead | Normal | 2016 | Tier 2 - Elevated | Distribution Circuit | 2 | 2 | 2016-02-02 | 1397163 | Sus | N | Vegetation¦Treebranchfellonline¦ConductorOverhead¦Normal
16-0013361 | Vegetation | Tree - fell into line | Conductor, Overhead | Together | 2016 | Tier 2 - Elevated | Distribution Circuit | 2 | 17 | 2016-02-17 | 1406505 | Sus | N | Vegetation¦Treefellintoline¦ConductorOverhead¦Together
16-0016322 | Unknown Cause | Patrol - found nothing |  |  | 2016 | Tier 2 - Elevated | Distribution Circuit | 2 | 29 | 2016-02-29 | 1413820 | Sus | N | UnknownCause¦Patrolfoundnothing¦¦
16-0017771 | Vegetation | Tree - fell into line | Conductor, Overhead | Broken, wire on ground | 2016 | Tier 3 - Extreme | Distribution Circuit | 3 | 5 | 2016-03-05 | 1417976 | Sus | N | Vegetation¦Treefellintoline¦ConductorOverhead¦Brokenwireonground
16-0018527 | Vegetation | Tree - fell into line | Secondary | Broken, wire on ground | 2016 | Tier 3 - Extreme | Transformer only | 3 | 6 | 2016-03-06 | 1422387 | Sus | N | Vegetation¦Treefellintoline¦Secondary¦Brokenwireonground
16-0018789 | Environmental/External | Fire, Forest/Grass | Conductor, Overhead | Normal | 2016 | Tier 2 - Elevated | Distribution Circuit | 3 | 7 | 2016-03-07 | 1423628 | Sus | N | EnvironmentalExternal¦FireForestGrass¦ConductorOverhead¦Normal
16-0019121 | Unknown Cause | Patrol - found nothing |  |  | 2016 | Tier 2 - Elevated | Distribution Circuit | 3 | 8 | 2016-03-08 | 1424778 | Sus | N | UnknownCause¦Patrolfoundnothing¦¦
16-0023257 | Vegetation | Tree - fell into line | Secondary | Broken | 2016 | Tier 2 - Elevated | Transformer only | 3 | 22 | 2016-03-22 | 1436069 | Sus | N | Vegetation¦Treefellintoline¦Secondary¦Broken
16-0030790 | Unknown Cause | Patrol - found nothing |  |  | 2016 | Tier 3 - Extreme | Distribution Circuit | 4 | 22 | 2016-04-22 | 1456134 | Sus | N | UnknownCause¦Patrolfoundnothing¦¦
16-0031440 | Vegetation | Tree - fell into line | Conductor, Overhead | Broken, wire on ground | 2016 | Tier 2 - Elevated | Distribution Circuit | 4 | 25 | 2016-04-25 | 1458969 | Sus | N | Vegetation¦Treefellintoline¦ConductorOverhead¦Brokenwireonground
16-0031516 | Vegetation | Tree - branch fell on line | Conductor, Overhead | Normal | 2016 | Tier 3 - Extreme | Distribution Circuit | 4 | 25 | 2016-04-25 | 1458905 | Sus | N | Vegetation¦Treebranchfellonline¦ConductorOverhead¦Normal
16-0032763 | Unknown Cause | Patrol - found nothing |  |  | 2016 | Tier 3 - Extreme | Transformer only | 4 | 29 | 2016-04-29 | 1461827 | Sus | N | UnknownCause¦Patrolfoundnothing¦¦
16-0034704 | Animal | Squirrel | Fuse | Failed/Faulted | 2016 | Tier 2 - Elevated | Distribution Circuit | 5 | 8 | 2016-05-08 | 1466605 | Sus | Y | Animal¦Squirrel¦Fuse¦FailedFaulted
16-0034705 | Vegetation | Tree - fell into line | Conductor, Overhead | Broken, wire on ground | 2016 | Tier 2 - Elevated | Distribution Circuit | 5 | 8 | 2016-05-08 | 1466640 | Sus | Y | Vegetation¦Treefellintoline¦ConductorOverhead¦Brokenwireonground
16-0035987 | Vegetation | Tree - fell into line | Conductor, Overhead | Broken, wire on ground | 2016 | Tier 2 - Elevated | Distribution Circuit | 5 | 13 | 2016-05-13 | 1469458 | Sus | Y | Vegetation¦Treefellintoline¦ConductorOverhead¦Brokenwireonground
16-0039467 | 3rd Party | Vehicle | Pole-Wood | Broken | 2016 | Tier 3 - Extreme | Distribution Circuit | 5 | 28 | 2016-05-28 | 1478329 | Sus | Y | 3rdParty¦Vehicle¦PoleWood¦Broken
16-0040964 | Equipment Failure/Involved | Overhead | Transformer | Burned/flashed | 2016 | Tier 2 - Elevated | Transformer only | 6 | 3 | 2016-06-03 | 1482489 | Sus | Y | EquipmentFailureInvolved¦Overhead¦Transformer¦Burnedflashed
16-0042670 | Vegetation | Tree - fell into line | Pole-Wood | Broken, wire on ground | 2016 | Tier 2 - Elevated | Distribution Circuit | 6 | 12 | 2016-06-12 | 1487383 | Sus | Y | Vegetation¦Treefellintoline¦PoleWood¦Brokenwireonground
16-0051324 | Animal | Other | Fuse | Failed/Faulted | 2016 | Tier 2 - Elevated | Distribution Circuit | 7 | 20 | 2016-07-20 | 1513301 | Sus | Y | Animal¦Other¦Fuse¦FailedFaulted
16-0052398 | Vegetation | Tree - fell into line | Conductor, Overhead | On Ground | 2016 | Tier 2 - Elevated | Distribution Circuit | 7 | 25 | 2016-07-25 | 1515845 | Sus | Y | Vegetation¦Treefellintoline¦ConductorOverhead¦OnGround
16-0054775 | Vegetation | Tree - branch fell on line | Conductor, Overhead | Normal | 2016 | Tier 3 - Extreme | Distribution Circuit | 8 | 3 | 2016-08-03 | 1520984 | Sus | Y | Vegetation¦Treebranchfellonline¦ConductorOverhead¦Normal
16-0058115 | Vegetation | Tree - fell into line | Conductor, Overhead | Normal | 2016 | Tier 3 - Extreme | Distribution Circuit | 8 | 18 | 2016-08-18 | 1528273 | Sus | Y | Vegetation¦Treefellintoline¦ConductorOverhead¦Normal
16-0065845 | Equipment Failure/Involved | Overhead | Insulator | Broken | 2016 | Tier 2 - Elevated | Distribution Circuit | 9 | 19 | 2016-09-19 | 1544464 | Sus | Y | EquipmentFailureInvolved¦Overhead¦Insulator¦Broken
16-0070219 | Unknown Cause | Patrol - found nothing |  |  | 2016 | Tier 2 - Elevated | Distribution Circuit | 10 | 6 | 2016-10-06 | 1554295 | Sus | Y | UnknownCause¦Patrolfoundnothing¦¦
16-0085562 | Unknown Cause | Patrol - found nothing |  |  | 2016 | Tier 2 - Elevated | Distribution Circuit | 12 | 14 | 2016-12-14 | 1601820 | Sus | N | UnknownCause¦Patrolfoundnothing¦¦
16-0085956 | Vegetation | Tree - fell into line | Conductor, Overhead | Together | 2016 | Tier 3 - Extreme | Distribution Circuit | 12 | 16 | 2016-12-16 | 1603995 | Sus | N | Vegetation¦Treefellintoline¦ConductorOverhead¦Together
17-0002820 | Vegetation | Tree - branch fell on line | Conductor, Overhead | Broken, wire on ground | 2017 | Tier 2 - Elevated | Distribution Circuit | 1 | 2 | 2017-01-02 | 1614912 | Sus | N | Vegetation¦Treebranchfellonline¦ConductorOverhead¦Brokenwireonground
17-0004784 | Equipment Failure/Involved | Overhead | Conductor, Overhead | Broken, wire on ground | 2017 | Tier 3 - Extreme | Distribution Circuit | 1 | 7 | 2017-01-07 | 1622161 | Sus | N | EquipmentFailureInvolved¦Overhead¦ConductorOverhead¦Brokenwireonground
17-0005832 | Unknown Cause | Patrol - found nothing |  |  | 2017 | Tier 3 - Extreme | Distribution Circuit | 1 | 9 | 2017-01-09 | 1629914 | Sus | N | UnknownCause¦Patrolfoundnothing¦¦
17-0006122 | Vegetation | Tree - fell into line | Conductor, Overhead | Broken, wire on ground | 2017 | Tier 3 - Extreme | Distribution Circuit | 1 | 9 | 2017-01-09 | 1630756 | Sus | N | Vegetation¦Treefellintoline¦ConductorOverhead¦Brokenwireonground
17-0007350 | Vegetation | Tree - fell into line | Conductor, Overhead | Bent or Twisted | 2017 | Tier 3 - Extreme | Distribution Circuit | 1 | 10 | 2017-01-10 | 1636201 | Sus | N | Vegetation¦Treefellintoline¦ConductorOverhead¦BentorTwisted
17-0007702 | Vegetation | Tree - branch fell on line | Conductor, Overhead | Together | 2017 | Tier 3 - Extreme | Distribution Circuit | 1 | 10 | 2017-01-10 | 1635700 | Sus | N | Vegetation¦Treebranchfellonline¦ConductorOverhead¦Together
17-0008498 | Equipment Failure/Involved | Overhead | Connector or Splice (OH) | Broken | 2017 | Tier 3 - Extreme | Distribution Circuit | 1 | 12 | 2017-01-12 | 1641790 | Sus | N | EquipmentFailureInvolved¦Overhead¦ConnectororSplice(OH)¦Broken
17-0010906 | Vegetation | Tree - fell into line | Transformer | Failed/Faulted | 2017 | Tier 2 - Elevated | Transformer only | 1 | 19 | 2017-01-19 | 1650991 | Sus | N | Vegetation¦Treefellintoline¦Transformer¦FailedFaulted
17-0011220 | Equipment Failure/Involved | Overhead | Jumper | Broken | 2017 | Tier 2 - Elevated | Distribution Circuit | 1 | 20 | 2017-01-20 | 1652179 | Sus | N | EquipmentFailureInvolved¦Overhead¦Jumper¦Broken
17-0011622 | Vegetation | Tree - fell into line | Conductor, Overhead | Broken, wire on ground | 2017 | Tier 2 - Elevated | Distribution Circuit | 1 | 20 | 2017-01-20 | 1652586 | Sus | N | Vegetation¦Treefellintoline¦ConductorOverhead¦Brokenwireonground
17-0012060 | Unknown Cause | Patrol - found nothing |  |  | 2017 | Tier 2 - Elevated | Distribution Circuit | 1 | 21 | 2017-01-21 | 1655552 | Sus | N | UnknownCause¦Patrolfoundnothing¦¦
17-0013631 | Vegetation | Tree - branch fell on line | Conductor, Overhead | Broken, wire on ground | 2017 | Tier 2 - Elevated | Distribution Circuit | 1 | 23 | 2017-01-23 | 1663109 | Sus | N | Vegetation¦Treebranchfellonline¦ConductorOverhead¦Brokenwireonground
17-0013967 | Unknown Cause | Patrol - not conducted |  |  | 2017 | Tier 3 - Extreme | Distribution Circuit | 1 | 23 | 2017-01-23 | 1664673 | Sus | N | UnknownCause¦Patrolnotconducted¦¦
17-0014462 | Vegetation | Tree - fell into line | Conductor, Overhead | Broken, wire on ground | 2017 | Tier 3 - Extreme | Distribution Circuit | 1 | 24 | 2017-01-24 | 1666028 | Sus | N | Vegetation¦Treefellintoline¦ConductorOverhead¦Brokenwireonground
17-0015918 | Unknown Cause | Patrol - found nothing |  |  | 2017 | Tier 2 - Elevated | Distribution Circuit | 1 | 29 | 2017-01-29 | 1669921 | Sus | N | UnknownCause¦Patrolfoundnothing¦¦
17-0017347 | Equipment Failure/Involved | Overhead | Crossarm, Wood | Broken | 2017 | Tier 3 - Extreme | Distribution Circuit | 2 | 3 | 2017-02-03 | 1674292 | Sus | N | EquipmentFailureInvolved¦Overhead¦CrossarmWood¦Broken
17-0018899 | Equipment Failure/Involved | Overhead | Pole-Wood | On Ground | 2017 | Tier 2 - Elevated | Distribution Circuit | 2 | 8 | 2017-02-08 | 1681426 | Sus | N | EquipmentFailureInvolved¦Overhead¦PoleWood¦OnGround
17-0019154 | Vegetation | Tree - fell into line | Conductor, Overhead | Broken, wire on ground | 2017 | Tier 2 - Elevated | Distribution Circuit | 2 | 8 | 2017-02-08 | 1682504 | Sus | N | Vegetation¦Treefellintoline¦ConductorOverhead¦Brokenwireonground
17-0019229 | Environmental/External | Flood/Erosion | Conductor, Overhead | Broken, wire on ground | 2017 | Tier 2 - Elevated | Distribution Circuit | 2 | 9 | 2017-02-09 | 1682655 | Sus | N | EnvironmentalExternal¦FloodErosion¦ConductorOverhead¦Brokenwireonground
17-0019825 | Vegetation | Tree - fell into line | Conductor, Overhead | Normal | 2017 | Tier 2 - Elevated | Distribution Circuit | 2 | 10 | 2017-02-10 | 1684761 | Sus | N | Vegetation¦Treefellintoline¦ConductorOverhead¦Normal
17-0021070 | Environmental/External | Lightning | Transformer (OH) | Failed/Faulted | 2017 | Tier 3 - Extreme | Distribution Circuit | 2 | 14 | 2017-02-14 | 1688332 | Sus | N | EnvironmentalExternal¦Lightning¦Transformer(OH)¦FailedFaulted
17-0021528 | Vegetation | Tree - fell into line | Pole-Wood | Broken | 2017 | Tier 2 - Elevated | Distribution Circuit | 2 | 16 | 2017-02-16 | 1690007 | Sus | N | Vegetation¦Treefellintoline¦PoleWood¦Broken
17-0022620 | Vegetation | Tree - fell into line | Conductor, Overhead | Broken, wire on ground | 2017 | Tier 2 - Elevated | Distribution Circuit | 2 | 17 | 2017-02-17 | 1697994 | Sus | N | Vegetation¦Treefellintoline¦ConductorOverhead¦Brokenwireonground
17-0023355 | Unknown Cause | Patrol - found nothing |  |  | 2017 | Tier 2 - Elevated | Distribution Circuit | 2 | 18 | 2017-02-18 | 1701092 | Sus | N | UnknownCause¦Patrolfoundnothing¦¦
17-0023731 | Unknown Cause | Patrol - found nothing |  |  | 2017 | Tier 2 - Elevated | Distribution Circuit | 2 | 20 | 2017-02-20 | 1702929 | Sus | N | UnknownCause¦Patrolfoundnothing¦¦
17-0024808 | Unknown Cause | Patrol - not conducted |  |  | 2017 | Tier 3 - Extreme | Distribution Circuit | 2 | 21 | 2017-02-21 | 1707157 | Sus | N | UnknownCause¦Patrolnotconducted¦¦
17-0025031 | Equipment Failure/Involved | Overhead | Connector or Splice (OH) | Broken | 2017 | Tier 3 - Extreme | Distribution Circuit | 2 | 20 | 2017-02-20 | 1706195 | Sus | N | EquipmentFailureInvolved¦Overhead¦ConnectororSplice(OH)¦Broken
17-0025077 | Vegetation | Tree - fell into line | Conductor, Overhead | Deteriorated | 2017 | Tier 3 - Extreme | Distribution Circuit | 2 | 21 | 2017-02-21 | 1708390 | Sus | N | Vegetation¦Treefellintoline¦ConductorOverhead¦Deteriorated
17-0025382 | Unknown Cause | Patrol - found nothing |  |  | 2017 | Tier 2 - Elevated | Distribution Circuit | 2 | 20 | 2017-02-20 | 1703668 | Sus | N | UnknownCause¦Patrolfoundnothing¦¦
17-0032099 | Vegetation | Tree - bark fell into line | Conductor, Overhead | Broken, wire on ground | 2017 | Tier 2 - Elevated | Distribution Circuit | 3 | 20 | 2017-03-20 | 1731005 | Sus | N | Vegetation¦Treebarkfellintoline¦ConductorOverhead¦Brokenwireonground
17-0032400 | Vegetation | Tree - fell into line | Conductor, Overhead | Bent or Twisted | 2017 | Tier 3 - Extreme | Transformer only | 3 | 21 | 2017-03-21 | 1732006 | Sus | N | Vegetation¦Treefellintoline¦ConductorOverhead¦BentorTwisted
17-0032594 | Equipment Failure/Involved | Overhead | Transformer | Failed/Faulted | 2017 | Tier 2 - Elevated | Transformer only | 3 | 21 | 2017-03-21 | 1732592 | Sus | N | EquipmentFailureInvolved¦Overhead¦Transformer¦FailedFaulted
17-0034204 | Equipment Failure/Involved | Overhead | Crossarm, Wood | Broken, wire on object | 2017 | Tier 2 - Elevated | Distribution Circuit | 3 | 27 | 2017-03-27 | 1736869 | Sus | N | EquipmentFailureInvolved¦Overhead¦CrossarmWood¦Brokenwireonobject
17-0035296 | Unknown Cause | Patrol - found nothing |  |  | 2017 | Tier 2 - Elevated | Distribution Circuit | 3 | 30 | 2017-03-30 | 1739957 | Sus | N | UnknownCause¦Patrolfoundnothing¦¦
17-0038006 | Vegetation | Tree - fell into line | Conductor, Overhead | Normal | 2017 | Tier 3 - Extreme | Distribution Circuit | 4 | 7 | 2017-04-07 | 1751030 | Sus | N | Vegetation¦Treefellintoline¦ConductorOverhead¦Normal
17-0043794 | Equipment Failure/Involved | Overhead | Connector or Splice (OH) | Broken, wire on ground | 2017 | Tier 2 - Elevated | Distribution Circuit | 4 | 28 | 2017-04-28 | 1769842 | Sus | N | EquipmentFailureInvolved¦Overhead¦ConnectororSplice(OH)¦Brokenwireonground
17-0045793 | Equipment Failure/Involved | Overhead | Connector or Splice (OH) | Broken, wire on ground | 2017 | Tier 2 - Elevated | Distribution Circuit | 5 | 6 | 2017-05-06 | 1776149 | Sus | Y | EquipmentFailureInvolved¦Overhead¦ConnectororSplice(OH)¦Brokenwireonground
17-0045859 | Vegetation | Tree - branch fell on line | Conductor, Overhead | Normal | 2017 | Tier 2 - Elevated | Distribution Circuit | 5 | 6 | 2017-05-06 | 1776545 | Sus | Y | Vegetation¦Treebranchfellonline¦ConductorOverhead¦Normal
17-0045984 | Vegetation | Tree - fell into line | Crossarm, Wood | Broken, wire on ground | 2017 | Tier 2 - Elevated | Distribution Circuit | 5 | 7 | 2017-05-07 | 1776880 | Sus | Y | Vegetation¦Treefellintoline¦CrossarmWood¦Brokenwireonground
17-0047790 | Equipment Failure/Involved | Overhead | Transformer | Failed/Faulted | 2017 | Tier 2 - Elevated | Transformer only | 5 | 14 | 2017-05-14 | 1781735 | Sus | Y | EquipmentFailureInvolved¦Overhead¦Transformer¦FailedFaulted
17-0048411 | Vegetation | Tree - fell into line | Conductor, Overhead | Normal | 2017 | Tier 2 - Elevated | Distribution Circuit | 5 | 16 | 2017-05-16 | 1783566 | Sus | Y | Vegetation¦Treefellintoline¦ConductorOverhead¦Normal
17-0054362 | Equipment Failure/Involved | Overhead | Transformer (OH) | Failed/Faulted | 2017 | Tier 2 - Elevated | Distribution Circuit | 6 | 11 | 2017-06-11 | 1802044 | Sus | Y | EquipmentFailureInvolved¦Overhead¦Transformer(OH)¦FailedFaulted
17-0056196 | Equipment Failure/Involved | Electrical Overload | Recloser | Normal | 2017 | Tier 2 - Elevated | Distribution Circuit | 6 | 18 | 2017-06-18 | 1808728 | Sus | Y | EquipmentFailureInvolved¦ElectricalOverload¦Recloser¦Normal
17-0058078 | Animal | Bird found | Fuse | Failed/Faulted | 2017 | Tier 2 - Elevated | Distribution Circuit | 6 | 23 | 2017-06-23 | 1816058 | Sus | Y | Animal¦Birdfound¦Fuse¦FailedFaulted
17-0061236 | Equipment Failure/Involved | Overhead | Transformer | Failed/Faulted | 2017 | Tier 2 - Elevated | Transformer only | 7 | 7 | 2017-07-07 | 1825358 | Sus | Y | EquipmentFailureInvolved¦Overhead¦Transformer¦FailedFaulted
17-0063485 | Equipment Failure/Involved | Underground | Conductor, Underground | Broken | 2017 | Tier 2 - Elevated | Distribution Circuit | 7 | 17 | 2017-07-17 | 1833946 | Sus | Y | EquipmentFailureInvolved¦Underground¦ConductorUnderground¦Broken
17-0064707 | Equipment Failure/Involved | Overhead | Transformer (OH) | Failed/Faulted | 2017 | Tier 2 - Elevated | Transformer only | 7 | 22 | 2017-07-22 | 1837590 | Sus | Y | EquipmentFailureInvolved¦Overhead¦Transformer(OH)¦FailedFaulted
17-0068182 | Equipment Failure/Involved | Overhead | Fuse | Failed/Faulted | 2017 | Tier 2 - Elevated | Transformer only | 8 | 5 | 2017-08-05 | 1846903 | Sus | Y | EquipmentFailureInvolved¦Overhead¦Fuse¦FailedFaulted
17-0071211 | Unknown Cause | Patrol - found nothing |  |  | 2017 | Tier 2 - Elevated | Distribution Circuit | 8 | 18 | 2017-08-18 | 1854581 | Sus | Y | UnknownCause¦Patrolfoundnothing¦¦
17-0074557 | Unknown Cause | Patrol - not conducted |  |  | 2017 | Tier 2 - Elevated | Distribution Circuit | 8 | 31 | 2017-08-31 | 1864260 | Sus | Y | UnknownCause¦Patrolnotconducted¦¦
17-0083610 | Vegetation | Tree - fell into line | Conductor, Overhead | Normal | 2017 | Tier 3 - Extreme | Distribution Circuit | 10 | 3 | 2017-10-03 | 1889769 | Sus | Y | Vegetation¦Treefellintoline¦ConductorOverhead¦Normal
17-0083726 | Unknown Cause | Patrol - found nothing |  |  | 2017 | Tier 3 - Extreme | Distribution Circuit | 10 | 3 | 2017-10-03 | 1890060 | Sus | Y | UnknownCause¦Patrolfoundnothing¦¦
17-0085035 | Unknown Cause | Patrol - found nothing |  |  | 2017 | Tier 2 - Elevated | Distribution Circuit | 10 | 8 | 2017-10-08 | 1892997 | Sus | Y | UnknownCause¦Patrolfoundnothing¦¦
17-0085504 | Vegetation | Tree - fell into line | Conductor, Overhead | Broken, wire on ground | 2017 | Tier 3 - Extreme | Distribution Circuit | 10 | 8 | 2017-10-08 | 1896055 | Sus | Y | Vegetation¦Treefellintoline¦ConductorOverhead¦Brokenwireonground
17-0086065 | Environmental/External | Fire, Forest/Grass | Transformer | Broken | 2017 | Tier 2 - Elevated | Transformer only | 10 | 8 | 2017-10-08 | 1897616 | Sus | Y | EnvironmentalExternal¦FireForestGrass¦Transformer¦Broken
17-0086110 | Unknown Cause | Patrol - found nothing |  |  | 2017 | Tier 2 - Elevated | Distribution Circuit | 10 | 10 | 2017-10-10 | 1897700 | Sus | Y | UnknownCause¦Patrolfoundnothing¦¦
17-0086895 | Environmental/External | Fire, Forest/Grass | Secondary | Burned Open | 2017 | Tier 3 - Extreme | Distribution Circuit | 10 | 8 | 2017-10-08 | 1899640 | Sus | Y | EnvironmentalExternal¦FireForestGrass¦Secondary¦BurnedOpen
17-0088424 | Environmental/External | Fire, Forest/Grass | Jumper | Broken | 2017 | Tier 2 - Elevated | Distribution Circuit | 10 | 18 | 2017-10-18 | 1903476 | Sus | Y | EnvironmentalExternal¦FireForestGrass¦Jumper¦Broken
17-0088571 | Equipment Failure/Involved | Overhead | Cutout, fuse holder | Burned/flashed | 2017 | Tier 2 - Elevated | Distribution Circuit | 10 | 19 | 2017-10-19 | 1903853 | Sus | Y | EquipmentFailureInvolved¦Overhead¦Cutoutfuseholder¦Burnedflashed
17-0088695 | Environmental/External | Fire, Forest/Grass | Conductor, Overhead | Broken | 2017 | Tier 2 - Elevated | Distribution Circuit | 10 | 8 | 2017-10-08 | 1904431 | Sus | Y | EnvironmentalExternal¦FireForestGrass¦ConductorOverhead¦Broken
17-0088710 | Environmental/External | Fire, Forest/Grass | Pole-Wood | Burned/flashed | 2017 | Tier 3 - Extreme | Distribution Circuit | 10 | 8 | 2017-10-08 | 1904511 | Sus | Y | EnvironmentalExternal¦FireForestGrass¦PoleWood¦Burnedflashed
17-0089381 | Equipment Failure/Involved | Underground | Conductor, Underground | Broken | 2017 | Tier 2 - Elevated | Distribution Circuit | 10 | 21 | 2017-10-21 | 1906872 | Sus | Y | EquipmentFailureInvolved¦Underground¦ConductorUnderground¦Broken
17-0095514 | Vegetation | Tree - fell into line | Conductor, Overhead | Normal | 2017 | Tier 3 - Extreme | Distribution Circuit | 11 | 16 | 2017-11-16 | 1923557 | Sus | Y | Vegetation¦Treefellintoline¦ConductorOverhead¦Normal
17-0097598 | Unknown Cause | Patrol - not conducted |  |  | 2017 | Tier 2 - Elevated | Distribution Circuit | 11 | 26 | 2017-11-26 | 1929396 | Sus | Y | UnknownCause¦Patrolnotconducted¦¦
17-0100064 | Unknown Cause | Patrol - found nothing |  |  | 2017 | Tier 3 - Extreme | Distribution Circuit | 12 | 5 | 2017-12-05 | 1936711 | Sus | N | UnknownCause¦Patrolfoundnothing¦¦
17-0100745 | Unknown Cause | Patrol - found nothing |  |  | 2017 | Tier 2 - Elevated | Distribution Circuit | 12 | 8 | 2017-12-08 | 1938774 | Sus | N | UnknownCause¦Patrolfoundnothing¦¦
17-0101961 | Equipment Failure/Involved | Overhead | Pole-Wood | Broken | 2017 | Tier 2 - Elevated | Distribution Circuit | 12 | 16 | 2017-12-16 | 1944278 | Sus | N | EquipmentFailureInvolved¦Overhead¦PoleWood¦Broken
18-0003264 | Vegetation | Tree - fell into line | Conductor, Overhead | Normal | 2018 | Tier 3 - Extreme | Distribution Circuit | 1 | 3 | 2018-01-03 | 1330 | Sus | N | Vegetation¦Treefellintoline¦ConductorOverhead¦Normal
18-0015236 | Equipment Failure/Involved | Overhead | Transformer | Failed/Faulted | 2018 | Tier 3 - Extreme | Transformer only | 2 | 18 | 2018-02-18 | 26661 | Sus | N | EquipmentFailureInvolved¦Overhead¦Transformer¦FailedFaulted
18-0019063 | Unknown Cause | Patrol - found nothing |  |  | 2018 | Tier 2 - Elevated | Distribution Circuit | 3 | 1 | 2018-03-01 | 35433 | Sus | N | UnknownCause¦Patrolfoundnothing¦¦
18-0019064 | Environmental/External | Ice or snow | Conductor, Overhead | Normal | 2018 | Tier 2 - Elevated | Distribution Circuit | 3 | 2 | 2018-03-02 | 36189 | Sus | N | EnvironmentalExternal¦Iceorsnow¦ConductorOverhead¦Normal
18-0023796 | Equipment Failure/Involved | Electrical Overload |  | Failed/Faulted | 2018 | Tier 3 - Extreme | Transformer only | 3 | 17 | 2018-03-17 | 46904 | Sus | N | EquipmentFailureInvolved¦ElectricalOverload¦¦FailedFaulted
18-0024664 | Unknown Cause | Patrol - found nothing |  |  | 2018 | Tier 3 - Extreme | Distribution Circuit | 3 | 21 | 2018-03-21 | 49083 | Sus | N | UnknownCause¦Patrolfoundnothing¦¦
18-0035703 | Unknown Cause | Patrol - found nothing |  |  | 2018 | Tier 2 - Elevated | Distribution Circuit | 4 | 26 | 2018-04-26 | 74119 | Sus | N | UnknownCause¦Patrolfoundnothing¦¦
18-0039393 | Unknown Cause | Patrol - found nothing |  |  | 2018 | Tier 2 - Elevated | Distribution Circuit | 5 | 8 | 2018-05-08 | 81913 | Sus | Y | UnknownCause¦Patrolfoundnothing¦¦
18-0041396 | Unknown Cause | Patrol - found nothing |  |  | 2018 | Tier 3 - Extreme | Distribution Circuit | 5 | 16 | 2018-05-16 | 86942 | Sus | Y | UnknownCause¦Patrolfoundnothing¦¦
18-0042546 | Equipment Failure/Involved | Overhead | Conductor, Overhead | Broken, wire on ground | 2018 | Tier 2 - Elevated | Distribution Circuit | 5 | 19 | 2018-05-19 | 89814 | Sus | Y | EquipmentFailureInvolved¦Overhead¦ConductorOverhead¦Brokenwireonground
18-0046465 | Equipment Failure/Involved | Overhead | Connector or Splice (OH) | Broken | 2018 | Tier 2 - Elevated | Distribution Circuit | 6 | 1 | 2018-06-01 | 98975 | Sus | Y | EquipmentFailureInvolved¦Overhead¦ConnectororSplice(OH)¦Broken
18-0049842 | Unknown Cause | Patrol - found nothing |  |  | 2018 | Tier 2 - Elevated | Distribution Circuit | 6 | 11 | 2018-06-11 | 106783 | Sus | Y | UnknownCause¦Patrolfoundnothing¦¦
18-0057017 | Unknown Cause | Patrol - found nothing |  |  | 2018 | Tier 2 - Elevated | Distribution Circuit | 7 | 4 | 2018-07-04 | 124622 | Sus | Y | UnknownCause¦Patrolfoundnothing¦¦
18-0061333 | Unknown Cause | Patrol - not conducted |  |  | 2018 | Tier 3 - Extreme | Transformer only | 7 | 18 | 2018-07-18 | 135336 | Sus | Y | UnknownCause¦Patrolnotconducted¦¦
18-0066744 | Environmental/External | Fire, Forest/Grass | Pole-Wood | Burned/flashed | 2018 | Tier 3 - Extreme | Distribution Circuit | 7 | 26 | 2018-07-26 | 148914 | Sus | Y | EnvironmentalExternal¦FireForestGrass¦PoleWood¦Burnedflashed
18-0066745 | Environmental/External | Fire, Forest/Grass | Pole-Wood | Burned/flashed | 2018 | Tier 3 - Extreme | Distribution Circuit | 7 | 26 | 2018-07-26 | 148915 | Sus | Y | EnvironmentalExternal¦FireForestGrass¦PoleWood¦Burnedflashed
18-0068623 | Equipment Failure/Involved | Overhead | Transformer | Failed/Faulted | 2018 | Tier 3 - Extreme | Transformer only | 8 | 10 | 2018-08-10 | 152692 | Sus | Y | EquipmentFailureInvolved¦Overhead¦Transformer¦FailedFaulted
18-0071421 | Animal | Bird found | Fuse | Failed/Faulted | 2018 | Tier 3 - Extreme | Distribution Circuit | 8 | 19 | 2018-08-19 | 157991 | Sus | Y | Animal¦Birdfound¦Fuse¦FailedFaulted
18-0071429 | 3rd Party | Vehicle | Conductor, Underground | Burned/flashed | 2018 | Tier 2 - Elevated | Distribution Circuit | 8 | 19 | 2018-08-19 | 158001 | Sus | Y | 3rdParty¦Vehicle¦ConductorUnderground¦Burnedflashed
18-0078007 | Unknown Cause | Patrol - found nothing |  |  | 2018 | Tier 2 - Elevated | Distribution Circuit | 9 | 10 | 2018-09-10 | 171183 | Sus | Y | UnknownCause¦Patrolfoundnothing¦¦
18-0087825 | Equipment Failure/Involved | Overhead | Connector or Splice (OH) | Broken, wire on ground | 2018 | Tier 3 - Extreme | Distribution Circuit | 10 | 7 | 2018-10-07 | 190013 | Sus | Y | EquipmentFailureInvolved¦Overhead¦ConnectororSplice(OH)¦Brokenwireonground
18-0091498 | Unknown Cause | Patrol - found nothing |  |  | 2018 | Tier 2 - Elevated | Distribution Circuit | 10 | 17 | 2018-10-17 | 197570 | Sus | Y | UnknownCause¦Patrolfoundnothing¦¦
18-0101147 | Environmental/External | Fire, Forest/Grass | Pole-Wood | Burned/flashed | 2018 | Tier 3 - Extreme | Distribution Circuit | 11 | 8 | 2018-11-08 | 218426 | Sus | Y | EnvironmentalExternal¦FireForestGrass¦PoleWood¦Burnedflashed
18-0102252 | Vegetation | Tree - fell into line | Conductor, Overhead | On Ground | 2018 | Tier 3 - Extreme | Distribution Circuit | 11 | 22 | 2018-11-22 | 221664 | Sus | Y | Vegetation¦Treefellintoline¦ConductorOverhead¦OnGround
18-0103197 | Environmental/External | Fire, Forest/Grass | Pole-Wood | Burned/flashed | 2018 | Tier 3 - Extreme | Distribution Circuit | 11 | 8 | 2018-11-08 | 224335 | Sus | Y | EnvironmentalExternal¦FireForestGrass¦PoleWood¦Burnedflashed
18-0105197 | Unknown Cause | Patrol - not conducted |  |  | 2018 | Tier 2 - Elevated | Distribution Circuit | 11 | 29 | 2018-11-29 | 229273 | Sus | Y | UnknownCause¦Patrolnotconducted¦¦
18-0110638 | Unknown Cause | Patrol - found nothing |  |  | 2018 | Tier 2 - Elevated | Distribution Circuit | 12 | 25 | 2018-12-25 | 247035 | Sus | N | UnknownCause¦Patrolfoundnothing¦¦
19-0007066 | Unknown Cause | Patrol - found nothing |  |  | 2019 | Tier 2 - Elevated | Distribution Circuit | 1 | 9 | 2019-01-09 | 261934 | Sus | N | UnknownCause¦Patrolfoundnothing¦¦
19-0010744 | Vegetation | Tree - fell into line | Pole-Wood | Broken | 2019 | Tier 3 - Extreme | Distribution Circuit | 1 | 16 | 2019-01-16 | 273146 | Sus | N | Vegetation¦Treefellintoline¦PoleWood¦Broken
19-0012945 | Vegetation | Tree - fell into line | Pole-Wood | Broken, wire on ground | 2019 | Tier 2 - Elevated | Distribution Circuit | 1 | 21 | 2019-01-21 | 278594 | Sus | N | Vegetation¦Treefellintoline¦PoleWood¦Brokenwireonground
19-0014281 | Vegetation | Tree - fell into line | Conductor, Overhead | Normal | 2019 | Tier 3 - Extreme | Distribution Circuit | 1 | 25 | 2019-01-25 | 280972 | Sus | N | Vegetation¦Treefellintoline¦ConductorOverhead¦Normal
19-0017067 | Equipment Failure/Involved | Overhead | Pole-Wood | Broken, wire on ground | 2019 | Tier 2 - Elevated | Distribution Circuit | 2 | 2 | 2019-02-02 | 287123 | Sus | N | EquipmentFailureInvolved¦Overhead¦PoleWood¦Brokenwireonground
19-0018076 | Vegetation | Tree - fell into line | Secondary | Broken | 2019 | Tier 2 - Elevated | Transformer only | 2 | 4 | 2019-02-04 | 290579 | Sus | N | Vegetation¦Treefellintoline¦Secondary¦Broken
19-0018737 | Vegetation | Tree - fell into line | Conductor, Overhead | Broken, wire on ground | 2019 | Tier 2 - Elevated | Distribution Circuit | 2 | 5 | 2019-02-05 | 293545 | Sus | N | Vegetation¦Treefellintoline¦ConductorOverhead¦Brokenwireonground
19-0018788 | Vegetation | Tree - fell into line | Crossarm, Wood | Broken | 2019 | Tier 2 - Elevated | Distribution Circuit | 2 | 5 | 2019-02-05 | 293781 | Sus | N | Vegetation¦Treefellintoline¦CrossarmWood¦Broken
19-0019261 | Vegetation | Tree - fell into line | Conductor, Overhead | Normal | 2019 | Tier 2 - Elevated | Distribution Circuit | 2 | 5 | 2019-02-05 | 294484 | Sus | N | Vegetation¦Treefellintoline¦ConductorOverhead¦Normal
19-0020583 | Unknown Cause | Patrol - found nothing |  |  | 2019 | Tier 2 - Elevated | Distribution Circuit | 2 | 10 | 2019-02-10 | 298255 | Sus | N | UnknownCause¦Patrolfoundnothing¦¦
19-0020840 | Company Initiated | Other Circuits | Fuse | Normal | 2019 | Tier 2 - Elevated | Distribution Circuit | 2 | 9 | 2019-02-09 | 299390 | Sus | N | CompanyInitiated¦OtherCircuits¦Fuse¦Normal
19-0020862 | Environmental/External | Lightning | Conductor, Overhead | Normal | 2019 | Tier 2 - Elevated | Distribution Circuit | 2 | 10 | 2019-02-10 | 299261 | Sus | N | EnvironmentalExternal¦Lightning¦ConductorOverhead¦Normal
19-0022066 | Vegetation | Tree - branch fell on line | Conductor, Overhead | Normal | 2019 | Tier 2 - Elevated | Distribution Circuit | 2 | 12 | 2019-02-12 | 301361 | Sus | N | Vegetation¦Treebranchfellonline¦ConductorOverhead¦Normal
19-0023780 | Vegetation | Tree - fell into line | Conductor, Overhead | Broken, wire on ground | 2019 | Tier 3 - Extreme | Distribution Circuit | 2 | 15 | 2019-02-15 | 311100 | Sus | N | Vegetation¦Treefellintoline¦ConductorOverhead¦Brokenwireonground
19-0025338 | Unknown Cause | Patrol - found nothing |  |  | 2019 | Tier 3 - Extreme | Distribution Circuit | 2 | 17 | 2019-02-17 | 317042 | Sus | N | UnknownCause¦Patrolfoundnothing¦¦
19-0025960 | Vegetation | Tree - fell into line | Conductor, Overhead | Normal | 2019 | Tier 2 - Elevated | Distribution Circuit | 2 | 19 | 2019-02-19 | 318581 | Sus | N | Vegetation¦Treefellintoline¦ConductorOverhead¦Normal
19-0031155 | Vegetation | Tree - fell into line | Conductor, Overhead | Broken, wire on ground | 2019 | Tier 3 - Extreme | Distribution Circuit | 3 | 6 | 2019-03-06 | 332429 | Sus | N | Vegetation¦Treefellintoline¦ConductorOverhead¦Brokenwireonground
19-0033183 | Vegetation | Tree - fell into line | Conductor, Overhead | Broken, wire on ground | 2019 | Tier 2 - Elevated | Distribution Circuit | 3 | 12 | 2019-03-12 | 337592 | Sus | N | Vegetation¦Treefellintoline¦ConductorOverhead¦Brokenwireonground
19-0038944 | Unknown Cause | Patrol - found nothing |  |  | 2019 | Tier 2 - Elevated | Distribution Circuit | 4 | 1 | 2019-04-01 | 352078 | Sus | N | UnknownCause¦Patrolfoundnothing¦¦
19-0039143 | Equipment Failure/Involved | Overhead | Secondary | Broken, wire on ground | 2019 | Tier 3 - Extreme | Transformer only | 4 | 2 | 2019-04-02 | 352479 | Sus | N | EquipmentFailureInvolved¦Overhead¦Secondary¦Brokenwireonground
19-0040234 | Unknown Cause | Patrol - found nothing |  |  | 2019 | Tier 2 - Elevated | Distribution Circuit | 4 | 5 | 2019-04-05 | 354672 | Sus | N | UnknownCause¦Patrolfoundnothing¦¦
19-0040408 | Unknown Cause | Patrol - found nothing |  |  | 2019 | Tier 2 - Elevated | Distribution Circuit | 4 | 7 | 2019-04-07 | 355373 | Sus | N | UnknownCause¦Patrolfoundnothing¦¦
19-0044021 | Equipment Failure/Involved | Underground | Conductor, Underground | Broken | 2019 | Tier 3 - Extreme | Distribution Circuit | 4 | 18 | 2019-04-18 | 363112 | Sus | N | EquipmentFailureInvolved¦Underground¦ConductorUnderground¦Broken
19-0047605 | Vegetation | Tree - fell into line | Conductor, Overhead | Broken, wire on ground | 2019 | Tier 2 - Elevated | Distribution Circuit | 4 | 30 | 2019-04-30 | 371123 | Sus | N | Vegetation¦Treefellintoline¦ConductorOverhead¦Brokenwireonground
19-0047609 | Vegetation | Tree - grew into line | Conductor, Overhead | Normal | 2019 | Tier 2 - Elevated | Distribution Circuit | 4 | 30 | 2019-04-30 | 371114 | Sus | N | Vegetation¦Treegrewintoline¦ConductorOverhead¦Normal
19-0048887 | Equipment Failure/Involved | Overhead | Crossarm, Wood | Broken | 2019 | Tier 2 - Elevated | Distribution Circuit | 5 | 4 | 2019-05-04 | 373744 | Sus | Y | EquipmentFailureInvolved¦Overhead¦CrossarmWood¦Broken
19-0053991 | Unknown Cause | Patrol - found nothing |  |  | 2019 | Tier 2 - Elevated | Distribution Circuit | 5 | 19 | 2019-05-19 | 385172 | Sus | Y | UnknownCause¦Patrolfoundnothing¦¦
19-0054024 | Environmental/External | Lightning | Fuse | Failed/Faulted | 2019 | Tier 2 - Elevated | Distribution Circuit | 5 | 19 | 2019-05-19 | 385199 | Sus | Y | EnvironmentalExternal¦Lightning¦Fuse¦FailedFaulted
19-0054529 | 3rd Party | Tree - cutting, 3rd party | Transformer | Leaking | 2019 | Tier 3 - Extreme | Transformer only | 5 | 20 | 2019-05-20 | 386448 | Sus | Y | 3rdParty¦Treecutting3rdparty¦Transformer¦Leaking
19-0062552 | Equipment Failure/Involved | Overhead | Pole-Wood | Broken | 2019 | Tier 2 - Elevated | Distribution Circuit | 6 | 4 | 2019-06-04 | 397385 | Sus | Y | EquipmentFailureInvolved¦Overhead¦PoleWood¦Broken
19-0065697 | Vegetation | Tree - branch fell on line | Conductor, Overhead | Broken | 2019 | Tier 3 - Extreme | Distribution Circuit | 6 | 10 | 2019-06-10 | 404842 | Sus | Y | Vegetation¦Treebranchfellonline¦ConductorOverhead¦Broken
19-0073039 | Equipment Failure/Involved | Overhead | Transformer | Deteriorated | 2019 | Tier 2 - Elevated | Transformer only | 6 | 28 | 2019-06-28 | 433243 | Sus | Y | EquipmentFailureInvolved¦Overhead¦Transformer¦Deteriorated
19-0078790 | Unknown Cause | Patrol - found nothing |  |  | 2019 | Tier 3 - Extreme | Distribution Circuit | 7 | 18 | 2019-07-18 | 457693 | Sus | Y | UnknownCause¦Patrolfoundnothing¦¦
19-0085145 | Unknown Cause | Patrol - found nothing |  |  | 2019 | Tier 2 - Elevated | Distribution Circuit | 8 | 7 | 2019-08-07 | 488373 | Sus | Y | UnknownCause¦Patrolfoundnothing¦¦
19-0094074 | Equipment Failure/Involved | Overhead | Transformer | Failed/Faulted | 2019 | Tier 3 - Extreme | Transformer only | 8 | 30 | 2019-08-30 | 547962 | Sus | Y | EquipmentFailureInvolved¦Overhead¦Transformer¦FailedFaulted
19-0096446 | Company Initiated | Construction Activity/equip, company | Conductor, Overhead | Together | 2019 | Tier 3 - Extreme | Distribution Circuit | 9 | 7 | 2019-09-07 | 561654 | Sus | Y | CompanyInitiated¦ConstructionActivityequipcompany¦ConductorOverhead¦Together
19-0096480 | Equipment Failure/Involved | Overhead |  | Broken | 2019 | Tier 2 - Elevated | Transformer only | 9 | 7 | 2019-09-07 | 562188 | Sus | Y | EquipmentFailureInvolved¦Overhead¦¦Broken
19-0097971 | Vegetation | Tree - fell into line | Fuse | Failed/Faulted | 2019 | Tier 2 - Elevated | Distribution Circuit | 9 | 11 | 2019-09-11 | 572546 | Sus | Y | Vegetation¦Treefellintoline¦Fuse¦FailedFaulted
19-0098933 | Animal | Squirrel | Conductor, Overhead | Normal | 2019 | Tier 3 - Extreme | Distribution Circuit | 9 | 13 | 2019-09-13 | 579081 | Sus | Y | Animal¦Squirrel¦ConductorOverhead¦Normal
19-0099482 | Unknown Cause | Patrol - found nothing |  |  | 2019 | Tier 3 - Extreme | Distribution Circuit | 9 | 16 | 2019-09-16 | 584455 | Sus | Y | UnknownCause¦Patrolfoundnothing¦¦
19-0099482 | Unknown Cause | Patrol - found nothing |  |  | 2019 | Tier 3 - Extreme | Distribution Circuit | 9 | 16 | 2019-09-16 | 584455 | Sus | Y | UnknownCause¦Patrolfoundnothing¦¦
19-0102206 | Environmental/External | Fire, Forest/Grass | Pole-Wood | Broken, wire on ground | 2019 | Tier 3 - Extreme | Distribution Circuit | 9 | 22 | 2019-09-22 | 603245 | Sus | Y | EnvironmentalExternal¦FireForestGrass¦PoleWood¦Brokenwireonground
19-0103655 | Animal | Bird found | Conductor, Overhead | Normal | 2019 | Tier 3 - Extreme | Distribution Circuit | 9 | 25 | 2019-09-25 | 614977 | Sus | Y | Animal¦Birdfound¦ConductorOverhead¦Normal
19-0109213 | Wildfire Mitigation | Public Safety Power Shut-off | Conductor, Overhead | Normal | 2019 | Tier 3 - Extreme | Distribution Circuit | 10 | 9 | 2019-10-09 | 652483 | Sus | Y | WildfireMitigation¦PublicSafetyPowerShutoff¦ConductorOverhead¦Normal
19-0115033 | Wildfire Mitigation | Public Safety Power Shut-off | Conductor, Overhead | Normal | 2019 | Tier 2 - Elevated | Distribution Circuit | 10 | 23 | 2019-10-23 | 677834 | Sus | Y | WildfireMitigation¦PublicSafetyPowerShutoff¦ConductorOverhead¦Normal
19-0116059 | Wildfire Mitigation | Public Safety Power Shut-off | Fuse | Normal | 2019 | Tier 2 - Elevated | Distribution Circuit | 10 | 26 | 2019-10-26 | 681041 | Sus | Y | WildfireMitigation¦PublicSafetyPowerShutoff¦Fuse¦Normal
19-0120209 | Equipment Failure/Involved | Overhead | Transformer (OH) | Failed/Faulted | 2019 | Tier 2 - Elevated | Distribution Circuit | 11 | 1 | 2019-11-01 | 697424 | Sus | Y | EquipmentFailureInvolved¦Overhead¦Transformer(OH)¦FailedFaulted
19-0122720 | Equipment Failure/Involved | Overhead | Transformer | Failed/Faulted | 2019 | Tier 3 - Extreme | Transformer only | 11 | 7 | 2019-11-07 | 702255 | Sus | Y | EquipmentFailureInvolved¦Overhead¦Transformer¦FailedFaulted
19-0124646 | Equipment Failure/Involved | Overhead | Transformer (OH) | Failed/Faulted | 2019 | Tier 3 - Extreme | Distribution Circuit | 11 | 14 | 2019-11-14 | 706687 | Sus | Y | EquipmentFailureInvolved¦Overhead¦Transformer(OH)¦FailedFaulted
19-0125247 | Animal | Squirrel | Lightning Arrestor | Failed/Faulted | 2019 | Tier 3 - Extreme | Distribution Circuit | 11 | 15 | 2019-11-15 | 707774 | Sus | Y | Animal¦Squirrel¦LightningArrestor¦FailedFaulted
19-0128116 | Equipment Failure/Involved | Overhead | Transformer | Failed/Faulted | 2019 | Tier 2 - Elevated | Transformer only | 11 | 24 | 2019-11-24 | 713911 | Sus | Y | EquipmentFailureInvolved¦Overhead¦Transformer¦FailedFaulted
19-0130277 | Unknown Cause | Patrol - found nothing |  |  | 2019 | Tier 2 - Elevated | Distribution Circuit | 11 | 27 | 2019-11-27 | 720391 | Sus | Y | UnknownCause¦Patrolfoundnothing¦¦
19-0130369 | Equipment Failure/Involved | Overhead | Service conductor | Broken, wire on ground | 2019 | Tier 2 - Elevated | Distribution Circuit | 11 | 27 | 2019-11-27 | 720542 | Sus | Y | EquipmentFailureInvolved¦Overhead¦Serviceconductor¦Brokenwireonground
19-0130812 | Equipment Failure/Involved | Overhead | Conductor, Overhead | Arcing | 2019 | Tier 3 - Extreme | Distribution Circuit | 11 | 28 | 2019-11-28 | 722771 | Sus | Y | EquipmentFailureInvolved¦Overhead¦ConductorOverhead¦Arcing
19-0130899 | Vegetation | Tree - branch fell on line | Conductor, Overhead | Broken, wire on ground | 2019 | Tier 3 - Extreme | Distribution Circuit | 11 | 28 | 2019-11-28 | 722691 | Sus | Y | Vegetation¦Treebranchfellonline¦ConductorOverhead¦Brokenwireonground
19-0131730 | Unknown Cause | Patrol - found nothing |  |  | 2019 | Tier 2 - Elevated | Distribution Circuit | 11 | 30 | 2019-11-30 | 725218 | Sus | Y | UnknownCause¦Patrolfoundnothing¦¦
19-0134675 | Vegetation | Tree - grew into line | Secondary | Broken, wire on ground | 2019 | Tier 2 - Elevated | Transformer only | 12 | 7 | 2019-12-07 | 732148 | Sus | N | Vegetation¦Treegrewintoline¦Secondary¦Brokenwireonground
19-0135604 | Vegetation | Tree - fell into line | Conductor, Overhead | Broken, wire on ground | 2019 | Tier 3 - Extreme | Distribution Circuit | 12 | 10 | 2019-12-10 | 735306 | Sus | N | Vegetation¦Treefellintoline¦ConductorOverhead¦Brokenwireonground
19-0135711 | Equipment Failure/Involved | Overhead | Transformer | Deteriorated | 2019 | Tier 2 - Elevated | Distribution Circuit | 12 | 10 | 2019-12-10 | 735953 | Sus | N | EquipmentFailureInvolved¦Overhead¦Transformer¦Deteriorated
20-0010071 | Unknown Cause | Patrol - found nothing |  |  | 2020 | Tier 2 - Elevated | Distribution Circuit | 1 | 16 | 2020-01-16 | 763082 | Sus | N | UnknownCause¦Patrolfoundnothing¦¦
20-0010368 | Vegetation | Tree - branch fell on line | Conductor, Overhead | Normal | 2020 | Tier 3 - Extreme | Distribution Circuit | 1 | 16 | 2020-01-16 | 763307 | Sus | N | Vegetation¦Treebranchfellonline¦ConductorOverhead¦Normal
20-0016858 | 3rd Party | Tree - cutting, 3rd party | Conductor, Overhead | Normal | 2020 | Tier 2 - Elevated | Distribution Circuit | 2 | 3 | 2020-02-03 | 776962 | Sus | N | 3rdParty¦Treecutting3rdparty¦ConductorOverhead¦Normal
20-0017083 | Animal | Bird found | Transformer | Failed/Faulted | 2020 | Tier 2 - Elevated | Transformer only | 2 | 4 | 2020-02-04 | 777483 | Sus | N | Animal¦Birdfound¦Transformer¦FailedFaulted
20-0019176 | Unknown Cause | Patrol - found nothing |  |  | 2020 | Tier 2 - Elevated | Distribution Circuit | 2 | 9 | 2020-02-09 | 782273 | Sus | N | UnknownCause¦Patrolfoundnothing¦¦
20-0019753 | Unknown Cause | Patrol - found nothing |  |  | 2020 | Tier 3 - Extreme | Distribution Circuit | 2 | 9 | 2020-02-09 | 785114 | Sus | N | UnknownCause¦Patrolfoundnothing¦¦
20-0022994 | Equipment Failure/Involved | Overhead | Transformer (OH) | Failed/Faulted | 2020 | Tier 2 - Elevated | Transformer only | 2 | 17 | 2020-02-17 | 792789 | Sus | N | EquipmentFailureInvolved¦Overhead¦Transformer(OH)¦FailedFaulted
20-0032429 | Vegetation | Tree - branch fell on line | Other | Broken | 2020 | Tier 3 - Extreme | Distribution Circuit | 3 | 15 | 2020-03-15 | 852696 | Sus | N | Vegetation¦Treebranchfellonline¦Other¦Broken
20-0033082 | Vegetation | Tree - branch fell on line | Transformer (OH) | Broken, wire on ground | 2020 | Tier 2 - Elevated | Distribution Circuit | 3 | 16 | 2020-03-16 | 855707 | Sus | N | Vegetation¦Treebranchfellonline¦Transformer(OH)¦Brokenwireonground
20-0033152 | Unknown Cause | Patrol - not conducted |  |  | 2020 | Tier 2 - Elevated | Distribution Circuit | 3 | 17 | 2020-03-17 | 856181 | Sus | N | UnknownCause¦Patrolnotconducted¦¦
20-0033355 | Unknown Cause | Patrol - found nothing |  |  | 2020 | Tier 3 - Extreme | Distribution Circuit | 3 | 16 | 2020-03-16 | 853245 | Sus | N | UnknownCause¦Patrolfoundnothing¦¦
20-0034523 | Unknown Cause | Patrol - found nothing |  |  | 2020 | Tier 2 - Elevated | Distribution Circuit | 3 | 19 | 2020-03-19 | 859280 | Sus | N | UnknownCause¦Patrolfoundnothing¦¦
20-0034822 | Vegetation | Tree - branch fell on line | Conductor, Overhead | Normal | 2020 | Tier 3 - Extreme | Distribution Circuit | 3 | 15 | 2020-03-15 | 860005 | Sus | N | Vegetation¦Treebranchfellonline¦ConductorOverhead¦Normal
20-0039012 | Vegetation | Tree - branch fell on line | Transformer | Broken | 2020 | Tier 3 - Extreme | Transformer only | 4 | 6 | 2020-04-06 | 885666 | Sus | N | Vegetation¦Treebranchfellonline¦Transformer¦Broken
20-0042640 | Equipment Failure/Involved | Overhead | Transformer | Failed/Faulted | 2020 | Tier 2 - Elevated | Transformer only | 4 | 19 | 2020-04-19 | 897694 | Sus | N | EquipmentFailureInvolved¦Overhead¦Transformer¦FailedFaulted
20-0048984 | 3rd Party | Vehicle | Pole-Wood | Broken | 2020 | Tier 2 - Elevated | Distribution Circuit | 5 | 11 | 2020-05-11 | 910956 | Sus | Y | 3rdParty¦Vehicle¦PoleWood¦Broken
20-0051574 | Unknown Cause | Patrol - found nothing |  |  | 2020 | Tier 2 - Elevated | Distribution Circuit | 5 | 18 | 2020-05-18 | 917176 | Sus | Y | UnknownCause¦Patrolfoundnothing¦¦
20-0055916 | Unknown Cause | Patrol - found nothing |  |  | 2020 | Tier 2 - Elevated | Distribution Circuit | 5 | 30 | 2020-05-30 | 926233 | Sus | Y | UnknownCause¦Patrolfoundnothing¦¦
20-0055930 | Environmental/External | Lightning | Transformer | Failed/Faulted | 2020 | Tier 2 - Elevated | Transformer only | 5 | 30 | 2020-05-30 | 926202 | Sus | Y | EnvironmentalExternal¦Lightning¦Transformer¦FailedFaulted
20-0057286 | Equipment Failure/Involved | Overhead |  | Failed/Faulted | 2020 | Tier 2 - Elevated | Transformer only | 6 | 3 | 2020-06-03 | 929831 | Sus | Y | EquipmentFailureInvolved¦Overhead¦¦FailedFaulted
20-0060837 | Equipment Failure/Involved | Overhead | Transformer | Failed/Faulted | 2020 | Tier 3 - Extreme | Transformer only | 6 | 12 | 2020-06-12 | 938267 | Sus | Y | EquipmentFailureInvolved¦Overhead¦Transformer¦FailedFaulted
20-0061026 | Vegetation | Tree - fell into line | Pole-Wood | Broken | 2020 | Tier 2 - Elevated | Distribution Circuit | 6 | 14 | 2020-06-14 | 938906 | Sus | Y | Vegetation¦Treefellintoline¦PoleWood¦Broken
20-0065129 | Unknown Cause | Patrol - found nothing |  |  | 2020 | Tier 2 - Elevated | Distribution Circuit | 6 | 25 | 2020-06-25 | 947595 | Sus | Y | UnknownCause¦Patrolfoundnothing¦¦
20-0065129 | Unknown Cause | Patrol - found nothing |  |  | 2020 | Tier 2 - Elevated | Distribution Circuit | 6 | 25 | 2020-06-25 | 947595 | Sus | Y | UnknownCause¦Patrolfoundnothing¦¦
20-0071560 | Unknown Cause | Patrol - found nothing |  |  | 2020 | Tier 2 - Elevated | Distribution Circuit | 7 | 14 | 2020-07-14 | 964075 | Sus | Y | UnknownCause¦Patrolfoundnothing¦¦
20-0072432 | Unknown Cause | Patrol - found nothing |  |  | 2020 | Tier 2 - Elevated | Distribution Circuit | 7 | 15 | 2020-07-15 | 965570 | Sus | Y | UnknownCause¦Patrolfoundnothing¦¦
20-0084659 | Environmental/External | Lightning | Transformer (OH) | Burned/flashed | 2020 | Tier 2 - Elevated | Distribution Circuit | 8 | 16 | 2020-08-16 | 1010159 | Sus | Y | EnvironmentalExternal¦Lightning¦Transformer(OH)¦Burnedflashed
20-0085649 | Vegetation | Tree - branch fell on line | Conductor, Overhead | Normal | 2020 | Tier 3 - Extreme | Distribution Circuit | 8 | 16 | 2020-08-16 | 1009851 | Sus | Y | Vegetation¦Treebranchfellonline¦ConductorOverhead¦Normal
20-0085797 | Unknown Cause | Patrol - found nothing |  |  | 2020 | Tier 3 - Extreme | Distribution Circuit | 8 | 17 | 2020-08-17 | 1015955 | Sus | Y | UnknownCause¦Patrolfoundnothing¦¦
20-0086434 | Equipment Failure/Involved | Overhead | Transformer | Broken | 2020 | Tier 3 - Extreme | Transformer only | 8 | 17 | 2020-08-17 | 1016535 | Sus | Y | EquipmentFailureInvolved¦Overhead¦Transformer¦Broken
20-0087600 | Unknown Cause | Patrol - found nothing |  |  | 2020 | Tier 3 - Extreme | Distribution Circuit | 8 | 19 | 2020-08-19 | 1023732 | Sus | Y | UnknownCause¦Patrolfoundnothing¦¦
20-0087817 | Unknown Cause | Patrol - found nothing |  |  | 2020 | Tier 2 - Elevated | Distribution Circuit | 8 | 20 | 2020-08-20 | 1024059 | Sus | Y | UnknownCause¦Patrolfoundnothing¦¦
20-0088752 | Environmental/External | Lightning | Transformer | Failed/Faulted | 2020 | Tier 2 - Elevated | Transformer only | 8 | 21 | 2020-08-21 | 1026726 | Sus | Y | EnvironmentalExternal¦Lightning¦Transformer¦FailedFaulted
20-0091291 | Equipment Failure/Involved | Overhead | Transformer | Broken | 2020 | Tier 2 - Elevated | Transformer only | 8 | 29 | 2020-08-29 | 1038934 | Sus | Y | EquipmentFailureInvolved¦Overhead¦Transformer¦Broken
20-0093591 | Unknown Cause | Patrol - not conducted |  |  | 2020 | Tier 2 - Elevated | Distribution Circuit | 9 | 4 | 2020-09-04 | 1055233 | Sus | Y | UnknownCause¦Patrolnotconducted¦¦
20-0095034 | Vegetation | Tree - fell into line | Connector or Splice (OH) | Broken | 2020 | Tier 3 - Extreme | Distribution Circuit | 9 | 8 | 2020-09-08 | 1061007 | Sus | Y | Vegetation¦Treefellintoline¦ConnectororSplice(OH)¦Broken
20-0096044 | Environmental/External | Fire, Forest/Grass | Transformer | Normal | 2020 | Tier 3 - Extreme | Transformer only | 8 | 20 | 2020-08-20 | 1063540 | Sus | Y | EnvironmentalExternal¦FireForestGrass¦Transformer¦Normal
20-0096060 | Environmental/External | Fire, Forest/Grass | Transformer | Normal | 2020 | Tier 3 - Extreme | Transformer only | 8 | 20 | 2020-08-20 | 1063554 | Sus | Y | EnvironmentalExternal¦FireForestGrass¦Transformer¦Normal
20-0099135 | 3rd Party | Vehicle | Pole-Wood | Broken, wire on ground | 2020 | Tier 2 - Elevated | Distribution Circuit | 9 | 19 | 2020-09-19 | 1082049 | Sus | Y | 3rdParty¦Vehicle¦PoleWood¦Brokenwireonground
20-0103301 | Equipment Failure/Involved | Overhead | Conductor, Overhead | Broken | 2020 | Tier 2 - Elevated | Transmission line | 9 | 30 | 2020-09-30 | 1101240 | Sus | Y | EquipmentFailureInvolved¦Overhead¦ConductorOverhead¦Broken
20-0105873 | Unknown Cause | Patrol - found nothing |  |  | 2020 | Tier 2 - Elevated | Distribution Circuit | 10 | 6 | 2020-10-06 | 1112407 | Sus | Y | UnknownCause¦Patrolfoundnothing¦¦
20-0114344 | Animal | Squirrel | Fuse | Failed/Faulted | 2020 | Tier 2 - Elevated | Distribution Circuit | 10 | 28 | 2020-10-28 | 1130678 | Sus | Y | Animal¦Squirrel¦Fuse¦FailedFaulted
20-0130503 | Equipment Failure/Involved | Overhead | Transformer (OH) | Failed/Faulted | 2020 | Tier 2 - Elevated | Transformer only | 12 | 15 | 2020-12-15 | 1186880 | Sus | N | EquipmentFailureInvolved¦Overhead¦Transformer(OH)¦FailedFaulted
21-0009989 | Unknown Cause | Patrol - not conducted |  |  | 2021 | Tier 2 - Elevated | Substation - Transmission | 1 | 19 | 2021-01-19 | 1213928 | Sus | N | UnknownCause¦Patrolnotconducted¦¦
21-0014167 | Unknown Cause | Patrol - found nothing |  |  | 2021 | Tier 3 - Extreme | Transformer only | 1 | 25 | 2021-01-25 | 1223711 | Sus | N | UnknownCause¦Patrolfoundnothing¦¦
21-0015288 | Vegetation | Tree - fell into line | Pole-Wood | Broken | 2021 | Tier 2 - Elevated | Distribution Circuit | 1 | 26 | 2021-01-26 | 1229784 | Sus | N | Vegetation¦Treefellintoline¦PoleWood¦Broken
21-0015969 | Vegetation | Tree - fell into line | Pole-Wood | Broken, wire on object | 2021 | Tier 3 - Extreme | Distribution Circuit | 1 | 27 | 2021-01-27 | 1234647 | Sus | N | Vegetation¦Treefellintoline¦PoleWood¦Brokenwireonobject
21-0016741 | Vegetation | Tree - fell into line | Conductor, Overhead | Broken, wire on ground | 2021 | Tier 2 - Elevated | Distribution Circuit | 1 | 27 | 2021-01-27 | 1236424 | Sus | N | Vegetation¦Treefellintoline¦ConductorOverhead¦Brokenwireonground
21-0017011 | Vegetation | Tree - fell into line | Conductor, Overhead | Broken, wire on ground | 2021 | Tier 3 - Extreme | Distribution Circuit | 1 | 27 | 2021-01-27 | 1237872 | Sus | N | Vegetation¦Treefellintoline¦ConductorOverhead¦Brokenwireonground
21-0017756 | Vegetation | Tree - fell into line | Conductor, Overhead | Broken, wire on ground | 2021 | Tier 3 - Extreme | Distribution Circuit | 1 | 28 | 2021-01-28 | 1240083 | Sus | N | Vegetation¦Treefellintoline¦ConductorOverhead¦Brokenwireonground
21-0018642 | Equipment Failure/Involved | Overhead | Conductor, Overhead | Broken, wire on ground | 2021 | Tier 2 - Elevated | Distribution Circuit | 1 | 26 | 2021-01-26 | 1242404 | Sus | N | EquipmentFailureInvolved¦Overhead¦ConductorOverhead¦Brokenwireonground
21-0020020 | Vegetation | Tree - fell into line | Conductor, Overhead | Broken, wire on ground | 2021 | Tier 3 - Extreme | Distribution Circuit | 1 | 26 | 2021-01-26 | 1243983 | Sus | N | Vegetation¦Treefellintoline¦ConductorOverhead¦Brokenwireonground
21-0025963 | Unknown Cause | Patrol - found nothing |  |  | 2021 | Tier 2 - Elevated | Distribution Circuit | 2 | 16 | 2021-02-16 | 1255907 | Sus | N | UnknownCause¦Patrolfoundnothing¦¦
21-0026716 | Equipment Failure/Involved | Overhead | Conductor, Overhead | Deteriorated | 2021 | Tier 3 - Extreme | Distribution Circuit | 2 | 17 | 2021-02-17 | 1256778 | Sus | N | EquipmentFailureInvolved¦Overhead¦ConductorOverhead¦Deteriorated
21-0030167 | Vegetation | Tree - branch fell on line | Crossarm, Wood | Broken | 2021 | Tier 2 - Elevated | Distribution Circuit | 2 | 26 | 2021-02-26 | 1263291 | Sus | N | Vegetation¦Treebranchfellonline¦CrossarmWood¦Broken
21-0033982 | Equipment Failure/Involved | Overhead | Connector or Splice (OH) | Broken, wire on ground | 2021 | Tier 2 - Elevated | Distribution Circuit | 3 | 9 | 2021-03-09 | 1275476 | Sus | N | EquipmentFailureInvolved¦Overhead¦ConnectororSplice(OH)¦Brokenwireonground
21-0034961 | Equipment Failure/Involved | Overhead | Transformer | Failed/Faulted | 2021 | Tier 2 - Elevated | Transformer only | 3 | 10 | 2021-03-10 | 1277981 | Sus | N | EquipmentFailureInvolved¦Overhead¦Transformer¦FailedFaulted
21-0036347 | Vegetation | Tree - fell into line | Transformer | Broken, wire on ground | 2021 | Tier 3 - Extreme | Transformer only | 3 | 15 | 2021-03-15 | 1282400 | Sus | N | Vegetation¦Treefellintoline¦Transformer¦Brokenwireonground
21-0036350 | Vegetation | Tree - fell into line | Conductor, Overhead | Broken, wire on ground | 2021 | Tier 2 - Elevated | Distribution Circuit | 3 | 15 | 2021-03-15 | 1282447 | Sus | N | Vegetation¦Treefellintoline¦ConductorOverhead¦Brokenwireonground
21-0036690 | Vegetation | Tree - fell into line | Conductor, Overhead | Broken, wire on ground | 2021 | Tier 3 - Extreme | Distribution Circuit | 3 | 15 | 2021-03-15 | 1283312 | Sus | N | Vegetation¦Treefellintoline¦ConductorOverhead¦Brokenwireonground
21-0041884 | Equipment Failure/Involved | Electrical Overload | Transformer | Failed/Faulted | 2021 | Tier 2 - Elevated | Transformer only | 3 | 28 | 2021-03-28 | 1301884 | Sus | N | EquipmentFailureInvolved¦ElectricalOverload¦Transformer¦FailedFaulted
21-0054287 | Equipment Failure/Involved | Electrical Overload | Conductor, Overhead | Burned/flashed | 2021 | Tier 2 - Elevated | Transformer only | 4 | 28 | 2021-04-28 | 1336085 | Sus | N | EquipmentFailureInvolved¦ElectricalOverload¦ConductorOverhead¦Burnedflashed
21-0064123 | Vegetation | Tree - fell into line | Conductor, Overhead | Broken, wire on ground | 2021 | Tier 2 - Elevated | Distribution Circuit | 5 | 20 | 2021-05-20 | 1355033 | Sus | Y | Vegetation¦Treefellintoline¦ConductorOverhead¦Brokenwireonground
21-0072629 | Animal | Squirrel | Conductor, Overhead | Together | 2021 | Tier 2 - Elevated | Distribution Circuit | 6 | 10 | 2021-06-10 | 1370177 | Sus | Y | Animal¦Squirrel¦ConductorOverhead¦Together
21-0076339 | Equipment Failure/Involved | Overhead | Fuse | Arcing | 2021 | Tier 2 - Elevated | Distribution Circuit | 6 | 18 | 2021-06-18 | 1377954 | Sus | Y | EquipmentFailureInvolved¦Overhead¦Fuse¦Arcing
21-0076339 | Equipment Failure/Involved | Overhead | Fuse | Arcing | 2021 | Tier 2 - Elevated | Distribution Circuit | 6 | 18 | 2021-06-18 | 1377954 | Sus | Y | EquipmentFailureInvolved¦Overhead¦Fuse¦Arcing
21-0088805 | Equipment Failure/Involved | Overhead | Transformer (OH) | Failed/Faulted | 2021 | Tier 2 - Elevated | Transformer only | 7 | 13 | 2021-07-13 | 1403206 | Sus | Y | EquipmentFailureInvolved¦Overhead¦Transformer(OH)¦FailedFaulted
21-0093767 | Environmental/External | Fire, Forest/Grass | Pole-Wood | Broken, wire on ground | 2021 | Tier 2 - Elevated | Distribution Circuit | 7 | 22 | 2021-07-22 | 1411749 | Sus | Y | EnvironmentalExternal¦FireForestGrass¦PoleWood¦Brokenwireonground
21-0097170 | 3rd Party | Vehicle | Pole-Wood | Broken | 2021 | Tier 2 - Elevated | Distribution Circuit | 7 | 30 | 2021-07-30 | 1420542 | Sus | Y | 3rdParty¦Vehicle¦PoleWood¦Broken
21-0099115 | Equipment Failure/Involved | Underground | Metering Equipment | Broken | 2021 | Tier 3 - Extreme | Distribution Circuit | 8 | 3 | 2021-08-03 | 1429704 | Sus | Y | EquipmentFailureInvolved¦Underground¦MeteringEquipment¦Broken
21-0101660 | Unknown Cause | Patrol - found nothing |  |  | 2021 | Tier 2 - Elevated | Distribution Circuit | 8 | 7 | 2021-08-07 | 1436966 | Sus | Y | UnknownCause¦Patrolfoundnothing¦¦
21-0104101 | Equipment Failure/Involved | Electrical Overload | Transformer | Failed/Faulted | 2021 | Tier 2 - Elevated | Transformer only | 8 | 13 | 2021-08-13 | 1441820 | Sus | Y | EquipmentFailureInvolved¦ElectricalOverload¦Transformer¦FailedFaulted
21-0104729 | Animal | Other | Lightning Arrestor | Broken | 2021 | Tier 2 - Elevated | Distribution Circuit | 8 | 15 | 2021-08-15 | 1443048 | Sus | Y | Animal¦Other¦LightningArrestor¦Broken
21-0108009 | Equipment Failure/Involved | Overhead | Transformer (OH) | Broken | 2021 | Tier 2 - Elevated | Transformer only | 8 | 22 | 2021-08-22 | 1450273 | Sus | Y | EquipmentFailureInvolved¦Overhead¦Transformer(OH)¦Broken
21-0110669 | Environmental/External | Fire, Forest/Grass | Pole-Wood | Broken, wire on ground | 2021 | Tier 2 - Elevated | Distribution Circuit | 8 | 28 | 2021-08-28 | 1457136 | Sus | Y | EnvironmentalExternal¦FireForestGrass¦PoleWood¦Brokenwireonground
21-0116431 | Animal | Squirrel | Cutout, fuse holder | Burned/flashed | 2021 | Tier 3 - Extreme | Distribution Circuit | 9 | 11 | 2021-09-11 | 1469451 | Sus | Y | Animal¦Squirrel¦Cutoutfuseholder¦Burnedflashed
21-0121584 | Unknown Cause | Patrol - found nothing |  |  | 2021 | Tier 3 - Extreme | Transformer only | 9 | 23 | 2021-09-23 | 1478785 | Sus | Y | UnknownCause¦Patrolfoundnothing¦¦
21-0126971 | Vegetation | Tree - fell into line | Pole-Wood | Broken | 2021 | Tier 2 - Elevated | Distribution Circuit | 10 | 7 | 2021-10-07 | 1489490 | Sus | Y | Vegetation¦Treefellintoline¦PoleWood¦Broken
21-0127487 | Wildfire Mitigation | CWSP - Vegetation Removal | Conductor, Overhead | Normal | 2021 | Tier 2 - Elevated | Distribution Circuit | 10 | 8 | 2021-10-08 | 1489930 | Sus | Y | WildfireMitigation¦CWSPVegetationRemoval¦ConductorOverhead¦Normal
21-0129437 | Unknown Cause | Patrol - found nothing |  |  | 2021 | Tier 2 - Elevated | Distribution Circuit | 10 | 11 | 2021-10-11 | 1495237 | Sus | Y | UnknownCause¦Patrolfoundnothing¦¦
21-0132897 | Equipment Failure/Involved | Overhead | Pole-Wood | Broken | 2021 | Tier 3 - Extreme | Distribution Circuit | 10 | 19 | 2021-10-19 | 1501666 | Sus | Y | EquipmentFailureInvolved¦Overhead¦PoleWood¦Broken
21-0133626 | Equipment Failure/Involved | Overhead | Pole-Wood | Burned/flashed | 2021 | Tier 3 - Extreme | Distribution Circuit | 10 | 20 | 2021-10-20 | 1502983 | Sus | Y | EquipmentFailureInvolved¦Overhead¦PoleWood¦Burnedflashed
21-0136285 | Equipment Failure/Involved | Overhead | Insulator | Broken | 2021 | Tier 3 - Extreme | Distribution Circuit | 10 | 24 | 2021-10-24 | 1511455 | Sus | Y | EquipmentFailureInvolved¦Overhead¦Insulator¦Broken
21-0137162 | Vegetation | Tree - fell into line | Conductor, Overhead | Burned/flashed | 2021 | Tier 2 - Elevated | Distribution Circuit | 10 | 25 | 2021-10-25 | 1518378 | Sus | Y | Vegetation¦Treefellintoline¦ConductorOverhead¦Burnedflashed
21-0139124 | 3rd Party | Vehicle | Anchor or Guy | Bent or Twisted | 2021 | Tier 2 - Elevated | Distribution Circuit | 10 | 28 | 2021-10-28 | 1523759 | Sus | Y | 3rdParty¦Vehicle¦AnchororGuy¦BentorTwisted
21-0140610 | 3rd Party | Customer Equipment | Pole-Wood | Broken | 2021 | Tier 2 - Elevated | Transformer only | 11 | 1 | 2021-11-01 | 1527136 | Sus | Y | 3rdParty¦CustomerEquipment¦PoleWood¦Broken
21-0148110 | Equipment Failure/Involved | Overhead | Conductor, Overhead | Broken, wire on ground | 2021 | Tier 2 - Elevated | Distribution Circuit | 11 | 18 | 2021-11-18 | 1549480 | Sus | Y | EquipmentFailureInvolved¦Overhead¦ConductorOverhead¦Brokenwireonground
21-0156173 | Unknown Cause | Patrol - found nothing |  |  | 2021 | Tier 3 - Extreme | Distribution Circuit | 12 | 8 | 2021-12-08 | 1562431 | Sus | N | UnknownCause¦Patrolfoundnothing¦¦
21-0156968 | Vegetation | Tree - fell into line | Conductor, Overhead | Burned/flashed | 2021 | Tier 3 - Extreme | Distribution Circuit | 12 | 13 | 2021-12-13 | 1566176 | Sus | N | Vegetation¦Treefellintoline¦ConductorOverhead¦Burnedflashed
21-0157645 | Unknown Cause | Patrol - found nothing |  |  | 2021 | Tier 2 - Elevated | Transformer only | 12 | 13 | 2021-12-13 | 1568989 | Sus | N | UnknownCause¦Patrolfoundnothing¦¦
21-0158008 | Unknown Cause | Patrol - found nothing |  |  | 2021 | Tier 3 - Extreme | Transformer only | 12 | 14 | 2021-12-14 | 1569859 | Sus | N | UnknownCause¦Patrolfoundnothing¦¦
21-0158182 | Vegetation | Tree - branch fell on line | Conductor, Overhead | Normal | 2021 | Tier 3 - Extreme | Distribution Circuit | 12 | 14 | 2021-12-14 | 1571713 | Sus | N | Vegetation¦Treebranchfellonline¦ConductorOverhead¦Normal
21-0158205 | Vegetation | Tree - fell into line | Pole-Wood | Broken | 2021 | Tier 2 - Elevated | Distribution Circuit | 12 | 14 | 2021-12-14 | 1571588 | Sus | N | Vegetation¦Treefellintoline¦PoleWood¦Broken
21-0158760 | Vegetation | Tree - fell into line | Crossarm, Wood | Broken, wire on ground | 2021 | Tier 2 - Elevated | Distribution Circuit | 12 | 16 | 2021-12-16 | 1574085 | Sus | N | Vegetation¦Treefellintoline¦CrossarmWood¦Brokenwireonground
21-0159885 | Unknown Cause | Patrol - found nothing |  |  | 2021 | Tier 2 - Elevated | Distribution Circuit | 12 | 20 | 2021-12-20 | 1578259 | Sus | N | UnknownCause¦Patrolfoundnothing¦¦
21-0161614 | Unknown Cause | Patrol - found nothing |  |  | 2021 | Tier 2 - Elevated | Transformer only | 12 | 28 | 2021-12-28 | 1587256 | Sus | N | UnknownCause¦Patrolfoundnothing¦¦
21-0161976 | Vegetation | Tree - branch fell on line | Conductor, Overhead | Broken, wire on ground | 2021 | Tier 3 - Extreme | Distribution Circuit | 12 | 27 | 2021-12-27 | 1590638 | Sus | N | Vegetation¦Treebranchfellonline¦ConductorOverhead¦Brokenwireonground
22-0006612 | Unknown Cause | Patrol - not conducted |  |  | 2022 | Tier 2 - Elevated | Transformer only | 1 | 5 | 2022-01-05 | 1595747 | Sus | N | UnknownCause¦Patrolnotconducted¦¦
22-0007851 | Equipment Failure/Involved | Overhead | Conductor, Overhead | Broken, wire on ground | 2022 | Tier 2 - Elevated | Distribution Circuit | 1 | 10 | 2022-01-10 | 1599040 | Sus | N | EquipmentFailureInvolved¦Overhead¦ConductorOverhead¦Brokenwireonground
22-0020603 | Unknown Cause | Patrol - found nothing |  |  | 2022 | Tier 2 - Elevated | Distribution Circuit | 2 | 9 | 2022-02-09 | 1624455 | Sus | N | UnknownCause¦Patrolfoundnothing¦¦
22-0021096 | Animal | Bird found | Fuse | Failed/Faulted | 2022 | Tier 2 - Elevated | Distribution Circuit | 2 | 10 | 2022-02-10 | 1625159 | Sus | N | Animal¦Birdfound¦Fuse¦FailedFaulted
22-0021857 | Unknown Cause | Patrol - found nothing |  |  | 2022 | Tier 2 - Elevated | Distribution Circuit | 2 | 13 | 2022-02-13 | 1626537 | Sus | N | UnknownCause¦Patrolfoundnothing¦¦
22-0049706 | Equipment Failure/Involved | Overhead | Crossarm, Wood | Burned/flashed | 2022 | Tier 3 - Extreme | Distribution Circuit | 4 | 15 | 2022-04-15 | 1673701 | Sus | N | EquipmentFailureInvolved¦Overhead¦CrossarmWood¦Burnedflashed
22-0061902 | Equipment Failure/Involved | Overhead | Pole-Wood | Broken | 2022 | Tier 2 - Elevated | Distribution Circuit | 5 | 13 | 2022-05-13 | 1695665 | Sus | Y | EquipmentFailureInvolved¦Overhead¦PoleWood¦Broken
22-0064541 | Unknown Cause | Patrol - not conducted |  |  | 2022 | Tier 3 - Extreme | Transformer only | 5 | 20 | 2022-05-20 | 1705581 | Sus | Y | UnknownCause¦Patrolnotconducted¦¦
22-0070773 | 3rd Party | Vehicle | Secondary | Broken, wire on ground | 2022 | Tier 3 - Extreme | Distribution Circuit | 6 | 6 | 2022-06-06 | 1720744 | Sus | Y | 3rdParty¦Vehicle¦Secondary¦Brokenwireonground
22-0075875 | Animal | Squirrel | Conductor, Overhead | Normal | 2022 | Tier 2 - Elevated | Distribution Circuit | 6 | 18 | 2022-06-18 | 1734521 | Sus | Y | Animal¦Squirrel¦ConductorOverhead¦Normal
22-0088879 | Environmental/External | Fire, Forest/Grass | Conductor, Overhead | Normal | 2022 | Tier 2 - Elevated | Distribution Circuit | 7 | 22 | 2022-07-22 | 1763481 | Sus | Y | EnvironmentalExternal¦FireForestGrass¦ConductorOverhead¦Normal
22-0089707 | Unknown Cause | Patrol - found nothing |  |  | 2022 | Tier 2 - Elevated | Distribution Circuit | 7 | 26 | 2022-07-26 | 1765688 | Sus | Y | UnknownCause¦Patrolfoundnothing¦¦
22-0112359 | Animal | Other | Recloser | Normal | 2022 | Tier 2 - Elevated | Distribution Circuit | 9 | 19 | 2022-09-19 | 1816715 | Sus | Y | Animal¦Other¦Recloser¦Normal
22-0119067 | Unknown Cause | Patrol - found nothing |  |  | 2022 | Tier 2 - Elevated | Transformer only | 10 | 7 | 2022-10-07 | 1831320 | Sus | Y | UnknownCause¦Patrolfoundnothing¦¦
22-0120923 | Environmental/External | Lightning | Transformer (OH) | Failed/Faulted | 2022 | Tier 2 - Elevated | Distribution Circuit | 10 | 13 | 2022-10-13 | 1836169 | Sus | Y | EnvironmentalExternal¦Lightning¦Transformer(OH)¦FailedFaulted
22-0121275 | 3rd Party | Dig in, 3rd party | Conductor, Underground | Normal | 2022 | Tier 2 - Elevated | Distribution Circuit | 10 | 13 | 2022-10-13 | 1836703 | Sus | Y | 3rdParty¦Digin3rdparty¦ConductorUnderground¦Normal
22-0121279 | Unknown Cause | Patrol - found nothing |  |  | 2022 | Tier 2 - Elevated | Distribution Circuit | 10 | 13 | 2022-10-13 | 1836733 | Sus | Y | UnknownCause¦Patrolfoundnothing¦¦
22-0122160 | 3rd Party | Tree - cutting, 3rd party | Crossarm, Wood | Broken, wire on ground | 2022 | Tier 2 - Elevated | Distribution Circuit | 10 | 17 | 2022-10-17 | 1839091 | Sus | Y | 3rdParty¦Treecutting3rdparty¦CrossarmWood¦Brokenwireonground
22-0123807 | Equipment Failure/Involved | Overhead | Pole-Wood | Deteriorated | 2022 | Tier 2 - Elevated | Transformer only | 10 | 22 | 2022-10-22 | 1842604 | Sus | Y | EquipmentFailureInvolved¦Overhead¦PoleWood¦Deteriorated
22-0128332 | Unknown Cause | Patrol - not conducted |  |  | 2022 | Tier 2 - Elevated | Distribution Circuit | 11 | 6 | 2022-11-06 | 1855428 | Sus | Y | UnknownCause¦Patrolnotconducted¦¦
22-0128457 | Unknown Cause | Patrol - found nothing |  |  | 2022 | Tier 2 - Elevated | Distribution Circuit | 11 | 7 | 2022-11-07 | 1855872 | Sus | Y | UnknownCause¦Patrolfoundnothing¦¦
22-0133378 | Animal | Squirrel | Fuse | Failed/Faulted | 2022 | Tier 2 - Elevated | Distribution Circuit | 11 | 22 | 2022-11-22 | 1867562 | Sus | Y | Animal¦Squirrel¦Fuse¦FailedFaulted
22-0138751 | Unknown Cause | Patrol - found nothing |  |  | 2022 | Tier 2 - Elevated | Distribution Circuit | 12 | 10 | 2022-12-10 | 1884445 | Sus | N | UnknownCause¦Patrolfoundnothing¦¦
22-0140709 | Environmental/External | Earthquake | Conductor, Overhead | Normal | 2022 | Tier 2 - Elevated | Transmission line | 12 | 20 | 2022-12-20 | 1893922 | Sus | N | EnvironmentalExternal¦Earthquake¦ConductorOverhead¦Normal
22-0141361 | Vegetation | Tree - fell into line | Crossarm, Wood | Broken, wire on ground | 2022 | Tier 2 - Elevated | Distribution Circuit | 12 | 26 | 2022-12-26 | 1897715 | Sus | N | Vegetation¦Treefellintoline¦CrossarmWood¦Brokenwireonground
22-0142446 | Vegetation | Tree - branch fell on line | Conductor, Overhead | Normal | 2022 | Tier 2 - Elevated | Distribution Circuit | 12 | 31 | 2022-12-31 | 1902968 | Sus | N | Vegetation¦Treebranchfellonline¦ConductorOverhead¦Normal
15-0008476 | Equipment Failure/Involved | Other | Jumper | Burned Open | 2015 | Tier 2 - Elevated | Distribution Circuit | 1 | 31 | 2015-01-31 | 1170606 | Sus | N | EquipmentFailureInvolved¦Other¦Jumper¦BurnedOpen
15-0009767 | Vegetation | Tree - fell into line | Conductor, Overhead | Broken, wire on ground | 2015 | Tier 2 - Elevated | Distribution Circuit | 2 | 5 | 2015-02-05 | 1173019 | Sus | N | Vegetation¦Treefellintoline¦ConductorOverhead¦Brokenwireonground
15-0012128 | Equipment Failure/Involved | Other | Fuse | Failed/Faulted | 2015 | Tier 2 - Elevated | Distribution Circuit | 2 | 8 | 2015-02-08 | 1185094 | Sus | N | EquipmentFailureInvolved¦Other¦Fuse¦FailedFaulted
15-0026271 | Equipment Failure/Involved | Other | Transformer | Malfunctioning | 2015 | Tier 2 - Elevated | Transformer only | 4 | 13 | 2015-04-13 | 1218454 | Sus | N | EquipmentFailureInvolved¦Other¦Transformer¦Malfunctioning
15-0033111 | Unknown Cause | Patrol - found nothing |  |  | 2015 | Tier 2 - Elevated | Transformer only | 5 | 9 | 2015-05-09 | 1232127 | Sus | Y | UnknownCause¦Patrolfoundnothing¦¦
15-0035007 | 3rd Party | Vehicle | Conductor, Overhead | Broken, wire on ground | 2015 | Tier 2 - Elevated | Distribution Circuit | 5 | 18 | 2015-05-18 | 1236445 | Sus | Y | 3rdParty¦Vehicle¦ConductorOverhead¦Brokenwireonground
15-0036181 | Vegetation | Tree - fell into line | Conductor, Overhead | Broken, wire on ground | 2015 | Tier 2 - Elevated | Distribution Circuit | 5 | 23 | 2015-05-23 | 1238882 | Sus | Y | Vegetation¦Treefellintoline¦ConductorOverhead¦Brokenwireonground
15-0037112 | Vegetation | Tree - fell into line | Service conductor | Broken, wire on ground | 2015 | Tier 2 - Elevated | Transformer only | 5 | 28 | 2015-05-28 | 1240791 | Sus | Y | Vegetation¦Treefellintoline¦Serviceconductor¦Brokenwireonground
15-0038605 | 3rd Party | Vehicle | Pole-Wood | Broken | 2015 | Tier 3 - Extreme | Distribution Circuit | 6 | 4 | 2015-06-04 | 1243877 | Sus | Y | 3rdParty¦Vehicle¦PoleWood¦Broken
15-0040246 | Equipment Failure/Involved | Overhead | Transformer (OH) | Failed/Faulted | 2015 | Tier 2 - Elevated | Distribution Circuit | 6 | 10 | 2015-06-10 | 1248852 | Sus | Y | EquipmentFailureInvolved¦Overhead¦Transformer(OH)¦FailedFaulted
15-0040452 | Vegetation | Tree - fell into line | Conductor, Overhead | Broken, wire on ground | 2015 | Tier 3 - Extreme | Distribution Circuit | 6 | 11 | 2015-06-11 | 1249301 | Sus | Y | Vegetation¦Treefellintoline¦ConductorOverhead¦Brokenwireonground
15-0040552 | Equipment Failure/Involved | Overhead | Transformer (OH) | Normal | 2015 | Tier 2 - Elevated | Transformer only | 6 | 12 | 2015-06-12 | 1249609 | Sus | Y | EquipmentFailureInvolved¦Overhead¦Transformer(OH)¦Normal
15-0044233 | Unknown Cause | Patrol - found nothing |  |  | 2015 | Tier 3 - Extreme | Distribution Circuit | 6 | 30 | 2015-06-30 | 1259191 | Sus | Y | UnknownCause¦Patrolfoundnothing¦¦
15-0045712 | Equipment Failure/Involved | Overhead | Transformer | Failed/Faulted | 2015 | Tier 2 - Elevated | Transformer only | 7 | 6 | 2015-07-06 | 1263503 | Sus | Y | EquipmentFailureInvolved¦Overhead¦Transformer¦FailedFaulted
15-0048222 | Vegetation | Tree - fell into line | Conductor, Overhead | On Ground | 2015 | Tier 2 - Elevated | Distribution Circuit | 7 | 17 | 2015-07-17 | 1269601 | Sus | Y | Vegetation¦Treefellintoline¦ConductorOverhead¦OnGround
15-0052506 | Animal | Other | Fuse | Failed/Faulted | 2015 | Tier 2 - Elevated | Distribution Circuit | 8 | 4 | 2015-08-04 | 1282267 | Sus | Y | Animal¦Other¦Fuse¦FailedFaulted
15-0055492 | Animal | Squirrel | Fuse | Failed/Faulted | 2015 | Tier 3 - Extreme | Distribution Circuit | 8 | 17 | 2015-08-17 | 1289982 | Sus | Y | Animal¦Squirrel¦Fuse¦FailedFaulted
15-0067604 | 3rd Party | Vehicle | Pole-Wood | Broken, wire on ground | 2015 | Tier 2 - Elevated | Distribution Circuit | 10 | 3 | 2015-10-03 | 1315945 | Sus | Y | 3rdParty¦Vehicle¦PoleWood¦Brokenwireonground
15-0067718 | Vegetation | Tree - branch fell on line | Conductor, Overhead | Normal | 2015 | Tier 2 - Elevated | Distribution Circuit | 10 | 4 | 2015-10-04 | 1316389 | Sus | Y | Vegetation¦Treebranchfellonline¦ConductorOverhead¦Normal
15-0068642 | Unknown Cause | Patrol - found nothing |  |  | 2015 | Tier 2 - Elevated | Distribution Circuit | 10 | 7 | 2015-10-07 | 1318204 | Sus | Y | UnknownCause¦Patrolfoundnothing¦¦
15-0069396 | Equipment Failure/Involved | Fire, pole | Pole-Wood | Broken, wire on ground | 2015 | Tier 2 - Elevated | Distribution Circuit | 10 | 10 | 2015-10-10 | 1319809 | Sus | Y | EquipmentFailureInvolved¦Firepole¦PoleWood¦Brokenwireonground
15-0071176 | Vegetation | Tree - branch fell on line | Conductor, Overhead | Normal | 2015 | Tier 2 - Elevated | Distribution Circuit | 10 | 17 | 2015-10-17 | 1323859 | Sus | Y | Vegetation¦Treebranchfellonline¦ConductorOverhead¦Normal
15-0071187 | Equipment Failure/Involved | Overhead | Crossarm, Wood | Broken | 2015 | Tier 2 - Elevated | Distribution Circuit | 10 | 17 | 2015-10-17 | 1323882 | Sus | Y | EquipmentFailureInvolved¦Overhead¦CrossarmWood¦Broken
15-0071344 | Environmental/External | Lightning | Transformer (OH) | Failed/Faulted | 2015 | Tier 2 - Elevated | Transformer only | 10 | 17 | 2015-10-17 | 1324412 | Sus | Y | EnvironmentalExternal¦Lightning¦Transformer(OH)¦FailedFaulted
15-0076308 | Unknown Cause | Patrol - found nothing |  |  | 2015 | Tier 3 - Extreme | Distribution Circuit | 11 | 7 | 2015-11-07 | 1336904 | Sus | Y | UnknownCause¦Patrolfoundnothing¦¦
15-0081347 | Animal | Squirrel | Fuse | Failed/Faulted | 2015 | Tier 2 - Elevated | Distribution Circuit | 11 | 27 | 2015-11-27 | 1349258 | Sus | Y | Animal¦Squirrel¦Fuse¦FailedFaulted
15-0086142 | Vegetation | Tree - fell into line | Conductor, Overhead | On Ground | 2015 | Tier 3 - Extreme | Distribution Circuit | 12 | 18 | 2015-12-18 | 1366389 | Sus | N | Vegetation¦Treefellintoline¦ConductorOverhead¦OnGround
15-0087289 | Environmental/External | Ice or snow | Crossarm, Wood | Broken | 2015 | Tier 2 - Elevated | Distribution Circuit | 12 | 25 | 2015-12-25 | 1371604 | Sus | N | EnvironmentalExternal¦Iceorsnow¦CrossarmWood¦Broken
16-0002417 | Unknown Cause | Patrol - found nothing |  |  | 2016 | Tier 2 - Elevated | Distribution Circuit | 1 | 1 | 2016-01-01 | 1375566 | Sus | N | UnknownCause¦Patrolfoundnothing¦¦
16-0002588 | Animal | Squirrel | Cutout, fuse holder | Burned/flashed | 2016 | Tier 2 - Elevated | Distribution Circuit | 1 | 3 | 2016-01-03 | 1376348 | Sus | N | Animal¦Squirrel¦Cutoutfuseholder¦Burnedflashed
16-0003652 | Unknown Cause | Patrol - found nothing |  |  | 2016 | Tier 3 - Extreme | Distribution Circuit | 1 | 6 | 2016-01-06 | 1379126 | Sus | N | UnknownCause¦Patrolfoundnothing¦¦
16-0003738 | Vegetation | Tree - fell into line | Conductor, Overhead | Broken, wire on ground | 2016 | Tier 2 - Elevated | Distribution Circuit | 1 | 7 | 2016-01-07 | 1379367 | Sus | N | Vegetation¦Treefellintoline¦ConductorOverhead¦Brokenwireonground
16-0005492 | Equipment Failure/Involved | Overhead | Anchor or Guy | Broken, wire on ground | 2016 | Tier 2 - Elevated | Distribution Circuit | 1 | 14 | 2016-01-14 | 1384244 | Sus | N | EquipmentFailureInvolved¦Overhead¦AnchororGuy¦Brokenwireonground
16-0007675 | Vegetation | Tree - fell into line | Conductor, Overhead | Broken, wire on ground | 2016 | Tier 3 - Extreme | Distribution Circuit | 1 | 23 | 2016-01-23 | 1390504 | Sus | N | Vegetation¦Treefellintoline¦ConductorOverhead¦Brokenwireonground
16-0009474 | Vegetation | Tree - fell into line | Conductor, Overhead | Broken, wire on ground | 2016 | Tier 3 - Extreme | Distribution Circuit | 1 | 31 | 2016-01-31 | 1395231 | Sus | N | Vegetation¦Treefellintoline¦ConductorOverhead¦Brokenwireonground
16-0011145 | Animal | Squirrel | Fuse | Failed/Faulted | 2016 | Tier 3 - Extreme | Transformer only | 2 | 7 | 2016-02-07 | 1399690 | Sus | N | Animal¦Squirrel¦Fuse¦FailedFaulted
16-0011192 | Unknown Cause | Patrol - found nothing |  |  | 2016 | Tier 3 - Extreme | Distribution Circuit | 2 | 7 | 2016-02-07 | 1399888 | Sus | N | UnknownCause¦Patrolfoundnothing¦¦
16-0012640 | 3rd Party | Tree - cutting, 3rd party | Conductor, Overhead | Together | 2016 | Tier 2 - Elevated | Distribution Circuit | 2 | 15 | 2016-02-15 | 1403630 | Sus | N | 3rdParty¦Treecutting3rdparty¦ConductorOverhead¦Together
16-0013893 | Unknown Cause | Patrol - found nothing |  |  | 2016 | Tier 2 - Elevated | Distribution Circuit | 2 | 17 | 2016-02-17 | 1407631 | Sus | N | UnknownCause¦Patrolfoundnothing¦¦
16-0014078 | Equipment Failure/Involved | Overhead | Jumper | Burned Open | 2016 | Tier 2 - Elevated | Distribution Circuit | 2 | 19 | 2016-02-19 | 1409133 | Sus | N | EquipmentFailureInvolved¦Overhead¦Jumper¦BurnedOpen
16-0019015 | Vegetation | Tree - fell into line | Pole-Wood | Broken | 2016 | Tier 3 - Extreme | Distribution Circuit | 3 | 7 | 2016-03-07 | 1423944 | Sus | N | Vegetation¦Treefellintoline¦PoleWood¦Broken
16-0020816 | Vegetation | Tree - fell into line | Conductor, Overhead | Broken, wire on ground | 2016 | Tier 2 - Elevated | Distribution Circuit | 3 | 12 | 2016-03-12 | 1429587 | Sus | N | Vegetation¦Treefellintoline¦ConductorOverhead¦Brokenwireonground
16-0020911 | Vegetation | Tree - fell into line | Pole-Wood | Broken, wire on ground | 2016 | Tier 2 - Elevated | Distribution Circuit | 3 | 13 | 2016-03-13 | 1430023 | Sus | N | Vegetation¦Treefellintoline¦PoleWood¦Brokenwireonground
16-0024160 | Unknown Cause | Patrol - not conducted |  |  | 2016 | Tier 3 - Extreme | Distribution Circuit | 3 | 26 | 2016-03-26 | 1438944 | Sus | N | UnknownCause¦Patrolnotconducted¦¦
16-0025674 | Unknown Cause | Patrol - found nothing |  |  | 2016 | Tier 2 - Elevated | Distribution Circuit | 4 | 1 | 2016-04-01 | 1443098 | Sus | N | UnknownCause¦Patrolfoundnothing¦¦
16-0026675 | Unknown Cause | Patrol - found nothing |  |  | 2016 | Tier 3 - Extreme | Distribution Circuit | 4 | 6 | 2016-04-06 | 1445897 | Sus | N | UnknownCause¦Patrolfoundnothing¦¦
16-0027347 | Vegetation | Tree - fell into line | Fuse | Failed/Faulted | 2016 | Tier 3 - Extreme | Distribution Circuit | 4 | 8 | 2016-04-08 | 1447219 | Sus | N | Vegetation¦Treefellintoline¦Fuse¦FailedFaulted
16-0030769 | Environmental/External | Lightning | Transformer (OH) | Failed/Faulted | 2016 | Tier 2 - Elevated | Distribution Circuit | 4 | 22 | 2016-04-22 | 1456030 | Sus | N | EnvironmentalExternal¦Lightning¦Transformer(OH)¦FailedFaulted
16-0030782 | Unknown Cause | Patrol - not conducted |  |  | 2016 | Tier 2 - Elevated | Distribution Circuit | 4 | 22 | 2016-04-22 | 1456103 | Sus | N | UnknownCause¦Patrolnotconducted¦¦
16-0030917 | Equipment Failure/Involved | Overhead | Jumper | Burned Open | 2016 | Tier 2 - Elevated | Distribution Circuit | 4 | 23 | 2016-04-23 | 1456552 | Sus | N | EquipmentFailureInvolved¦Overhead¦Jumper¦BurnedOpen
16-0033587 | Equipment Failure/Involved | Underground | Secondary | Burned/flashed | 2016 | Tier 2 - Elevated | Transformer only | 5 | 3 | 2016-05-03 | 1464172 | Sus | Y | EquipmentFailureInvolved¦Underground¦Secondary¦Burnedflashed
16-0037321 | Vegetation | Tree - fell into line | Conductor, Overhead | Normal | 2016 | Tier 2 - Elevated | Distribution Circuit | 5 | 20 | 2016-05-20 | 1473343 | Sus | Y | Vegetation¦Treefellintoline¦ConductorOverhead¦Normal
16-0038584 | Environmental/External | Lightning | Transformer | Failed/Faulted | 2016 | Tier 2 - Elevated | Transformer only | 5 | 25 | 2016-05-25 | 1477182 | Sus | Y | EnvironmentalExternal¦Lightning¦Transformer¦FailedFaulted
16-0048210 | Unknown Cause | Patrol - found nothing |  |  | 2016 | Tier 2 - Elevated | Distribution Circuit | 7 | 6 | 2016-07-06 | 1501906 | Sus | Y | UnknownCause¦Patrolfoundnothing¦¦
16-0049160 | Vegetation | Tree - branch fell on line | Conductor, Overhead | Normal | 2016 | Tier 3 - Extreme | Distribution Circuit | 7 | 11 | 2016-07-11 | 1508449 | Sus | Y | Vegetation¦Treebranchfellonline¦ConductorOverhead¦Normal
16-0051740 | 3rd Party | Vehicle | Conductor, Overhead | Broken, wire on ground | 2016 | Tier 2 - Elevated | Distribution Circuit | 7 | 22 | 2016-07-22 | 1514031 | Sus | Y | 3rdParty¦Vehicle¦ConductorOverhead¦Brokenwireonground
16-0052404 | Environmental/External | Fire, Forest/Grass | Conductor, Overhead | Normal | 2016 | Tier 3 - Extreme | Distribution Circuit | 7 | 25 | 2016-07-25 | 1515884 | Sus | Y | EnvironmentalExternal¦FireForestGrass¦ConductorOverhead¦Normal
16-0053751 | Vegetation | Tree - branch fell on line | Conductor, Overhead | Normal | 2016 | Tier 3 - Extreme | Distribution Circuit | 7 | 29 | 2016-07-29 | 1518645 | Sus | Y | Vegetation¦Treebranchfellonline¦ConductorOverhead¦Normal
16-0054305 | Equipment Failure/Involved | Overhead | Transformer | Failed/Faulted | 2016 | Tier 2 - Elevated | Transformer only | 8 | 1 | 2016-08-01 | 1520041 | Sus | Y | EquipmentFailureInvolved¦Overhead¦Transformer¦FailedFaulted
16-0059212 | Equipment Failure/Involved | Overhead | Transformer | Failed/Faulted | 2016 | Tier 3 - Extreme | Transformer only | 8 | 23 | 2016-08-23 | 1530614 | Sus | Y | EquipmentFailureInvolved¦Overhead¦Transformer¦FailedFaulted
16-0067928 | Animal | Squirrel |  | Failed/Faulted | 2016 | Tier 2 - Elevated | Transformer only | 9 | 27 | 2016-09-27 | 1548679 | Sus | Y | Animal¦Squirrel¦¦FailedFaulted
16-0071762 | Vegetation | Tree - fell into line | Conductor, Overhead | Broken, wire on ground | 2016 | Tier 2 - Elevated | Distribution Circuit | 10 | 13 | 2016-10-13 | 1557736 | Sus | Y | Vegetation¦Treefellintoline¦ConductorOverhead¦Brokenwireonground
16-0072629 | Vegetation | Tree - branch fell on line | Conductor, Overhead | Normal | 2016 | Tier 3 - Extreme | Distribution Circuit | 10 | 15 | 2016-10-15 | 1561789 | Sus | Y | Vegetation¦Treebranchfellonline¦ConductorOverhead¦Normal
16-0076453 | Unknown Cause | Patrol - not conducted |  |  | 2016 | Tier 2 - Elevated | Distribution Circuit | 10 | 28 | 2016-10-28 | 1571966 | Sus | Y | UnknownCause¦Patrolnotconducted¦¦
16-0076822 | Unknown Cause | Patrol - found nothing |  |  | 2016 | Tier 2 - Elevated | Distribution Circuit | 10 | 30 | 2016-10-30 | 1573377 | Sus | Y | UnknownCause¦Patrolfoundnothing¦¦
16-0076829 | Unknown Cause | Patrol - not conducted |  |  | 2016 | Tier 3 - Extreme | Distribution Circuit | 10 | 30 | 2016-10-30 | 1573190 | Sus | Y | UnknownCause¦Patrolnotconducted¦¦
16-0083586 | Vegetation | Tree - branch fell on line | Conductor, Overhead | Broken, wire on ground | 2016 | Tier 3 - Extreme | Distribution Circuit | 12 | 2 | 2016-12-02 | 1593377 | Sus | N | Vegetation¦Treebranchfellonline¦ConductorOverhead¦Brokenwireonground
16-0083803 | 3rd Party | Vehicle | Pole-Wood | Broken | 2016 | Tier 2 - Elevated | Distribution Circuit | 12 | 4 | 2016-12-04 | 1594241 | Sus | N | 3rdParty¦Vehicle¦PoleWood¦Broken
16-0086417 | Vegetation | Tree - branch fell on line | Conductor, Overhead | Normal | 2016 | Tier 3 - Extreme | Distribution Circuit | 12 | 19 | 2016-12-19 | 1607009 | Sus | N | Vegetation¦Treebranchfellonline¦ConductorOverhead¦Normal
16-0086431 | 3rd Party | Dig in, 3rd party | Conductor, Underground | Broken | 2016 | Tier 3 - Extreme | Distribution Circuit | 12 | 19 | 2016-12-19 | 1607094 | Sus | N | 3rdParty¦Digin3rdparty¦ConductorUnderground¦Broken
17-0003229 | Vegetation | Tree - fell into line | Fuse | Normal | 2017 | Tier 3 - Extreme | Distribution Circuit | 1 | 3 | 2017-01-03 | 1616341 | Sus | N | Vegetation¦Treefellintoline¦Fuse¦Normal
17-0003318 | Vegetation | Tree - fell into line | Conductor, Overhead | Broken, wire on ground | 2017 | Tier 3 - Extreme | Distribution Circuit | 1 | 3 | 2017-01-03 | 1616979 | Sus | N | Vegetation¦Treefellintoline¦ConductorOverhead¦Brokenwireonground
17-0004053 | Vegetation | Tree - fell into line | Conductor, Overhead | Broken, wire on ground | 2017 | Tier 2 - Elevated | Distribution Circuit | 1 | 4 | 2017-01-04 | 1618604 | Sus | N | Vegetation¦Treefellintoline¦ConductorOverhead¦Brokenwireonground
17-0004117 | Vegetation | Tree - fell into line | Conductor, Overhead | Broken, wire on ground | 2017 | Tier 2 - Elevated | Distribution Circuit | 1 | 3 | 2017-01-03 | 1619858 | Sus | N | Vegetation¦Treefellintoline¦ConductorOverhead¦Brokenwireonground
17-0004940 | Unknown Cause | Patrol - found nothing |  |  | 2017 | Tier 2 - Elevated | Distribution Circuit | 1 | 8 | 2017-01-08 | 1622758 | Sus | N | UnknownCause¦Patrolfoundnothing¦¦
17-0005402 | 3rd Party | Metallic Balloon | Conductor, Overhead | Normal | 2017 | Tier 2 - Elevated | Distribution Circuit | 1 | 8 | 2017-01-08 | 1626842 | Sus | N | 3rdParty¦MetallicBalloon¦ConductorOverhead¦Normal
17-0006374 | Equipment Failure/Involved | Underground | Elbow | Broken | 2017 | Tier 2 - Elevated | Distribution Circuit | 1 | 10 | 2017-01-10 | 1632449 | Sus | N | EquipmentFailureInvolved¦Underground¦Elbow¦Broken
17-0006379 | Equipment Failure/Involved | Overhead | Insulator | Broken | 2017 | Tier 2 - Elevated | Distribution Circuit | 1 | 10 | 2017-01-10 | 1632458 | Sus | N | EquipmentFailureInvolved¦Overhead¦Insulator¦Broken
17-0006559 | Unknown Cause | Patrol - found nothing |  |  | 2017 | Tier 2 - Elevated | Distribution Circuit | 1 | 10 | 2017-01-10 | 1633100 | Sus | N | UnknownCause¦Patrolfoundnothing¦¦
17-0006736 | Vegetation | Tree - fell into line | Pole-Wood | Broken | 2017 | Tier 3 - Extreme | Distribution Circuit | 1 | 10 | 2017-01-10 | 1633693 | Sus | N | Vegetation¦Treefellintoline¦PoleWood¦Broken
17-0007276 | Vegetation | Tree - fell into line | Conductor, Overhead | Broken, wire on ground | 2017 | Tier 2 - Elevated | Distribution Circuit | 1 | 10 | 2017-01-10 | 1635361 | Sus | N | Vegetation¦Treefellintoline¦ConductorOverhead¦Brokenwireonground
17-0009775 | Vegetation | Other ground vegetation | Conductor, Overhead | Normal | 2017 | Tier 3 - Extreme | Distribution Circuit | 1 | 18 | 2017-01-18 | 1645701 | Sus | N | Vegetation¦Othergroundvegetation¦ConductorOverhead¦Normal
17-0010945 | Equipment Failure/Involved | Underground | Transformer (UG) | Broken | 2017 | Tier 2 - Elevated | Distribution Circuit | 1 | 19 | 2017-01-19 | 1650633 | Sus | N | EquipmentFailureInvolved¦Underground¦Transformer(UG)¦Broken
17-0017467 | Vegetation | Tree - branch fell on line | Conductor, Overhead | Normal | 2017 | Tier 2 - Elevated | Distribution Circuit | 2 | 4 | 2017-02-04 | 1674923 | Sus | N | Vegetation¦Treebranchfellonline¦ConductorOverhead¦Normal
17-0018311 | Vegetation | Tree - fell into line | Conductor, Overhead | Broken, wire on ground | 2017 | Tier 2 - Elevated | Distribution Circuit | 2 | 7 | 2017-02-07 | 1678835 | Sus | N | Vegetation¦Treefellintoline¦ConductorOverhead¦Brokenwireonground
17-0019967 | Environmental/External | Lightning | Transformer | Failed/Faulted | 2017 | Tier 2 - Elevated | Transformer only | 2 | 10 | 2017-02-10 | 1684647 | Sus | N | EnvironmentalExternal¦Lightning¦Transformer¦FailedFaulted
17-0021266 | Equipment Failure/Involved | Overhead | Cutout, fuse holder | Broken | 2017 | Tier 3 - Extreme | Transformer only | 2 | 15 | 2017-02-15 | 1689177 | Sus | N | EquipmentFailureInvolved¦Overhead¦Cutoutfuseholder¦Broken
17-0021296 | Equipment Failure/Involved | Overhead | Pole-Wood | Deteriorated | 2017 | Tier 3 - Extreme | Transformer only | 2 | 15 | 2017-02-15 | 1689285 | Sus | N | EquipmentFailureInvolved¦Overhead¦PoleWood¦Deteriorated
17-0021538 | Vegetation | Tree - fell into line | Conductor, Overhead | Normal | 2017 | Tier 3 - Extreme | Distribution Circuit | 2 | 16 | 2017-02-16 | 1690134 | Sus | N | Vegetation¦Treefellintoline¦ConductorOverhead¦Normal
17-0021848 | Unknown Cause | Patrol - found nothing |  |  | 2017 | Tier 2 - Elevated | Distribution Circuit | 2 | 17 | 2017-02-17 | 1690953 | Sus | N | UnknownCause¦Patrolfoundnothing¦¦
17-0025139 | Equipment Failure/Involved | Overhead | Conductor, Overhead | Broken, wire on ground | 2017 | Tier 3 - Extreme | Distribution Circuit | 2 | 21 | 2017-02-21 | 1707705 | Sus | N | EquipmentFailureInvolved¦Overhead¦ConductorOverhead¦Brokenwireonground
17-0026504 | Equipment Failure/Involved | Overhead | Service conductor | Broken, wire on ground | 2017 | Tier 2 - Elevated | Transformer only | 2 | 24 | 2017-02-24 | 1713170 | Sus | N | EquipmentFailureInvolved¦Overhead¦Serviceconductor¦Brokenwireonground
17-0027797 | Vegetation | Tree - fell into line | Conductor, Overhead | Normal | 2017 | Tier 2 - Elevated | Distribution Circuit | 3 | 2 | 2017-03-02 | 1717466 | Sus | N | Vegetation¦Treefellintoline¦ConductorOverhead¦Normal
17-0027797 | Vegetation | Tree - fell into line | Conductor, Overhead | Normal | 2017 | Tier 2 - Elevated | Distribution Circuit | 3 | 2 | 2017-03-02 | 1717466 | Sus | N | Vegetation¦Treefellintoline¦ConductorOverhead¦Normal
17-0028451 | Equipment Failure/Involved | Overhead | Insulator | Normal | 2017 | Tier 2 - Elevated | Distribution Circuit | 3 | 5 | 2017-03-05 | 1719919 | Sus | N | EquipmentFailureInvolved¦Overhead¦Insulator¦Normal
17-0028457 | Environmental/External | Lightning | Transformer (OH) | Failed/Faulted | 2017 | Tier 2 - Elevated | Transformer only | 3 | 5 | 2017-03-05 | 1719926 | Sus | N | EnvironmentalExternal¦Lightning¦Transformer(OH)¦FailedFaulted
17-0029189 | Vegetation | Tree - fell into line | Conductor, Overhead | Together | 2017 | Tier 3 - Extreme | Distribution Circuit | 3 | 7 | 2017-03-07 | 1722053 | Sus | N | Vegetation¦Treefellintoline¦ConductorOverhead¦Together
17-0029196 | Unknown Cause | Patrol - found nothing |  |  | 2017 | Tier 2 - Elevated | Distribution Circuit | 3 | 7 | 2017-03-07 | 1722065 | Sus | N | UnknownCause¦Patrolfoundnothing¦¦
17-0035642 | Equipment Failure/Involved | Overhead | Transformer (OH) | Normal | 2017 | Tier 2 - Elevated | Transformer only | 3 | 31 | 2017-03-31 | 1741406 | Sus | N | EquipmentFailureInvolved¦Overhead¦Transformer(OH)¦Normal
17-0037342 | Vegetation | Tree - fell into line | Conductor, Overhead | Broken, wire on ground | 2017 | Tier 3 - Extreme | Distribution Circuit | 4 | 6 | 2017-04-06 | 1747345 | Sus | N | Vegetation¦Treefellintoline¦ConductorOverhead¦Brokenwireonground
17-0037407 | Vegetation | Tree - fell into line | Pole-Wood | Broken, wire on ground | 2017 | Tier 2 - Elevated | Distribution Circuit | 4 | 6 | 2017-04-06 | 1748280 | Sus | N | Vegetation¦Treefellintoline¦PoleWood¦Brokenwireonground
17-0037415 | Vegetation | Tree - fell into line | Conductor, Overhead | Broken, wire on ground | 2017 | Tier 3 - Extreme | Distribution Circuit | 4 | 6 | 2017-04-06 | 1747398 | Sus | N | Vegetation¦Treefellintoline¦ConductorOverhead¦Brokenwireonground
17-0037544 | Vegetation | Tree - branch fell on line | Conductor, Overhead | Broken, wire on ground | 2017 | Tier 2 - Elevated | Distribution Circuit | 4 | 7 | 2017-04-07 | 1749183 | Sus | N | Vegetation¦Treebranchfellonline¦ConductorOverhead¦Brokenwireonground
17-0038114 | Unknown Cause | Patrol - found nothing |  |  | 2017 | Tier 2 - Elevated | Distribution Circuit | 4 | 7 | 2017-04-07 | 1751656 | Sus | N | UnknownCause¦Patrolfoundnothing¦¦
17-0044048 | Equipment Failure/Involved | Overhead | Transformer | Failed/Faulted | 2017 | Tier 2 - Elevated | Transformer only | 5 | 1 | 2017-05-01 | 1771209 | Sus | Y | EquipmentFailureInvolved¦Overhead¦Transformer¦FailedFaulted
17-0045687 | Vegetation | Tree - fell into line | Conductor, Overhead | Broken, wire on ground | 2017 | Tier 2 - Elevated | Distribution Circuit | 5 | 5 | 2017-05-05 | 1775535 | Sus | Y | Vegetation¦Treefellintoline¦ConductorOverhead¦Brokenwireonground
17-0049201 | Equipment Failure/Involved | Overhead | Transformer | Failed/Faulted | 2017 | Tier 2 - Elevated | Transformer only | 5 | 19 | 2017-05-19 | 1785545 | Sus | Y | EquipmentFailureInvolved¦Overhead¦Transformer¦FailedFaulted
17-0055428 | Equipment Failure/Involved | Underground | Transformer (UG) | Failed/Faulted | 2017 | Tier 2 - Elevated | Distribution Circuit | 6 | 15 | 2017-06-15 | 1804869 | Sus | Y | EquipmentFailureInvolved¦Underground¦Transformer(UG)¦FailedFaulted
17-0055830 | Unknown Cause | Patrol - found nothing |  |  | 2017 | Tier 3 - Extreme | Distribution Circuit | 6 | 16 | 2017-06-16 | 1806059 | Sus | Y | UnknownCause¦Patrolfoundnothing¦¦
17-0060134 | Equipment Failure/Involved | Overhead | Transformer (OH) | Broken | 2017 | Tier 3 - Extreme | Transformer only | 7 | 2 | 2017-07-02 | 1822594 | Sus | Y | EquipmentFailureInvolved¦Overhead¦Transformer(OH)¦Broken
17-0069863 | Animal | Bird found | Fuse | Failed/Faulted | 2017 | Tier 3 - Extreme | Distribution Circuit | 8 | 12 | 2017-08-12 | 1851219 | Sus | Y | Animal¦Birdfound¦Fuse¦FailedFaulted
17-0070883 | Unknown Cause | Patrol - found nothing |  |  | 2017 | Tier 3 - Extreme | Distribution Circuit | 8 | 16 | 2017-08-16 | 1853872 | Sus | Y | UnknownCause¦Patrolfoundnothing¦¦
17-0075177 | Equipment Failure/Involved | Electrical Overload | Interrupter | Normal | 2017 | Tier 2 - Elevated | Distribution Circuit | 9 | 2 | 2017-09-02 | 1866465 | Sus | Y | EquipmentFailureInvolved¦ElectricalOverload¦Interrupter¦Normal
17-0079450 | Vegetation | Tree - branch fell on line | Jumper | Broken | 2017 | Tier 3 - Extreme | Transformer only | 9 | 15 | 2017-09-15 | 1880060 | Sus | Y | Vegetation¦Treebranchfellonline¦Jumper¦Broken
17-0079458 | Equipment Failure/Involved | Underground | Elbow | Failed/Faulted | 2017 | Tier 2 - Elevated | Distribution Circuit | 9 | 16 | 2017-09-16 | 1880096 | Sus | Y | EquipmentFailureInvolved¦Underground¦Elbow¦FailedFaulted
17-0079497 | Unknown Cause | Patrol - found nothing |  |  | 2017 | Tier 2 - Elevated | Distribution Circuit | 9 | 16 | 2017-09-16 | 1880160 | Sus | Y | UnknownCause¦Patrolfoundnothing¦¦
17-0085261 | Vegetation | Tree - fell into line | Crossarm, Wood | Broken, wire on ground | 2017 | Tier 3 - Extreme | Distribution Circuit | 10 | 8 | 2017-10-08 | 1894011 | Sus | Y | Vegetation¦Treefellintoline¦CrossarmWood¦Brokenwireonground
17-0085357 | Vegetation | Tree - branch fell on line | Conductor, Overhead | Normal | 2017 | Tier 3 - Extreme | Distribution Circuit | 10 | 8 | 2017-10-08 | 1894511 | Sus | Y | Vegetation¦Treebranchfellonline¦ConductorOverhead¦Normal
17-0085399 | Environmental/External | Fire, Forest/Grass | Pole-Wood | Burned/flashed | 2017 | Tier 2 - Elevated | Distribution Circuit | 10 | 9 | 2017-10-09 | 1895686 | Sus | Y | EnvironmentalExternal¦FireForestGrass¦PoleWood¦Burnedflashed
17-0086796 | Unknown Cause | Patrol - found nothing |  |  | 2017 | Tier 3 - Extreme | Distribution Circuit | 10 | 9 | 2017-10-09 | 1896146 | Sus | Y | UnknownCause¦Patrolfoundnothing¦¦
17-0087730 | Equipment Failure/Involved | Underground | Secondary | Broken | 2017 | Tier 2 - Elevated | Distribution Circuit | 10 | 8 | 2017-10-08 | 1901899 | Sus | Y | EquipmentFailureInvolved¦Underground¦Secondary¦Broken
17-0093276 | Equipment Failure/Involved | Overhead | Transformer | Failed/Faulted | 2017 | Tier 2 - Elevated | Transformer only | 11 | 7 | 2017-11-07 | 1917652 | Sus | Y | EquipmentFailureInvolved¦Overhead¦Transformer¦FailedFaulted
17-0097486 | Vegetation | Tree - branch fell on line | Conductor, Overhead | Normal | 2017 | Tier 3 - Extreme | Distribution Circuit | 11 | 25 | 2017-11-25 | 1928894 | Sus | Y | Vegetation¦Treebranchfellonline¦ConductorOverhead¦Normal
17-0102014 | Vegetation | Tree - branch fell on line | Conductor, Overhead | On Ground | 2017 | Tier 2 - Elevated | Distribution Circuit | 12 | 16 | 2017-12-16 | 1944459 | Sus | N | Vegetation¦Treebranchfellonline¦ConductorOverhead¦OnGround
17-0103756 | Equipment Failure/Involved | Overhead | Jumper | Burned Open | 2017 | Tier 2 - Elevated | Distribution Circuit | 12 | 31 | 2017-12-31 | 1953705 | Sus | N | EquipmentFailureInvolved¦Overhead¦Jumper¦BurnedOpen
18-0004854 | Vegetation | Tree - fell into line | Pole-Wood | Broken, wire on ground | 2018 | Tier 2 - Elevated | Distribution Circuit | 1 | 9 | 2018-01-09 | 5397 | Sus | N | Vegetation¦Treefellintoline¦PoleWood¦Brokenwireonground
18-0006208 | Unknown Cause | Patrol - found nothing |  |  | 2018 | Tier 2 - Elevated | Distribution Circuit | 1 | 15 | 2018-01-15 | 8226 | Sus | N | UnknownCause¦Patrolfoundnothing¦¦
18-0007484 | Equipment Failure/Involved | Overhead | Cutout, fuse holder | Broken | 2018 | Tier 2 - Elevated | Distribution Circuit | 1 | 19 | 2018-01-19 | 10937 | Sus | N | EquipmentFailureInvolved¦Overhead¦Cutoutfuseholder¦Broken
18-0007596 | Equipment Failure/Involved | Overhead |  | Broken | 2018 | Tier 3 - Extreme | Transformer only | 1 | 20 | 2018-01-20 | 11272 | Sus | N | EquipmentFailureInvolved¦Overhead¦¦Broken
18-0008328 | Vegetation | Tree - fell into line | Conductor, Overhead | Normal | 2018 | Tier 2 - Elevated | Distribution Circuit | 1 | 24 | 2018-01-24 | 12910 | Sus | N | Vegetation¦Treefellintoline¦ConductorOverhead¦Normal
18-0009635 | Unknown Cause | Patrol - found nothing |  |  | 2018 | Tier 2 - Elevated | Distribution Circuit | 1 | 28 | 2018-01-28 | 15374 | Sus | N | UnknownCause¦Patrolfoundnothing¦¦
18-0009890 | Equipment Failure/Involved | Electrical Overload | Insulator | Broken | 2018 | Tier 2 - Elevated | Distribution Circuit | 1 | 29 | 2018-01-29 | 15858 | Sus | N | EquipmentFailureInvolved¦ElectricalOverload¦Insulator¦Broken
18-0011517 | Unknown Cause | Patrol - found nothing |  |  | 2018 | Tier 2 - Elevated | Distribution Circuit | 2 | 5 | 2018-02-05 | 19435 | Sus | N | UnknownCause¦Patrolfoundnothing¦¦
18-0011916 | Unknown Cause | Patrol - found nothing |  |  | 2018 | Tier 2 - Elevated | Distribution Circuit | 2 | 6 | 2018-02-06 | 20197 | Sus | N | UnknownCause¦Patrolfoundnothing¦¦
18-0012158 | Equipment Failure/Involved | Underground | Transformer (UG) | Failed/Faulted | 2018 | Tier 3 - Extreme | Distribution Circuit | 2 | 7 | 2018-02-07 | 20728 | Sus | N | EquipmentFailureInvolved¦Underground¦Transformer(UG)¦FailedFaulted
18-0013696 | Equipment Failure/Involved | Overhead | Crossarm, Wood | Broken | 2018 | Tier 2 - Elevated | Distribution Circuit | 2 | 13 | 2018-02-13 | 23837 | Sus | N | EquipmentFailureInvolved¦Overhead¦CrossarmWood¦Broken
18-0018162 | Equipment Failure/Involved | Overhead | Crossarm, Wood | Broken | 2018 | Tier 2 - Elevated | Transformer only | 2 | 28 | 2018-02-28 | 33572 | Sus | N | EquipmentFailureInvolved¦Overhead¦CrossarmWood¦Broken
18-0019585 | Equipment Failure/Involved | Overhead | Pole-Wood | Broken, wire on ground | 2018 | Tier 3 - Extreme | Distribution Circuit | 3 | 4 | 2018-03-04 | 38013 | Sus | N | EquipmentFailureInvolved¦Overhead¦PoleWood¦Brokenwireonground
18-0019797 | Equipment Failure/Involved | Overhead | Insulator | Broken, wire on object | 2018 | Tier 3 - Extreme | Distribution Circuit | 3 | 4 | 2018-03-04 | 38190 | Sus | N | EquipmentFailureInvolved¦Overhead¦Insulator¦Brokenwireonobject
18-0023790 | Equipment Failure/Involved | Overhead | Secondary | Broken, wire on ground | 2018 | Tier 3 - Extreme | Transformer only | 3 | 16 | 2018-03-16 | 46299 | Sus | N | EquipmentFailureInvolved¦Overhead¦Secondary¦Brokenwireonground
18-0029092 | Equipment Failure/Involved | Overhead | Transformer | Failed/Faulted | 2018 | Tier 2 - Elevated | Transformer only | 4 | 4 | 2018-04-04 | 59275 | Sus | N | EquipmentFailureInvolved¦Overhead¦Transformer¦FailedFaulted
18-0030413 | Unknown Cause | Patrol - found nothing |  |  | 2018 | Tier 3 - Extreme | Distribution Circuit | 4 | 8 | 2018-04-08 | 62705 | Sus | N | UnknownCause¦Patrolfoundnothing¦¦
18-0034520 | Unknown Cause | Patrol - found nothing |  |  | 2018 | Tier 2 - Elevated | Distribution Circuit | 4 | 23 | 2018-04-23 | 71834 | Sus | N | UnknownCause¦Patrolfoundnothing¦¦
18-0049160 | 3rd Party | Vehicle | Pole-Wood | Broken | 2018 | Tier 2 - Elevated | Distribution Circuit | 6 | 8 | 2018-06-08 | 104762 | Sus | Y | 3rdParty¦Vehicle¦PoleWood¦Broken
18-0050201 | 3rd Party | Vehicle | Conductor, Overhead | Together | 2018 | Tier 2 - Elevated | Distribution Circuit | 6 | 12 | 2018-06-12 | 107378 | Sus | Y | 3rdParty¦Vehicle¦ConductorOverhead¦Together
18-0053942 | Unknown Cause | Patrol - found nothing |  |  | 2018 | Tier 2 - Elevated | Distribution Circuit | 6 | 23 | 2018-06-23 | 116554 | Sus | Y | UnknownCause¦Patrolfoundnothing¦¦
18-0054010 | Unknown Cause | Patrol - found nothing |  |  | 2018 | Tier 2 - Elevated | Distribution Circuit | 6 | 24 | 2018-06-24 | 116923 | Sus | Y | UnknownCause¦Patrolfoundnothing¦¦
18-0056369 | Company Initiated | Return Circuit Normal | Switch (OH) | Normal | 2018 | Tier 3 - Extreme | Distribution Circuit | 7 | 18 | 2018-07-18 | 134740 | Sus | Y | CompanyInitiated¦ReturnCircuitNormal¦Switch(OH)¦Normal
18-0057106 | Vegetation | Tree - fell into line | Conductor, Overhead | Broken, wire on ground | 2018 | Tier 3 - Extreme | Distribution Circuit | 7 | 5 | 2018-07-05 | 124818 | Sus | Y | Vegetation¦Treefellintoline¦ConductorOverhead¦Brokenwireonground
18-0065179 | 3rd Party | Customer Equipment | Conductor, Overhead | Normal | 2018 | Tier 2 - Elevated | Distribution Circuit | 7 | 30 | 2018-07-30 | 145431 | Sus | Y | 3rdParty¦CustomerEquipment¦ConductorOverhead¦Normal
18-0066595 | Equipment Failure/Involved | Overhead | Crossarm, Wood | Broken | 2018 | Tier 2 - Elevated | Distribution Circuit | 8 | 3 | 2018-08-03 | 148518 | Sus | Y | EquipmentFailureInvolved¦Overhead¦CrossarmWood¦Broken
18-0071403 | Vegetation | Tree - fell into line | Conductor, Overhead | Broken, wire on ground | 2018 | Tier 2 - Elevated | Distribution Circuit | 8 | 19 | 2018-08-19 | 157942 | Sus | Y | Vegetation¦Treefellintoline¦ConductorOverhead¦Brokenwireonground
18-0073426 | Unknown Cause | Patrol - found nothing |  |  | 2018 | Tier 2 - Elevated | Distribution Circuit | 8 | 25 | 2018-08-25 | 162201 | Sus | Y | UnknownCause¦Patrolfoundnothing¦¦
18-0074088 | Equipment Failure/Involved | Overhead |  | Failed/Faulted | 2018 | Tier 2 - Elevated | Transformer only | 8 | 27 | 2018-08-27 | 163544 | Sus | Y | EquipmentFailureInvolved¦Overhead¦¦FailedFaulted
18-0077284 | Equipment Failure/Involved | Overhead | Cutout, fuse holder | Broken | 2018 | Tier 2 - Elevated | Transformer only | 9 | 6 | 2018-09-06 | 169567 | Sus | Y | EquipmentFailureInvolved¦Overhead¦Cutoutfuseholder¦Broken
18-0083276 | Unknown Cause | Patrol - found nothing |  |  | 2018 | Tier 2 - Elevated | Distribution Circuit | 9 | 25 | 2018-09-25 | 181023 | Sus | Y | UnknownCause¦Patrolfoundnothing¦¦
18-0085407 | Unknown Cause | Patrol - found nothing |  |  | 2018 | Tier 2 - Elevated | Distribution Circuit | 10 | 2 | 2018-10-02 | 185334 | Sus | Y | UnknownCause¦Patrolfoundnothing¦¦
18-0086529 | Equipment Failure/Involved | Overhead | Transformer (OH) | Normal | 2018 | Tier 2 - Elevated | Distribution Circuit | 10 | 3 | 2018-10-03 | 187858 | Sus | Y | EquipmentFailureInvolved¦Overhead¦Transformer(OH)¦Normal
18-0089333 | Animal | Bird found | Conductor, Overhead | Normal | 2018 | Tier 2 - Elevated | Distribution Circuit | 10 | 11 | 2018-10-11 | 192948 | Sus | Y | Animal¦Birdfound¦ConductorOverhead¦Normal
18-0094744 | Unknown Cause | Patrol - found nothing |  |  | 2018 | Tier 2 - Elevated | Distribution Circuit | 10 | 27 | 2018-10-27 | 203249 | Sus | Y | UnknownCause¦Patrolfoundnothing¦¦
18-0095068 | Unknown Cause | Patrol - found nothing |  |  | 2018 | Tier 2 - Elevated | Distribution Circuit | 10 | 29 | 2018-10-29 | 204025 | Sus | Y | UnknownCause¦Patrolfoundnothing¦¦
18-0101407 | Environmental/External | Fire, Forest/Grass | Pole-Wood | Burned/flashed | 2018 | Tier 3 - Extreme | Distribution Circuit | 11 | 8 | 2018-11-08 | 218966 | Sus | Y | EnvironmentalExternal¦FireForestGrass¦PoleWood¦Burnedflashed
18-0102228 | Equipment Failure/Involved | Overhead | Conductor, Overhead | Broken, wire on ground | 2018 | Tier 3 - Extreme | Distribution Circuit | 11 | 22 | 2018-11-22 | 221646 | Sus | Y | EquipmentFailureInvolved¦Overhead¦ConductorOverhead¦Brokenwireonground
18-0102253 | Unknown Cause | Patrol - found nothing |  |  | 2018 | Tier 3 - Extreme | Distribution Circuit | 11 | 21 | 2018-11-21 | 220689 | Sus | Y | UnknownCause¦Patrolfoundnothing¦¦
18-0109449 | Unknown Cause | Patrol - found nothing |  |  | 2018 | Tier 2 - Elevated | Distribution Circuit | 12 | 16 | 2018-12-16 | 241292 | Sus | N | UnknownCause¦Patrolfoundnothing¦¦
18-0111164 | Unknown Cause | Patrol - found nothing |  |  | 2018 | Tier 3 - Extreme | Distribution Circuit | 12 | 31 | 2018-12-31 | 249937 | Sus | N | UnknownCause¦Patrolfoundnothing¦¦
19-0004537 | Unknown Cause | Patrol - found nothing |  |  | 2019 | Tier 2 - Elevated | Distribution Circuit | 1 | 4 | 2019-01-04 | 253172 | Sus | N | UnknownCause¦Patrolfoundnothing¦¦
19-0004859 | Vegetation | Tree - fell into line | Fuse | Failed/Faulted | 2019 | Tier 3 - Extreme | Distribution Circuit | 1 | 5 | 2019-01-05 | 254550 | Sus | N | Vegetation¦Treefellintoline¦Fuse¦FailedFaulted
19-0009254 | Equipment Failure/Involved | Overhead | Conductor, Overhead | Broken, wire on ground | 2019 | Tier 2 - Elevated | Distribution Circuit | 1 | 15 | 2019-01-15 | 265942 | Sus | N | EquipmentFailureInvolved¦Overhead¦ConductorOverhead¦Brokenwireonground
19-0010438 | Unknown Cause | Patrol - found nothing |  |  | 2019 | Tier 2 - Elevated | Distribution Circuit | 1 | 16 | 2019-01-16 | 271646 | Sus | N | UnknownCause¦Patrolfoundnothing¦¦
19-0010443 | Vegetation | Tree - fell into line | Crossarm, Wood | Broken, wire on ground | 2019 | Tier 3 - Extreme | Distribution Circuit | 1 | 17 | 2019-01-17 | 272123 | Sus | N | Vegetation¦Treefellintoline¦CrossarmWood¦Brokenwireonground
19-0011979 | Vegetation | Tree - branch fell on line | Conductor, Overhead | Broken, wire on ground | 2019 | Tier 3 - Extreme | Distribution Circuit | 1 | 18 | 2019-01-18 | 276277 | Sus | N | Vegetation¦Treebranchfellonline¦ConductorOverhead¦Brokenwireonground
19-0017681 | Vegetation | Tree - fell into line | Conductor, Overhead | Together | 2019 | Tier 3 - Extreme | Distribution Circuit | 2 | 4 | 2019-02-04 | 289375 | Sus | N | Vegetation¦Treefellintoline¦ConductorOverhead¦Together
19-0017829 | Equipment Failure/Involved | Overhead | Crossarm, Wood | Broken | 2019 | Tier 2 - Elevated | Distribution Circuit | 2 | 2 | 2019-02-02 | 289871 | Sus | N | EquipmentFailureInvolved¦Overhead¦CrossarmWood¦Broken
19-0018194 | Vegetation | Tree - fell into line | Conductor, Overhead | Normal | 2019 | Tier 3 - Extreme | Distribution Circuit | 2 | 4 | 2019-02-04 | 290730 | Sus | N | Vegetation¦Treefellintoline¦ConductorOverhead¦Normal
19-0019055 | Unknown Cause | Patrol - found nothing |  |  | 2019 | Tier 2 - Elevated | Distribution Circuit | 2 | 5 | 2019-02-05 | 294120 | Sus | N | UnknownCause¦Patrolfoundnothing¦¦
19-0019781 | Vegetation | Tree - fell into line | Conductor, Overhead | Broken | 2019 | Tier 3 - Extreme | Transformer only | 2 | 5 | 2019-02-05 | 295709 | Sus | N | Vegetation¦Treefellintoline¦ConductorOverhead¦Broken
19-0020002 | Equipment Failure/Involved | Electrical Overload | Transformer | Failed/Faulted | 2019 | Tier 2 - Elevated | Distribution Circuit | 2 | 8 | 2019-02-08 | 296063 | Sus | N | EquipmentFailureInvolved¦ElectricalOverload¦Transformer¦FailedFaulted
19-0020501 | Vegetation | Tree - fell into line | Conductor, Overhead | Broken, wire on ground | 2019 | Tier 3 - Extreme | Distribution Circuit | 2 | 10 | 2019-02-10 | 297664 | Sus | N | Vegetation¦Treefellintoline¦ConductorOverhead¦Brokenwireonground
19-0020780 | Vegetation | Tree - fell into line | Conductor, Overhead | Together | 2019 | Tier 3 - Extreme | Distribution Circuit | 2 | 9 | 2019-02-09 | 299138 | Sus | N | Vegetation¦Treefellintoline¦ConductorOverhead¦Together
19-0020859 | Vegetation | Tree - fell into line | Conductor, Overhead | Together | 2019 | Tier 3 - Extreme | Distribution Circuit | 2 | 10 | 2019-02-10 | 299197 | Sus | N | Vegetation¦Treefellintoline¦ConductorOverhead¦Together
19-0021513 | Vegetation | Tree - fell into line | Pole-Wood | Broken, wire on ground | 2019 | Tier 2 - Elevated | Distribution Circuit | 2 | 9 | 2019-02-09 | 300809 | Sus | N | Vegetation¦Treefellintoline¦PoleWood¦Brokenwireonground
19-0021646 | Vegetation | Tree - fell into line | Conductor, Overhead | Normal | 2019 | Tier 2 - Elevated | Distribution Circuit | 2 | 12 | 2019-02-12 | 301387 | Sus | N | Vegetation¦Treefellintoline¦ConductorOverhead¦Normal
19-0024185 | Unknown Cause | Patrol - found nothing |  |  | 2019 | Tier 3 - Extreme | Distribution Circuit | 2 | 14 | 2019-02-14 | 310568 | Sus | N | UnknownCause¦Patrolfoundnothing¦¦
19-0025616 | Vegetation | Tree - fell into line | Conductor, Overhead | Broken, wire on ground | 2019 | Tier 2 - Elevated | Distribution Circuit | 2 | 13 | 2019-02-13 | 317570 | Sus | N | Vegetation¦Treefellintoline¦ConductorOverhead¦Brokenwireonground
19-0026042 | Unknown Cause | Patrol - found nothing |  |  | 2019 | Tier 2 - Elevated | Distribution Circuit | 2 | 19 | 2019-02-19 | 318528 | Sus | N | UnknownCause¦Patrolfoundnothing¦¦
19-0027456 | 3rd Party | Fire, house or bldg. | Conductor, Underground | Normal | 2019 | Zone 1 - HHZ | Distribution Circuit | 2 | 23 | 2019-02-23 | 321815 | Sus | N | 3rdParty¦Firehouseorbldg¦ConductorUnderground¦Normal
19-0028495 | Vegetation | Tree - branch fell on line | Conductor, Overhead | Broken, wire on ground | 2019 | Tier 2 - Elevated | Distribution Circuit | 2 | 26 | 2019-02-26 | 324926 | Sus | N | Vegetation¦Treebranchfellonline¦ConductorOverhead¦Brokenwireonground
19-0028683 | Vegetation | Tree - fell into line | Conductor, Overhead | Broken, wire on ground | 2019 | Tier 3 - Extreme | Distribution Circuit | 2 | 27 | 2019-02-27 | 325863 | Sus | N | Vegetation¦Treefellintoline¦ConductorOverhead¦Brokenwireonground
19-0029173 | Equipment Failure/Involved | Overhead | Pole-Wood | Broken, wire on ground | 2019 | Tier 3 - Extreme | Distribution Circuit | 2 | 27 | 2019-02-27 | 327387 | Sus | N | EquipmentFailureInvolved¦Overhead¦PoleWood¦Brokenwireonground
19-0030101 | Vegetation | Tree - fell into line | Conductor, Overhead | Broken, wire on ground | 2019 | Tier 3 - Extreme | Distribution Circuit | 3 | 2 | 2019-03-02 | 329683 | Sus | N | Vegetation¦Treefellintoline¦ConductorOverhead¦Brokenwireonground
19-0030629 | Equipment Failure/Involved | Overhead | Transformer | Failed/Faulted | 2019 | Tier 2 - Elevated | Transformer only | 3 | 4 | 2019-03-04 | 331094 | Sus | N | EquipmentFailureInvolved¦Overhead¦Transformer¦FailedFaulted
19-0031525 | Vegetation | Tree - fell into line | Conductor, Overhead | Normal | 2019 | Tier 3 - Extreme | Distribution Circuit | 3 | 6 | 2019-03-06 | 332897 | Sus | N | Vegetation¦Treefellintoline¦ConductorOverhead¦Normal
19-0032396 | Animal | Bird found | Conductor, Overhead | Broken, wire on ground | 2019 | Tier 2 - Elevated | Distribution Circuit | 3 | 10 | 2019-03-10 | 335376 | Sus | N | Animal¦Birdfound¦ConductorOverhead¦Brokenwireonground
19-0032667 | Equipment Failure/Involved | Overhead | Insulator | Broken | 2019 | Tier 2 - Elevated | Distribution Circuit | 3 | 11 | 2019-03-11 | 336350 | Sus | N | EquipmentFailureInvolved¦Overhead¦Insulator¦Broken
19-0040180 | Equipment Failure/Involved | Overhead | Jumper | Burned Open | 2019 | Tier 2 - Elevated | Distribution Circuit | 4 | 5 | 2019-04-05 | 354537 | Sus | N | EquipmentFailureInvolved¦Overhead¦Jumper¦BurnedOpen
19-0040235 | Unknown Cause | Patrol - found nothing |  |  | 2019 | Tier 3 - Extreme | Distribution Circuit | 4 | 6 | 2019-04-06 | 354707 | Sus | N | UnknownCause¦Patrolfoundnothing¦¦
19-0043754 | Equipment Failure/Involved | Overhead | Transformer | Failed/Faulted | 2019 | Tier 2 - Elevated | Transformer only | 4 | 17 | 2019-04-17 | 362687 | Sus | N | EquipmentFailureInvolved¦Overhead¦Transformer¦FailedFaulted
19-0044241 | Company Initiated | Construction Activity/equip, company | Pole-Wood | Deteriorated | 2019 | Tier 2 - Elevated | Distribution Circuit | 4 | 19 | 2019-04-19 | 363567 | Sus | N | CompanyInitiated¦ConstructionActivityequipcompany¦PoleWood¦Deteriorated
19-0051886 | Equipment Failure/Involved | Overhead | Insulator | Broken | 2019 | Tier 2 - Elevated | Distribution Circuit | 5 | 28 | 2019-05-28 | 391739 | Sus | Y | EquipmentFailureInvolved¦Overhead¦Insulator¦Broken
19-0062761 | Vegetation | Tree - bark fell into line | Conductor, Overhead | Together | 2019 | Tier 3 - Extreme | Distribution Circuit | 6 | 4 | 2019-06-04 | 397781 | Sus | Y | Vegetation¦Treebarkfellintoline¦ConductorOverhead¦Together
19-0063316 | Equipment Failure/Involved | Overhead | Conductor, Overhead | Broken | 2019 | Tier 2 - Elevated | Distribution Circuit | 6 | 5 | 2019-06-05 | 398875 | Sus | Y | EquipmentFailureInvolved¦Overhead¦ConductorOverhead¦Broken
19-0070034 | Equipment Failure/Involved | Overhead | Transformer | Failed/Faulted | 2019 | Tier 3 - Extreme | Transformer only | 6 | 20 | 2019-06-20 | 422137 | Sus | Y | EquipmentFailureInvolved¦Overhead¦Transformer¦FailedFaulted
19-0070998 | Equipment Failure/Involved | Overhead | Crossarm, Wood | Broken | 2019 | Tier 2 - Elevated | Distribution Circuit | 6 | 22 | 2019-06-22 | 426064 | Sus | Y | EquipmentFailureInvolved¦Overhead¦CrossarmWood¦Broken
19-0072171 | Unknown Cause | Patrol - found nothing |  |  | 2019 | Tier 2 - Elevated | Transformer only | 6 | 26 | 2019-06-26 | 429344 | Sus | Y | UnknownCause¦Patrolfoundnothing¦¦
19-0094884 | Environmental/External | Fire, Forest/Grass | Pole-Wood | Burned/flashed | 2019 | Tier 2 - Elevated | Distribution Circuit | 9 | 3 | 2019-09-03 | 551670 | Sus | Y | EnvironmentalExternal¦FireForestGrass¦PoleWood¦Burnedflashed
19-0096447 | Equipment Failure/Involved | Overhead | Insulator | Broken | 2019 | Tier 3 - Extreme | Distribution Circuit | 9 | 7 | 2019-09-07 | 561933 | Sus | Y | EquipmentFailureInvolved¦Overhead¦Insulator¦Broken
19-0099577 | Unknown Cause | Patrol - found nothing |  |  | 2019 | Tier 3 - Extreme | Distribution Circuit | 9 | 16 | 2019-09-16 | 584974 | Sus | Y | UnknownCause¦Patrolfoundnothing¦¦
19-0104315 | Unknown Cause | Patrol - found nothing |  |  | 2019 | Tier 2 - Elevated | Distribution Circuit | 9 | 26 | 2019-09-26 | 619773 | Sus | Y | UnknownCause¦Patrolfoundnothing¦¦
19-0108034 | Equipment Failure/Involved | Overhead | Conductor, Overhead | Broken | 2019 | Tier 3 - Extreme | Distribution Circuit | 10 | 6 | 2019-10-06 | 645532 | Sus | Y | EquipmentFailureInvolved¦Overhead¦ConductorOverhead¦Broken
19-0113307 | Company Initiated | Return Circuit Normal | Generator | Normal | 2019 | Tier 2 - Elevated | Distribution Circuit | 12 | 16 | 2019-12-16 | 743924 | Sus | N | CompanyInitiated¦ReturnCircuitNormal¦Generator¦Normal
19-0116756 | Wildfire Mitigation | Public Safety Power Shut-off | Conductor, Overhead | Normal | 2019 | Tier 2 - Elevated | Distribution Circuit | 10 | 26 | 2019-10-26 | 684758 | Sus | Y | WildfireMitigation¦PublicSafetyPowerShutoff¦ConductorOverhead¦Normal
19-0117211 | Wildfire Mitigation | Public Safety Power Shut-off | Conductor, Overhead | Broken, wire on ground | 2019 | Tier 3 - Extreme | Distribution Circuit | 10 | 26 | 2019-10-26 | 687104 | Sus | Y | WildfireMitigation¦PublicSafetyPowerShutoff¦ConductorOverhead¦Brokenwireonground
19-0123652 | Unknown Cause | Patrol - found nothing |  |  | 2019 | Tier 2 - Elevated | Distribution Circuit | 11 | 11 | 2019-11-11 | 704621 | Sus | Y | UnknownCause¦Patrolfoundnothing¦¦
19-0125563 | Unknown Cause | Patrol - found nothing |  |  | 2019 | Tier 2 - Elevated | Distribution Circuit | 11 | 18 | 2019-11-18 | 708944 | Sus | Y | UnknownCause¦Patrolfoundnothing¦¦
19-0129594 | Equipment Failure/Involved | Overhead | Crossarm, Wood | Broken, wire on ground | 2019 | Tier 2 - Elevated | Distribution Circuit | 11 | 26 | 2019-11-26 | 718582 | Sus | Y | EquipmentFailureInvolved¦Overhead¦CrossarmWood¦Brokenwireonground
19-0129769 | Unknown Cause | Patrol - found nothing |  |  | 2019 | Tier 2 - Elevated | Distribution Circuit | 11 | 26 | 2019-11-26 | 716803 | Sus | Y | UnknownCause¦Patrolfoundnothing¦¦
19-0130828 | Unknown Cause | Patrol - found nothing |  |  | 2019 | Tier 2 - Elevated | Distribution Circuit | 11 | 27 | 2019-11-27 | 722461 | Sus | Y | UnknownCause¦Patrolfoundnothing¦¦
19-0130885 | Unknown Cause | Patrol - found nothing |  |  | 2019 | Tier 3 - Extreme | Distribution Circuit | 11 | 28 | 2019-11-28 | 722948 | Sus | Y | UnknownCause¦Patrolfoundnothing¦¦
19-0131739 | Vegetation | Tree - branch fell on line | Conductor, Overhead | Normal | 2019 | Tier 3 - Extreme | Distribution Circuit | 11 | 30 | 2019-11-30 | 725310 | Sus | Y | Vegetation¦Treebranchfellonline¦ConductorOverhead¦Normal
19-0132672 | Equipment Failure/Involved | Overhead | Fuse | Broken | 2019 | Tier 2 - Elevated | Distribution Circuit | 12 | 2 | 2019-12-02 | 728015 | Sus | N | EquipmentFailureInvolved¦Overhead¦Fuse¦Broken
19-0137233 | Vegetation | Tree - fell into line | Conductor, Overhead | Broken, wire on ground | 2019 | Tier 3 - Extreme | Transformer only | 12 | 19 | 2019-12-19 | 746337 | Sus | N | Vegetation¦Treefellintoline¦ConductorOverhead¦Brokenwireonground
19-0137752 | Vegetation | Tree - bark fell into line | Conductor, Overhead | Together | 2019 | Tier 2 - Elevated | Distribution Circuit | 12 | 23 | 2019-12-23 | 749463 | Sus | N | Vegetation¦Treebarkfellintoline¦ConductorOverhead¦Together
20-0007625 | Animal | Bird found | Conductor, Overhead | Together | 2020 | Tier 2 - Elevated | Distribution Circuit | 1 | 11 | 2020-01-11 | 759231 | Sus | N | Animal¦Birdfound¦ConductorOverhead¦Together
20-0010468 | Unknown Cause | Patrol - found nothing |  |  | 2020 | Tier 3 - Extreme | Distribution Circuit | 1 | 17 | 2020-01-17 | 764507 | Sus | N | UnknownCause¦Patrolfoundnothing¦¦
20-0011044 | Unknown Cause | Patrol - found nothing |  |  | 2020 | Tier 3 - Extreme | Distribution Circuit | 1 | 18 | 2020-01-18 | 765471 | Sus | N | UnknownCause¦Patrolfoundnothing¦¦
20-0013565 | Equipment Failure/Involved | Overhead | Connector or Splice (OH) | Broken, wire on object | 2020 | Tier 3 - Extreme | Distribution Circuit | 1 | 24 | 2020-01-24 | 769520 | Sus | N | EquipmentFailureInvolved¦Overhead¦ConnectororSplice(OH)¦Brokenwireonobject
20-0013790 | Unknown Cause | Patrol - found nothing |  |  | 2020 | Tier 2 - Elevated | Distribution Circuit | 1 | 26 | 2020-01-26 | 770464 | Sus | N | UnknownCause¦Patrolfoundnothing¦¦
20-0019238 | Vegetation | Tree - fell into line | Conductor, Overhead | Broken, wire on ground | 2020 | Tier 3 - Extreme | Distribution Circuit | 2 | 9 | 2020-02-09 | 783029 | Sus | N | Vegetation¦Treefellintoline¦ConductorOverhead¦Brokenwireonground
20-0020068 | Equipment Failure/Involved | Overhead | Insulator | Broken | 2020 | Tier 3 - Extreme | Distribution Circuit | 2 | 10 | 2020-02-10 | 787660 | Sus | N | EquipmentFailureInvolved¦Overhead¦Insulator¦Broken
20-0020073 | Vegetation | Tree - branch fell on line | Conductor, Overhead | Normal | 2020 | Tier 3 - Extreme | Distribution Circuit | 2 | 10 | 2020-02-10 | 787486 | Sus | N | Vegetation¦Treebranchfellonline¦ConductorOverhead¦Normal
20-0026756 | 3rd Party | Vehicle | Conductor, Underground | Broken | 2020 | Tier 2 - Elevated | Distribution Circuit | 2 | 27 | 2020-02-27 | 816512 | Sus | N | 3rdParty¦Vehicle¦ConductorUnderground¦Broken
20-0030701 | Unknown Cause | Patrol - not conducted |  |  | 2020 | Tier 2 - Elevated | Distribution Circuit | 3 | 10 | 2020-03-10 | 843390 | Sus | N | UnknownCause¦Patrolnotconducted¦¦
20-0032861 | Vegetation | Tree - fell into line | Conductor, Overhead | Broken, wire on ground | 2020 | Tier 3 - Extreme | Distribution Circuit | 3 | 16 | 2020-03-16 | 853567 | Sus | N | Vegetation¦Treefellintoline¦ConductorOverhead¦Brokenwireonground
20-0033021 | Unknown Cause | Patrol - not conducted |  |  | 2020 | Tier 3 - Extreme | Distribution Circuit | 3 | 16 | 2020-03-16 | 855631 | Sus | N | UnknownCause¦Patrolnotconducted¦¦
20-0033361 | Unknown Cause | Patrol - not conducted |  |  | 2020 | Tier 3 - Extreme | Distribution Circuit | 3 | 15 | 2020-03-15 | 856654 | Sus | N | UnknownCause¦Patrolnotconducted¦¦
20-0036733 | Equipment Failure/Involved | Overhead | Transformer | Failed/Faulted | 2020 | Tier 2 - Elevated | Transformer only | 3 | 27 | 2020-03-27 | 868347 | Sus | N | EquipmentFailureInvolved¦Overhead¦Transformer¦FailedFaulted
20-0038593 | Equipment Failure/Involved | Overhead | Conductor, Overhead | Broken | 2020 | Tier 3 - Extreme | Distribution Circuit | 4 | 5 | 2020-04-05 | 882834 | Sus | N | EquipmentFailureInvolved¦Overhead¦ConductorOverhead¦Broken
20-0039130 | Vegetation | Tree - fell into line | Conductor, Overhead | Broken, wire on ground | 2020 | Tier 3 - Extreme | Distribution Circuit | 4 | 6 | 2020-04-06 | 886544 | Sus | N | Vegetation¦Treefellintoline¦ConductorOverhead¦Brokenwireonground
20-0040577 | Vegetation | Tree - fell into line | Conductor, Overhead | Together | 2020 | Tier 2 - Elevated | Distribution Circuit | 4 | 11 | 2020-04-11 | 893810 | Sus | N | Vegetation¦Treefellintoline¦ConductorOverhead¦Together
20-0049434 | Vegetation | Tree - fell into line | Transformer | Broken, wire on ground | 2020 | Tier 3 - Extreme | Transformer only | 5 | 12 | 2020-05-12 | 912066 | Sus | Y | Vegetation¦Treefellintoline¦Transformer¦Brokenwireonground
20-0051581 | Unknown Cause | Patrol - not conducted |  |  | 2020 | Tier 2 - Elevated | Transmission line | 5 | 18 | 2020-05-18 | 917214 | Sus | Y | UnknownCause¦Patrolnotconducted¦¦
20-0062061 | Unknown Cause | Patrol - found nothing |  |  | 2020 | Tier 3 - Extreme | Distribution Circuit | 6 | 17 | 2020-06-17 | 940805 | Sus | Y | UnknownCause¦Patrolfoundnothing¦¦
20-0066708 | Equipment Failure/Involved | Overhead | Transformer | Failed/Faulted | 2020 | Tier 2 - Elevated | Transformer only | 6 | 30 | 2020-06-30 | 954476 | Sus | Y | EquipmentFailureInvolved¦Overhead¦Transformer¦FailedFaulted
20-0070726 | Equipment Failure/Involved | Underground | Transformer (UG) | Broken | 2020 | Tier 2 - Elevated | Distribution Circuit | 7 | 10 | 2020-07-10 | 962002 | Sus | Y | EquipmentFailureInvolved¦Underground¦Transformer(UG)¦Broken
20-0074766 | Equipment Failure/Involved | Overhead | Pole-Wood | Deteriorated | 2020 | Tier 2 - Elevated | Distribution Circuit | 7 | 22 | 2020-07-22 | 970070 | Sus | Y | EquipmentFailureInvolved¦Overhead¦PoleWood¦Deteriorated
20-0080832 | Equipment Failure/Involved | Overhead | Pole-Wood | Deteriorated | 2020 | Tier 2 - Elevated | Distribution Circuit | 8 | 7 | 2020-08-07 | 983139 | Sus | Y | EquipmentFailureInvolved¦Overhead¦PoleWood¦Deteriorated
20-0081991 | Animal | Squirrel | Transformer (OH) | Normal | 2020 | Tier 3 - Extreme | Distribution Circuit | 8 | 11 | 2020-08-11 | 991253 | Sus | Y | Animal¦Squirrel¦Transformer(OH)¦Normal
20-0082711 | Environmental/External | Fire, Forest/Grass | Conductor, Overhead | Deteriorated | 2020 | Tier 2 - Elevated | Transmission line | 8 | 12 | 2020-08-12 | 994359 | Sus | Y | EnvironmentalExternal¦FireForestGrass¦ConductorOverhead¦Deteriorated
20-0083517 | Equipment Failure/Involved | Overhead | Transformer | Failed/Faulted | 2020 | Tier 2 - Elevated | Transformer only | 8 | 14 | 2020-08-14 | 997546 | Sus | Y | EquipmentFailureInvolved¦Overhead¦Transformer¦FailedFaulted
20-0084569 | Equipment Failure/Involved | Underground | Conductor, Underground | Broken | 2020 | Tier 3 - Extreme | Distribution Circuit | 8 | 15 | 2020-08-15 | 1009311 | Sus | Y | EquipmentFailureInvolved¦Underground¦ConductorUnderground¦Broken
20-0086005 | Environmental/External | Fire, Forest/Grass | Conductor, Overhead | Normal | 2020 | Tier 2 - Elevated | Distribution Circuit | 8 | 17 | 2020-08-17 | 1017404 | Sus | Y | EnvironmentalExternal¦FireForestGrass¦ConductorOverhead¦Normal
20-0086062 | Unknown Cause | Patrol - found nothing |  |  | 2020 | Tier 2 - Elevated | Distribution Circuit | 8 | 17 | 2020-08-17 | 1016103 | Sus | Y | UnknownCause¦Patrolfoundnothing¦¦
20-0086162 | Vegetation | Tree - branch fell on line | Conductor, Overhead | Normal | 2020 | Tier 3 - Extreme | Distribution Circuit | 8 | 17 | 2020-08-17 | 1017554 | Sus | Y | Vegetation¦Treebranchfellonline¦ConductorOverhead¦Normal
20-0086705 | Unknown Cause | Patrol - found nothing |  |  | 2020 | Tier 2 - Elevated | Distribution Circuit | 8 | 18 | 2020-08-18 | 1019200 | Sus | Y | UnknownCause¦Patrolfoundnothing¦¦
20-0090189 | Environmental/External | Fire, Forest/Grass | Pole-Wood | Burned/flashed | 2020 | Tier 3 - Extreme | Distribution Circuit | 8 | 19 | 2020-08-19 | 1032313 | Sus | Y | EnvironmentalExternal¦FireForestGrass¦PoleWood¦Burnedflashed
20-0090452 | Equipment Failure/Involved | Overhead | Conductor, Overhead | Normal | 2020 | Tier 3 - Extreme | Distribution Circuit | 8 | 19 | 2020-08-19 | 1033341 | Sus | Y | EquipmentFailureInvolved¦Overhead¦ConductorOverhead¦Normal
20-0093980 | Unknown Cause | Patrol - found nothing |  |  | 2020 | Tier 2 - Elevated | Distribution Circuit | 9 | 6 | 2020-09-06 | 1057457 | Sus | Y | UnknownCause¦Patrolfoundnothing¦¦
20-0094581 | Wildfire Mitigation | Public Safety Power Shut-off | Crossarm, Wood | Broken | 2020 | Zone 1 - HHZ | Distribution Circuit | 9 | 8 | 2020-09-08 | 1060370 | Sus | Y | WildfireMitigation¦PublicSafetyPowerShutoff¦CrossarmWood¦Broken
20-0098244 | Equipment Failure/Involved | Overhead | Transformer | Failed/Faulted | 2020 | Tier 2 - Elevated | Transformer only | 9 | 16 | 2020-09-16 | 1075097 | Sus | Y | EquipmentFailureInvolved¦Overhead¦Transformer¦FailedFaulted
20-0098852 | Animal | Other | Pole-Wood | Broken | 2020 | Tier 2 - Elevated | Transformer only | 9 | 18 | 2020-09-18 | 1079856 | Sus | Y | Animal¦Other¦PoleWood¦Broken
20-0100106 | Environmental/External | Fire, Forest/Grass | Conductor, Overhead | Burned/flashed | 2020 | Tier 3 - Extreme | Distribution Circuit | 9 | 7 | 2020-09-07 | 1087316 | Sus | Y | EnvironmentalExternal¦FireForestGrass¦ConductorOverhead¦Burnedflashed
20-0100382 | Environmental/External | Fire, Forest/Grass | Conductor, Overhead | Burned/flashed | 2020 | Tier 2 - Elevated | Distribution Circuit | 9 | 7 | 2020-09-07 | 1088652 | Sus | Y | EnvironmentalExternal¦FireForestGrass¦ConductorOverhead¦Burnedflashed
20-0101918 | Equipment Failure/Involved | Overhead | Transformer (OH) | Failed/Faulted | 2020 | Tier 2 - Elevated | Transformer only | 9 | 26 | 2020-09-26 | 1094643 | Sus | Y | EquipmentFailureInvolved¦Overhead¦Transformer(OH)¦FailedFaulted
20-0102954 | Vegetation | Tree - fell into line | Conductor, Overhead | Bent or Twisted | 2020 | Tier 3 - Extreme | Distribution Circuit | 9 | 29 | 2020-09-29 | 1099254 | Sus | Y | Vegetation¦Treefellintoline¦ConductorOverhead¦BentorTwisted
20-0112709 | Equipment Failure/Involved | Overhead | Crossarm, Wood | Deteriorated | 2020 | Tier 3 - Extreme | Transformer only | 10 | 24 | 2020-10-24 | 1124494 | Sus | Y | EquipmentFailureInvolved¦Overhead¦CrossarmWood¦Deteriorated
20-0115621 | Animal | Squirrel | Transformer (OH) | Leaking | 2020 | Tier 3 - Extreme | Distribution Circuit | 10 | 31 | 2020-10-31 | 1132686 | Sus | Y | Animal¦Squirrel¦Transformer(OH)¦Leaking
20-0115659 | Environmental/External | Fire, Forest/Grass | Pole-Wood | Burned/flashed | 2020 | Tier 2 - Elevated | Distribution Circuit | 10 | 31 | 2020-10-31 | 1132943 | Sus | Y | EnvironmentalExternal¦FireForestGrass¦PoleWood¦Burnedflashed
20-0118389 | Unknown Cause | Patrol - not conducted |  |  | 2020 | Tier 2 - Elevated | Distribution Circuit | 11 | 8 | 2020-11-08 | 1139126 | Sus | Y | UnknownCause¦Patrolnotconducted¦¦
20-0119878 | Vegetation | Tree - fell into line | Pole-Wood | Broken, wire on ground | 2020 | Tier 3 - Extreme | Distribution Circuit | 11 | 11 | 2020-11-11 | 1142122 | Sus | Y | Vegetation¦Treefellintoline¦PoleWood¦Brokenwireonground
20-0131573 | Unknown Cause | Patrol - found nothing |  |  | 2020 | Tier 2 - Elevated | Distribution Circuit | 12 | 23 | 2020-12-23 | 1197615 | Sus | N | UnknownCause¦Patrolfoundnothing¦¦
21-0004402 | Unknown Cause | Patrol - found nothing |  |  | 2021 | Tier 3 - Extreme | Distribution Circuit | 1 | 3 | 2021-01-03 | 1202686 | Sus | N | UnknownCause¦Patrolfoundnothing¦¦
21-0009748 | Equipment Failure/Involved | Electrical Overload | Transformer | Broken | 2021 | Tier 2 - Elevated | Transformer only | 1 | 18 | 2021-01-18 | 1212274 | Sus | N | EquipmentFailureInvolved¦ElectricalOverload¦Transformer¦Broken
21-0009913 | Vegetation | Tree - fell into line | Conductor, Overhead | Broken, wire on ground | 2021 | Tier 2 - Elevated | Distribution Circuit | 1 | 18 | 2021-01-18 | 1213334 | Sus | N | Vegetation¦Treefellintoline¦ConductorOverhead¦Brokenwireonground
21-0010226 | Unknown Cause | Patrol - found nothing |  |  | 2021 | Tier 2 - Elevated | Distribution Circuit | 1 | 19 | 2021-01-19 | 1214447 | Sus | N | UnknownCause¦Patrolfoundnothing¦¦
21-0010247 | Vegetation | Tree - branch fell on line | Conductor, Overhead | Normal | 2021 | Tier 3 - Extreme | Distribution Circuit | 1 | 19 | 2021-01-19 | 1215076 | Sus | N | Vegetation¦Treebranchfellonline¦ConductorOverhead¦Normal
21-0010280 | Equipment Failure/Involved | Overhead | Conductor, Overhead | Broken, wire on ground | 2021 | Tier 2 - Elevated | Distribution Circuit | 1 | 19 | 2021-01-19 | 1215189 | Sus | N | EquipmentFailureInvolved¦Overhead¦ConductorOverhead¦Brokenwireonground
21-0010280 | Equipment Failure/Involved | Overhead | Conductor, Overhead | Broken, wire on ground | 2021 | Tier 2 - Elevated | Distribution Circuit | 1 | 19 | 2021-01-19 | 1215189 | Sus | N | EquipmentFailureInvolved¦Overhead¦ConductorOverhead¦Brokenwireonground
21-0010394 | Vegetation | Tree - fell into line | Connector or Splice (OH) | Broken, wire on ground | 2021 | Tier 3 - Extreme | Distribution Circuit | 1 | 19 | 2021-01-19 | 1215295 | Sus | N | Vegetation¦Treefellintoline¦ConnectororSplice(OH)¦Brokenwireonground
21-0010521 | Vegetation | Tree - fell into line | Conductor, Overhead | Normal | 2021 | Tier 2 - Elevated | Distribution Circuit | 1 | 19 | 2021-01-19 | 1215954 | Sus | N | Vegetation¦Treefellintoline¦ConductorOverhead¦Normal
21-0010698 | Environmental/External | Fire, Forest/Grass | Crossarm, Wood | Broken, wire on ground | 2021 | Tier 2 - Elevated | Distribution Circuit | 1 | 19 | 2021-01-19 | 1215499 | Sus | N | EnvironmentalExternal¦FireForestGrass¦CrossarmWood¦Brokenwireonground
21-0010900 | Equipment Failure/Involved | Overhead | Conductor, Overhead | Normal | 2021 | Tier 3 - Extreme | Distribution Circuit | 1 | 19 | 2021-01-19 | 1217393 | Sus | N | EquipmentFailureInvolved¦Overhead¦ConductorOverhead¦Normal
21-0010907 | Unknown Cause | Patrol - found nothing |  |  | 2021 | Tier 2 - Elevated | Distribution Circuit | 1 | 19 | 2021-01-19 | 1217416 | Sus | N | UnknownCause¦Patrolfoundnothing¦¦
21-0013329 | Vegetation | Tree - branch fell on line | Conductor, Overhead | Broken | 2021 | Tier 3 - Extreme | Distribution Circuit | 1 | 19 | 2021-01-19 | 1221995 | Sus | N | Vegetation¦Treebranchfellonline¦ConductorOverhead¦Broken
21-0013610 | Vegetation | Tree - fell into line | Conductor, Overhead | Broken, wire on ground | 2021 | Tier 3 - Extreme | Distribution Circuit | 1 | 24 | 2021-01-24 | 1222736 | Sus | N | Vegetation¦Treefellintoline¦ConductorOverhead¦Brokenwireonground
21-0013776 | Vegetation | Tree - fell into line | Conductor, Overhead | Normal | 2021 | Tier 2 - Elevated | Distribution Circuit | 1 | 24 | 2021-01-24 | 1222950 | Sus | N | Vegetation¦Treefellintoline¦ConductorOverhead¦Normal
21-0013966 | Vegetation | Tree - branch fell on line | Conductor, Overhead | Normal | 2021 | Tier 2 - Elevated | Distribution Circuit | 1 | 25 | 2021-01-25 | 1223840 | Sus | N | Vegetation¦Treebranchfellonline¦ConductorOverhead¦Normal
21-0015386 | Unknown Cause | Patrol - found nothing |  |  | 2021 | Tier 2 - Elevated | Distribution Circuit | 1 | 26 | 2021-01-26 | 1228661 | Sus | N | UnknownCause¦Patrolfoundnothing¦¦
21-0015863 | Vegetation | Tree - branch fell on line | Transformer (OH) | Normal | 2021 | Tier 3 - Extreme | Transformer only | 1 | 26 | 2021-01-26 | 1228861 | Sus | N | Vegetation¦Treebranchfellonline¦Transformer(OH)¦Normal
21-0015973 | Vegetation | Tree - branch fell on line | Transformer | Broken, wire on ground | 2021 | Tier 2 - Elevated | Transformer only | 1 | 26 | 2021-01-26 | 1227217 | Sus | N | Vegetation¦Treebranchfellonline¦Transformer¦Brokenwireonground
21-0016242 | Unknown Cause | Patrol - found nothing |  |  | 2021 | Tier 2 - Elevated | Transformer only | 1 | 27 | 2021-01-27 | 1234031 | Sus | N | UnknownCause¦Patrolfoundnothing¦¦
21-0016807 | Unknown Cause | Patrol - not conducted |  |  | 2021 | Tier 2 - Elevated | Distribution Circuit | 1 | 27 | 2021-01-27 | 1237359 | Sus | N | UnknownCause¦Patrolnotconducted¦¦
21-0016886 | Vegetation | Tree - branch fell on line | Conductor, Overhead | Normal | 2021 | Tier 2 - Elevated | Distribution Circuit | 1 | 26 | 2021-01-26 | 1226193 | Sus | N | Vegetation¦Treebranchfellonline¦ConductorOverhead¦Normal
21-0017309 | Vegetation | Tree - branch fell on line | Conductor, Overhead | Normal | 2021 | Tier 2 - Elevated | Distribution Circuit | 1 | 27 | 2021-01-27 | 1232845 | Sus | N | Vegetation¦Treebranchfellonline¦ConductorOverhead¦Normal
21-0017742 | Vegetation | Tree - fell into line | Conductor, Overhead | On Ground | 2021 | Tier 2 - Elevated | Distribution Circuit | 1 | 28 | 2021-01-28 | 1240050 | Sus | N | Vegetation¦Treefellintoline¦ConductorOverhead¦OnGround
21-0018068 | Vegetation | Tree - fell into line | Conductor, Overhead | Broken, wire on ground | 2021 | Tier 3 - Extreme | Distribution Circuit | 1 | 28 | 2021-01-28 | 1240766 | Sus | N | Vegetation¦Treefellintoline¦ConductorOverhead¦Brokenwireonground
21-0020256 | Unknown Cause | Patrol - found nothing |  |  | 2021 | Tier 2 - Elevated | Distribution Circuit | 2 | 1 | 2021-02-01 | 1244568 | Sus | N | UnknownCause¦Patrolfoundnothing¦¦
21-0021528 | Animal | Bird found | Conductor, Overhead | Normal | 2021 | Tier 2 - Elevated | Distribution Circuit | 2 | 3 | 2021-02-03 | 1247339 | Sus | N | Animal¦Birdfound¦ConductorOverhead¦Normal
21-0027028 | Equipment Failure/Involved | Overhead | Conductor, Overhead | Broken | 2021 | Tier 2 - Elevated | Distribution Circuit | 2 | 18 | 2021-02-18 | 1257452 | Sus | N | EquipmentFailureInvolved¦Overhead¦ConductorOverhead¦Broken
21-0028411 | Unknown Cause | Patrol - found nothing |  |  | 2021 | Tier 2 - Elevated | Distribution Circuit | 2 | 23 | 2021-02-23 | 1259912 | Sus | N | UnknownCause¦Patrolfoundnothing¦¦
21-0030202 | Unknown Cause | Patrol - found nothing |  |  | 2021 | Tier 2 - Elevated | Distribution Circuit | 2 | 26 | 2021-02-26 | 1263294 | Sus | N | UnknownCause¦Patrolfoundnothing¦¦
21-0035157 | Animal | Bird found | Conductor, Overhead | Normal | 2021 | Tier 2 - Elevated | Distribution Circuit | 3 | 11 | 2021-03-11 | 1278355 | Sus | N | Animal¦Birdfound¦ConductorOverhead¦Normal
21-0037843 | Equipment Failure/Involved | Overhead | Transformer (OH) | Normal | 2021 | Tier 2 - Elevated | Distribution Circuit | 3 | 17 | 2021-03-17 | 1287487 | Sus | N | EquipmentFailureInvolved¦Overhead¦Transformer(OH)¦Normal
21-0048639 | 3rd Party | Vehicle | Conductor, Overhead | Normal | 2021 | Tier 2 - Elevated | Distribution Circuit | 4 | 14 | 2021-04-14 | 1317108 | Sus | N | 3rdParty¦Vehicle¦ConductorOverhead¦Normal
21-0055503 | Vegetation | Tree - fell into line | Crossarm, Wood | Broken | 2021 | Tier 3 - Extreme | Distribution Circuit | 4 | 30 | 2021-04-30 | 1337877 | Sus | N | Vegetation¦Treefellintoline¦CrossarmWood¦Broken
21-0057638 | Equipment Failure/Involved | Overhead | Pole - Tower, steel | Bent or Twisted | 2021 | Tier 3 - Extreme | Distribution Circuit | 5 | 6 | 2021-05-06 | 1342223 | Sus | Y | EquipmentFailureInvolved¦Overhead¦PoleTowersteel¦BentorTwisted
21-0061261 | Vegetation | Tree - branch fell on line | Secondary | Together | 2021 | Tier 2 - Elevated | Transformer only | 5 | 13 | 2021-05-13 | 1348640 | Sus | Y | Vegetation¦Treebranchfellonline¦Secondary¦Together
21-0063633 | Unknown Cause | Patrol - not conducted |  |  | 2021 | Tier 3 - Extreme | Distribution Circuit | 5 | 20 | 2021-05-20 | 1354144 | Sus | Y | UnknownCause¦Patrolnotconducted¦¦
21-0064088 | Vegetation | Tree - branch fell on line | Jumper | Broken | 2021 | Tier 2 - Elevated | Distribution Circuit | 5 | 20 | 2021-05-20 | 1354777 | Sus | Y | Vegetation¦Treebranchfellonline¦Jumper¦Broken
21-0073354 | Equipment Failure/Involved | Overhead | Transformer (OH) | Broken | 2021 | Tier 2 - Elevated | Transformer only | 6 | 11 | 2021-06-11 | 1371032 | Sus | Y | EquipmentFailureInvolved¦Overhead¦Transformer(OH)¦Broken
21-0075779 | Unknown Cause | Patrol - found nothing |  |  | 2021 | Tier 2 - Elevated | Distribution Circuit | 6 | 17 | 2021-06-17 | 1376547 | Sus | Y | UnknownCause¦Patrolfoundnothing¦¦
21-0084784 | Unknown Cause | Patrol - found nothing |  |  | 2021 | Tier 2 - Elevated | Distribution Circuit | 7 | 4 | 2021-07-04 | 1391610 | Sus | Y | UnknownCause¦Patrolfoundnothing¦¦
21-0091300 | Equipment Failure/Involved | Overhead | Crossarm, Wood | Broken | 2021 | Tier 3 - Extreme | Distribution Circuit | 7 | 17 | 2021-07-17 | 1407106 | Sus | Y | EquipmentFailureInvolved¦Overhead¦CrossarmWood¦Broken
21-0100189 | Equipment Failure/Involved | Overhead | Pole-Wood | Deteriorated | 2021 | Tier 2 - Elevated | Transformer only | 8 | 5 | 2021-08-05 | 1434593 | Sus | Y | EquipmentFailureInvolved¦Overhead¦PoleWood¦Deteriorated
21-0102510 | Equipment Failure/Involved | Overhead | Transformer | Broken | 2021 | Tier 3 - Extreme | Transformer only | 8 | 10 | 2021-08-10 | 1438960 | Sus | Y | EquipmentFailureInvolved¦Overhead¦Transformer¦Broken
21-0102742 | Unknown Cause | Patrol - not conducted |  |  | 2021 | Tier 2 - Elevated | Transformer only | 8 | 10 | 2021-08-10 | 1439377 | Sus | Y | UnknownCause¦Patrolnotconducted¦¦
21-0103533 | Animal | Squirrel | Conductor, Overhead | Normal | 2021 | Tier 2 - Elevated | Distribution Circuit | 8 | 12 | 2021-08-12 | 1440766 | Sus | Y | Animal¦Squirrel¦ConductorOverhead¦Normal
21-0109413 | Unknown Cause | Patrol - found nothing |  |  | 2021 | Tier 3 - Extreme | Transformer only | 8 | 25 | 2021-08-25 | 1453362 | Sus | Y | UnknownCause¦Patrolfoundnothing¦¦
21-0109885 | Equipment Failure/Involved | Overhead | Jumper | Burned Open | 2021 | Tier 2 - Elevated | Distribution Circuit | 8 | 26 | 2021-08-26 | 1454779 | Sus | Y | EquipmentFailureInvolved¦Overhead¦Jumper¦BurnedOpen
21-0118196 | Vegetation | Tree - fell into line | Conductor, Overhead | Broken, wire on ground | 2021 | Tier 2 - Elevated | Distribution Circuit | 9 | 16 | 2021-09-16 | 1472880 | Sus | Y | Vegetation¦Treefellintoline¦ConductorOverhead¦Brokenwireonground
21-0127159 | Equipment Failure/Involved | Overhead | Pole-Wood | Deteriorated | 2021 | Tier 2 - Elevated | Transformer only | 10 | 7 | 2021-10-07 | 1489478 | Sus | Y | EquipmentFailureInvolved¦Overhead¦PoleWood¦Deteriorated
21-0134530 | Equipment Failure/Involved | Overhead | Crossarm, Wood | Broken | 2021 | Tier 2 - Elevated | Transformer only | 10 | 21 | 2021-10-21 | 1504672 | Sus | Y | EquipmentFailureInvolved¦Overhead¦CrossarmWood¦Broken
21-0135363 | Equipment Failure/Involved | Overhead | Recloser | Malfunctioning | 2021 | Tier 2 - Elevated | Distribution Circuit | 10 | 23 | 2021-10-23 | 1506490 | Sus | Y | EquipmentFailureInvolved¦Overhead¦Recloser¦Malfunctioning
21-0135859 | Unknown Cause | Patrol - found nothing |  |  | 2021 | Tier 2 - Elevated | Distribution Circuit | 10 | 24 | 2021-10-24 | 1507511 | Sus | Y | UnknownCause¦Patrolfoundnothing¦¦
21-0136396 | Equipment Failure/Involved | Overhead | Pole-Wood | Broken, wire on ground | 2021 | Tier 2 - Elevated | Distribution Circuit | 10 | 24 | 2021-10-24 | 1510675 | Sus | Y | EquipmentFailureInvolved¦Overhead¦PoleWood¦Brokenwireonground
21-0137031 | Unknown Cause | Patrol - not conducted |  |  | 2021 | Tier 2 - Elevated | Distribution Circuit | 10 | 25 | 2021-10-25 | 1517835 | Sus | Y | UnknownCause¦Patrolnotconducted¦¦
21-0137166 | Unknown Cause | Patrol - not conducted |  |  | 2021 | Tier 2 - Elevated | Distribution Circuit | 10 | 25 | 2021-10-25 | 1518379 | Sus | Y | UnknownCause¦Patrolnotconducted¦¦
21-0138852 | Vegetation | Tree - fell into line | Conductor, Overhead | Broken | 2021 | Tier 3 - Extreme | Distribution Circuit | 10 | 24 | 2021-10-24 | 1514346 | Sus | Y | Vegetation¦Treefellintoline¦ConductorOverhead¦Broken
21-0139656 | Equipment Failure/Involved | Overhead | Pole-Wood | Normal | 2021 | Tier 3 - Extreme | Distribution Circuit | 10 | 29 | 2021-10-29 | 1524991 | Sus | Y | EquipmentFailureInvolved¦Overhead¦PoleWood¦Normal
21-0151395 | Animal | Squirrel | Transformer | Normal | 2021 | Tier 2 - Elevated | Transformer only | 11 | 26 | 2021-11-26 | 1554793 | Sus | Y | Animal¦Squirrel¦Transformer¦Normal
21-0156065 | Equipment Failure/Involved | Overhead | Lightning Arrestor | Normal | 2021 | Tier 3 - Extreme | Transformer only | 12 | 8 | 2021-12-08 | 1562200 | Sus | N | EquipmentFailureInvolved¦Overhead¦LightningArrestor¦Normal
21-0156568 | Unknown Cause | Patrol - found nothing |  |  | 2021 | Tier 2 - Elevated | Distribution Circuit | 12 | 9 | 2021-12-09 | 1563138 | Sus | N | UnknownCause¦Patrolfoundnothing¦¦
21-0157947 | Vegetation | Tree - fell into line | Pole-Wood | Broken, wire on ground | 2021 | Tier 3 - Extreme | Distribution Circuit | 12 | 14 | 2021-12-14 | 1570100 | Sus | N | Vegetation¦Treefellintoline¦PoleWood¦Brokenwireonground
21-0158552 | Vegetation | Tree - branch fell on line | Conductor, Overhead | Normal | 2021 | Tier 2 - Elevated | Distribution Circuit | 12 | 15 | 2021-12-15 | 1572951 | Sus | N | Vegetation¦Treebranchfellonline¦ConductorOverhead¦Normal
21-0158766 | Vegetation | Tree - branch fell on line | Conductor, Overhead | Normal | 2021 | Tier 3 - Extreme | Distribution Circuit | 12 | 15 | 2021-12-15 | 1572952 | Sus | N | Vegetation¦Treebranchfellonline¦ConductorOverhead¦Normal
21-0159530 | Animal | Squirrel | Transformer (OH) | Normal | 2021 | Tier 3 - Extreme | Distribution Circuit | 12 | 18 | 2021-12-18 | 1576676 | Sus | N | Animal¦Squirrel¦Transformer(OH)¦Normal
21-0161606 | Unknown Cause | Patrol - found nothing |  |  | 2021 | Tier 2 - Elevated | Transformer only | 12 | 29 | 2021-12-29 | 1588570 | Sus | N | UnknownCause¦Patrolfoundnothing¦¦
22-0006340 | Unknown Cause | Patrol - found nothing |  |  | 2021 | Tier 3 - Extreme | Distribution Circuit | 12 | 26 | 2021-12-26 | 1595643 | Sus | N | UnknownCause¦Patrolfoundnothing¦¦
22-0006911 | Equipment Failure/Involved | Overhead | Connector or Splice (OH) | Broken | 2022 | Tier 3 - Extreme | Transformer only | 1 | 6 | 2022-01-06 | 1596596 | Sus | N | EquipmentFailureInvolved¦Overhead¦ConnectororSplice(OH)¦Broken
22-0007249 | Equipment Failure/Involved | Overhead | Secondary | Deteriorated | 2022 | Tier 2 - Elevated | Transformer only | 1 | 7 | 2022-01-07 | 1597168 | Sus | N | EquipmentFailureInvolved¦Overhead¦Secondary¦Deteriorated
22-0010582 | Unknown Cause | Patrol - found nothing |  |  | 2022 | Tier 3 - Extreme | Distribution Circuit | 1 | 18 | 2022-01-18 | 1604146 | Sus | N | UnknownCause¦Patrolfoundnothing¦¦
22-0012763 | Vegetation | Tree - branch fell on line | Conductor, Overhead | Normal | 2022 | Tier 3 - Extreme | Distribution Circuit | 1 | 21 | 2022-01-21 | 1607784 | Sus | N | Vegetation¦Treebranchfellonline¦ConductorOverhead¦Normal
22-0013928 | Vegetation | Tree - branch fell on line | Service conductor | Broken | 2022 | Tier 3 - Extreme | Transformer only | 1 | 25 | 2022-01-25 | 1611494 | Sus | N | Vegetation¦Treebranchfellonline¦Serviceconductor¦Broken
22-0016125 | 3rd Party | Tree - cutting, 3rd party | Conductor, Overhead | Normal | 2022 | Tier 2 - Elevated | Distribution Circuit | 1 | 30 | 2022-01-30 | 1616644 | Sus | N | 3rdParty¦Treecutting3rdparty¦ConductorOverhead¦Normal
22-0019081 | Animal | Squirrel | Lightning Arrestor | Normal | 2022 | Tier 3 - Extreme | Distribution Circuit | 2 | 6 | 2022-02-06 | 1622229 | Sus | N | Animal¦Squirrel¦LightningArrestor¦Normal
22-0020415 | Equipment Failure/Involved | Underground | Transformer (UG) | Leaking | 2022 | Tier 2 - Elevated | Distribution Circuit | 2 | 9 | 2022-02-09 | 1624245 | Sus | N | EquipmentFailureInvolved¦Underground¦Transformer(UG)¦Leaking
22-0027070 | Unknown Cause | Patrol - found nothing |  |  | 2022 | Tier 2 - Elevated | Distribution Circuit | 2 | 26 | 2022-02-26 | 1638131 | Sus | N | UnknownCause¦Patrolfoundnothing¦¦
22-0036142 | Vegetation | Tree - fell into line | Conductor, Overhead | Broken, wire on ground | 2022 | Tier 2 - Elevated | Distribution Circuit | 3 | 20 | 2022-03-20 | 1652075 | Sus | N | Vegetation¦Treefellintoline¦ConductorOverhead¦Brokenwireonground
22-0042944 | Equipment Failure/Involved | Overhead | Woodpin | Normal | 2022 | Tier 3 - Extreme | Distribution Circuit | 4 | 5 | 2022-04-05 | 1663464 | Sus | N | EquipmentFailureInvolved¦Overhead¦Woodpin¦Normal
22-0045558 | Equipment Failure/Involved | Overhead | Jumper | Burned Open | 2022 | Tier 2 - Elevated | Distribution Circuit | 4 | 11 | 2022-04-11 | 1668583 | Sus | N | EquipmentFailureInvolved¦Overhead¦Jumper¦BurnedOpen
22-0059220 | 3rd Party | Vehicle | Transformer (OH) | Failed/Faulted | 2022 | Tier 2 - Elevated | Transformer only | 5 | 6 | 2022-05-06 | 1690246 | Sus | Y | 3rdParty¦Vehicle¦Transformer(OH)¦FailedFaulted
22-0062369 | Equipment Failure/Involved | Overhead | Cutout, fuse holder | Broken | 2022 | Tier 3 - Extreme | Distribution Circuit | 5 | 16 | 2022-05-16 | 1697218 | Sus | Y | EquipmentFailureInvolved¦Overhead¦Cutoutfuseholder¦Broken
22-0063724 | Equipment Failure/Involved | Overhead | Transformer (OH) | Failed/Faulted | 2022 | Tier 3 - Extreme | Distribution Circuit | 5 | 18 | 2022-05-18 | 1702463 | Sus | Y | EquipmentFailureInvolved¦Overhead¦Transformer(OH)¦FailedFaulted
22-0076239 | Equipment Failure/Involved | Overhead | Insulator | Broken | 2022 | Tier 3 - Extreme | Distribution Circuit | 6 | 20 | 2022-06-20 | 1736016 | Sus | Y | EquipmentFailureInvolved¦Overhead¦Insulator¦Broken
22-0076752 | Vegetation | Tree - branch fell on line | Conductor, Overhead | Together | 2022 | Tier 2 - Elevated | Distribution Circuit | 6 | 21 | 2022-06-21 | 1737510 | Sus | Y | Vegetation¦Treebranchfellonline¦ConductorOverhead¦Together
22-0077355 | Equipment Failure/Involved | Overhead | Transformer (OH) | Leaking | 2022 | Tier 2 - Elevated | Distribution Circuit | 6 | 22 | 2022-06-22 | 1739125 | Sus | Y | EquipmentFailureInvolved¦Overhead¦Transformer(OH)¦Leaking
22-0078500 | Equipment Failure/Involved | Overhead | Pole-Wood | Broken | 2022 | Tier 3 - Extreme | Transformer only | 6 | 25 | 2022-06-25 | 1742005 | Sus | Y | EquipmentFailureInvolved¦Overhead¦PoleWood¦Broken
22-0078517 | Unknown Cause | Patrol - found nothing |  |  | 2022 | Tier 2 - Elevated | Distribution Circuit | 6 | 25 | 2022-06-25 | 1742028 | Sus | Y | UnknownCause¦Patrolfoundnothing¦¦
22-0078522 | Equipment Failure/Involved | Overhead | Transformer (OH) | Failed/Faulted | 2022 | Tier 2 - Elevated | Transformer only | 6 | 25 | 2022-06-25 | 1741949 | Sus | Y | EquipmentFailureInvolved¦Overhead¦Transformer(OH)¦FailedFaulted
22-0080808 | Equipment Failure/Involved | Overhead | Insulator | Broken | 2022 | Tier 2 - Elevated | Distribution Circuit | 6 | 30 | 2022-06-30 | 1746725 | Sus | Y | EquipmentFailureInvolved¦Overhead¦Insulator¦Broken
22-0090636 | Company Initiated | Personnel, company | Pole-Wood | Deteriorated | 2022 | Tier 2 - Elevated | Distribution Circuit | 7 | 28 | 2022-07-28 | 1767019 | Sus | Y | CompanyInitiated¦Personnelcompany¦PoleWood¦Deteriorated
22-0090813 | Company Initiated | Construction Activity/equip, company | Conductor, Overhead | Normal | 2022 | Tier 2 - Elevated | Distribution Circuit | 7 | 28 | 2022-07-28 | 1767332 | Sus | Y | CompanyInitiated¦ConstructionActivityequipcompany¦ConductorOverhead¦Normal
22-0091291 | Unknown Cause | Patrol - found nothing |  |  | 2022 | Tier 2 - Elevated | Distribution Circuit | 7 | 29 | 2022-07-29 | 1768114 | Sus | Y | UnknownCause¦Patrolfoundnothing¦¦
22-0091820 | Unknown Cause | Patrol - found nothing |  |  | 2022 | Tier 2 - Elevated | Distribution Circuit | 7 | 31 | 2022-07-31 | 1769570 | Sus | Y | UnknownCause¦Patrolfoundnothing¦¦
22-0094016 | Vegetation | Tree - fell into line | Crossarm, Wood | Broken | 2022 | Tier 3 - Extreme | Distribution Circuit | 8 | 5 | 2022-08-05 | 1773715 | Sus | Y | Vegetation¦Treefellintoline¦CrossarmWood¦Broken
22-0096437 | Unknown Cause | Patrol - found nothing |  |  | 2022 | Tier 2 - Elevated | Distribution Circuit | 8 | 11 | 2022-08-11 | 1778842 | Sus | Y | UnknownCause¦Patrolfoundnothing¦¦
22-0098518 | Vegetation | Tree - grew into line | Conductor, Overhead | Together | 2022 | Tier 2 - Elevated | Distribution Circuit | 8 | 17 | 2022-08-17 | 1783189 | Sus | Y | Vegetation¦Treegrewintoline¦ConductorOverhead¦Together
22-0101352 | Company Initiated | Construction Activity/equip, company | Fuse | Normal | 2022 | Tier 2 - Elevated | Distribution Circuit | 9 | 1 | 2022-09-01 | 1796735 | Sus | Y | CompanyInitiated¦ConstructionActivityequipcompany¦Fuse¦Normal
22-0106324 | Equipment Failure/Involved | Overhead | Connector or Splice (OH) | Burned Open | 2022 | Tier 3 - Extreme | Distribution Circuit | 9 | 6 | 2022-09-06 | 1801544 | Sus | Y | EquipmentFailureInvolved¦Overhead¦ConnectororSplice(OH)¦BurnedOpen
22-0108912 | Vegetation | Tree - fell into line | Crossarm, Wood | Broken | 2022 | Tier 2 - Elevated | Transformer only | 9 | 10 | 2022-09-10 | 1808212 | Sus | Y | Vegetation¦Treefellintoline¦CrossarmWood¦Broken
22-0115111 | Animal | Bird found | Conductor, Overhead | Normal | 2022 | Tier 3 - Extreme | Distribution Circuit | 9 | 27 | 2022-09-27 | 1822306 | Sus | Y | Animal¦Birdfound¦ConductorOverhead¦Normal
22-0118379 | Vegetation | Tree - grew into line | Conductor, Overhead | Normal | 2022 | Tier 3 - Extreme | Distribution Circuit | 10 | 5 | 2022-10-05 | 1829766 | Sus | Y | Vegetation¦Treegrewintoline¦ConductorOverhead¦Normal
22-0121672 | 3rd Party | Vehicle | Pole-Wood | Broken | 2022 | Tier 3 - Extreme | Distribution Circuit | 10 | 14 | 2022-10-14 | 1837359 | Sus | Y | 3rdParty¦Vehicle¦PoleWood¦Broken
22-0123944 | 3rd Party | Vehicle | Pole-Wood | Broken | 2022 | Tier 2 - Elevated | Distribution Circuit | 10 | 22 | 2022-10-22 | 1843108 | Sus | Y | 3rdParty¦Vehicle¦PoleWood¦Broken
22-0127274 | Unknown Cause | Patrol - found nothing |  |  | 2022 | Tier 2 - Elevated | Distribution Circuit | 11 | 3 | 2022-11-03 | 1852135 | Sus | Y | UnknownCause¦Patrolfoundnothing¦¦
22-0127629 | Unknown Cause | Patrol - found nothing |  |  | 2022 | Tier 2 - Elevated | Distribution Circuit | 11 | 3 | 2022-11-03 | 1852868 | Sus | Y | UnknownCause¦Patrolfoundnothing¦¦
22-0128291 | Animal | Bird found | Lightning Arrestor | Broken | 2022 | Tier 2 - Elevated | Distribution Circuit | 11 | 6 | 2022-11-06 | 1855226 | Sus | Y | Animal¦Birdfound¦LightningArrestor¦Broken
22-0128378 | Equipment Failure/Involved | Overhead | Other | Broken | 2022 | Tier 2 - Elevated | Distribution Circuit | 11 | 6 | 2022-11-06 | 1855554 | Sus | Y | EquipmentFailureInvolved¦Overhead¦Other¦Broken
22-0135794 | Equipment Failure/Involved | Overhead | Fuse | Burned Open | 2022 | Tier 2 - Elevated | Transformer only | 12 | 1 | 2022-12-01 | 1873488 | Sus | N | EquipmentFailureInvolved¦Overhead¦Fuse¦BurnedOpen
22-0135877 | Animal | Bird found | Conductor, Overhead | Normal | 2022 | Tier 2 - Elevated | Distribution Circuit | 12 | 2 | 2022-12-02 | 1873886 | Sus | N | Animal¦Birdfound¦ConductorOverhead¦Normal
22-0136348 | Equipment Failure/Involved | Overhead | Conductor, Overhead | Normal | 2022 | Tier 3 - Extreme | Distribution Circuit | 12 | 3 | 2022-12-03 | 1875450 | Sus | N | EquipmentFailureInvolved¦Overhead¦ConductorOverhead¦Normal
22-0138522 | Equipment Failure/Involved | Overhead | Lightning Arrestor | Burned/flashed | 2022 | Tier 3 - Extreme | Distribution Circuit | 12 | 10 | 2022-12-10 | 1883408 | Sus | N | EquipmentFailureInvolved¦Overhead¦LightningArrestor¦Burnedflashed
22-0138583 | Vegetation | Tree - fell into line | Pole-Wood | Broken, wire on ground | 2022 | Tier 2 - Elevated | Distribution Circuit | 12 | 10 | 2022-12-10 | 1882870 | Sus | N | Vegetation¦Treefellintoline¦PoleWood¦Brokenwireonground
22-0141512 | Unknown Cause | Patrol - found nothing |  |  | 2022 | Tier 2 - Elevated | Distribution Circuit | 12 | 27 | 2022-12-27 | 1898079 | Sus | N | UnknownCause¦Patrolfoundnothing¦¦
22-0141516 | Vegetation | Tree - branch fell on line | Pole-Wood | Broken | 2022 | Tier 2 - Elevated | Distribution Circuit | 12 | 27 | 2022-12-27 | 1898176 | Sus | N | Vegetation¦Treebranchfellonline¦PoleWood¦Broken
22-0142644 | Vegetation | Tree - fell into line | Pole-Wood | Broken | 2022 | Tier 3 - Extreme | Distribution Circuit | 12 | 31 | 2022-12-31 | 1904840 | Sus | N | Vegetation¦Treefellintoline¦PoleWood¦Broken
22-0142697 | Vegetation | Tree - fell into line | Conductor, Overhead | Normal | 2022 | Tier 3 - Extreme | Distribution Circuit | 12 | 31 | 2022-12-31 | 1903667 | Sus | N | Vegetation¦Treefellintoline¦ConductorOverhead¦Normal
15-0010265 | Vegetation | Tree - fell into line | Conductor, Overhead | Broken, wire on ground | 2015 | Tier 3 - Extreme | Distribution Circuit | 2 | 6 | 2015-02-06 | 1175419 | Sus | N | Vegetation¦Treefellintoline¦ConductorOverhead¦Brokenwireonground
15-0011649 | Vegetation | Tree - fell into line | Conductor, Overhead | Broken, wire on ground | 2015 | Tier 2 - Elevated | Distribution Circuit | 2 | 8 | 2015-02-08 | 1182795 | Sus | N | Vegetation¦Treefellintoline¦ConductorOverhead¦Brokenwireonground
15-0012293 | Equipment Failure/Involved | Lightning | Transformer | Broken | 2015 | Tier 3 - Extreme | Transformer only | 2 | 9 | 2015-02-09 | 1186855 | Sus | N | EquipmentFailureInvolved¦Lightning¦Transformer¦Broken
15-0014811 | Unknown Cause | Patrol - not conducted |  |  | 2015 | Tier 2 - Elevated | Distribution Circuit | 2 | 22 | 2015-02-22 | 1193798 | Sus | N | UnknownCause¦Patrolnotconducted¦¦
15-0032794 | Unknown Cause | Patrol - found nothing |  |  | 2015 | Tier 2 - Elevated | Distribution Circuit | 5 | 7 | 2015-05-07 | 1231196 | Sus | Y | UnknownCause¦Patrolfoundnothing¦¦
15-0034666 | Unknown Cause | Patrol - found nothing |  |  | 2015 | Tier 3 - Extreme | Distribution Circuit | 5 | 16 | 2015-05-16 | 1235667 | Sus | Y | UnknownCause¦Patrolfoundnothing¦¦
15-0035025 | Vegetation | Tree - branch fell on line | Secondary | Normal | 2015 | Tier 3 - Extreme | Transformer only | 5 | 18 | 2015-05-18 | 1236532 | Sus | Y | Vegetation¦Treebranchfellonline¦Secondary¦Normal
15-0036221 | Equipment Failure/Involved | Overhead | Transformer (OH) | Broken | 2015 | Tier 3 - Extreme | Transformer only | 5 | 24 | 2015-05-24 | 1238993 | Sus | Y | EquipmentFailureInvolved¦Overhead¦Transformer(OH)¦Broken
15-0038976 | Environmental/External | Lightning | Transformer | Contaminated | 2015 | Tier 2 - Elevated | Transformer only | 6 | 5 | 2015-06-05 | 1244545 | Sus | Y | EnvironmentalExternal¦Lightning¦Transformer¦Contaminated
15-0039736 | Vegetation | Tree - fell into line | Fuse | Failed/Faulted | 2015 | Tier 2 - Elevated | Distribution Circuit | 6 | 9 | 2015-06-09 | 1247522 | Sus | Y | Vegetation¦Treefellintoline¦Fuse¦FailedFaulted
15-0041397 | Equipment Failure/Involved | Overhead | Connector or Splice (OH) | Broken | 2015 | Tier 2 - Elevated | Distribution Circuit | 6 | 16 | 2015-06-16 | 1251752 | Sus | Y | EquipmentFailureInvolved¦Overhead¦ConnectororSplice(OH)¦Broken
15-0043485 | Vegetation | Tree - fell into line | Fuse | Failed/Faulted | 2015 | Tier 3 - Extreme | Distribution Circuit | 6 | 25 | 2015-06-25 | 1256808 | Sus | Y | Vegetation¦Treefellintoline¦Fuse¦FailedFaulted
15-0050451 | Animal | Bird found | Fuse | Failed/Faulted | 2015 | Tier 2 - Elevated | Distribution Circuit | 7 | 25 | 2015-07-25 | 1276916 | Sus | Y | Animal¦Birdfound¦Fuse¦FailedFaulted
15-0060613 | Equipment Failure/Involved | Overhead | Transformer (OH) | Failed/Faulted | 2015 | Tier 2 - Elevated | Transformer only | 9 | 10 | 2015-09-10 | 1303708 | Sus | Y | EquipmentFailureInvolved¦Overhead¦Transformer(OH)¦FailedFaulted
15-0064449 | Animal | Squirrel | Pothead(Riser Termination) | Normal | 2015 | Tier 3 - Extreme | Distribution Circuit | 9 | 26 | 2015-09-26 | 1312242 | Sus | Y | Animal¦Squirrel¦Pothead(RiserTermination)¦Normal
15-0067289 | Unknown Cause | Patrol - found nothing |  |  | 2015 | Tier 3 - Extreme | Distribution Circuit | 10 | 1 | 2015-10-01 | 1315143 | Sus | Y | UnknownCause¦Patrolfoundnothing¦¦
15-0071162 | Vegetation | Tree - grew into line | Conductor, Overhead | Normal | 2015 | Tier 3 - Extreme | Distribution Circuit | 10 | 16 | 2015-10-16 | 1323726 | Sus | Y | Vegetation¦Treegrewintoline¦ConductorOverhead¦Normal
15-0072058 | Equipment Failure/Involved | Underground | Transformer (UG) | Deteriorated | 2015 | Tier 2 - Elevated | Distribution Circuit | 10 | 20 | 2015-10-20 | 1326651 | Sus | Y | EquipmentFailureInvolved¦Underground¦Transformer(UG)¦Deteriorated
15-0074990 | Unknown Cause | Patrol - found nothing |  |  | 2015 | Tier 2 - Elevated | Distribution Circuit | 11 | 2 | 2015-11-02 | 1333518 | Sus | Y | UnknownCause¦Patrolfoundnothing¦¦
15-0077835 | 3rd Party | Vehicle | Pole-Wood | Broken, wire on ground | 2015 | Tier 2 - Elevated | Distribution Circuit | 11 | 15 | 2015-11-15 | 1341446 | Sus | Y | 3rdParty¦Vehicle¦PoleWood¦Brokenwireonground
15-0079887 | Unknown Cause | Patrol - found nothing |  |  | 2015 | Tier 2 - Elevated | Distribution Circuit | 11 | 21 | 2015-11-21 | 1346568 | Sus | Y | UnknownCause¦Patrolfoundnothing¦¦
15-0082530 | Vegetation | Tree - fell into line | Crossarm, Wood | Broken, wire on ground | 2015 | Tier 2 - Elevated | Distribution Circuit | 12 | 3 | 2015-12-03 | 1352930 | Sus | N | Vegetation¦Treefellintoline¦CrossarmWood¦Brokenwireonground
15-0086699 | Vegetation | Tree - branch fell on line | Conductor, Overhead | Normal | 2015 | Tier 3 - Extreme | Distribution Circuit | 12 | 22 | 2015-12-22 | 1368934 | Sus | N | Vegetation¦Treebranchfellonline¦ConductorOverhead¦Normal
15-0087609 | Vegetation | Tree - fell into line | Pole-Wood | Broken, wire on ground | 2015 | Tier 2 - Elevated | Distribution Circuit | 12 | 28 | 2015-12-28 | 1373121 | Sus | N | Vegetation¦Treefellintoline¦PoleWood¦Brokenwireonground
15-0087648 | 3rd Party | Tree - cutting, 3rd party | Conductor, Overhead | Normal | 2015 | Tier 3 - Extreme | Distribution Circuit | 12 | 28 | 2015-12-28 | 1373460 | Sus | N | 3rdParty¦Treecutting3rdparty¦ConductorOverhead¦Normal
16-0006920 | Equipment Failure/Involved | Overhead | Crossarm, Wood | Broken | 2016 | Tier 2 - Elevated | Distribution Circuit | 1 | 20 | 2016-01-20 | 1388702 | Sus | N | EquipmentFailureInvolved¦Overhead¦CrossarmWood¦Broken
16-0007872 | Vegetation | Tree - fell into line | Secondary | Bent or Twisted | 2016 | Tier 2 - Elevated | Transformer only | 1 | 24 | 2016-01-24 | 1391264 | Sus | N | Vegetation¦Treefellintoline¦Secondary¦BentorTwisted
16-0009208 | Vegetation | Tree - fell into line | Conductor, Overhead | Broken, wire on ground | 2016 | Tier 2 - Elevated | Distribution Circuit | 1 | 29 | 2016-01-29 | 1394131 | Sus | N | Vegetation¦Treefellintoline¦ConductorOverhead¦Brokenwireonground
16-0009444 | Unknown Cause | Patrol - found nothing |  |  | 2016 | Tier 3 - Extreme | Distribution Circuit | 1 | 31 | 2016-01-31 | 1394944 | Sus | N | UnknownCause¦Patrolfoundnothing¦¦
16-0009475 | Unknown Cause | Patrol - not conducted |  |  | 2016 | Tier 3 - Extreme | Distribution Circuit | 1 | 31 | 2016-01-31 | 1395070 | Sus | N | UnknownCause¦Patrolnotconducted¦¦
16-0009872 | Vegetation | Tree - fell into line | Conductor, Overhead | Broken, wire on ground | 2016 | Tier 2 - Elevated | Distribution Circuit | 2 | 1 | 2016-02-01 | 1396571 | Sus | N | Vegetation¦Treefellintoline¦ConductorOverhead¦Brokenwireonground
16-0013452 | Unknown Cause | Patrol - found nothing |  |  | 2016 | Tier 2 - Elevated | Distribution Circuit | 2 | 17 | 2016-02-17 | 1406813 | Sus | N | UnknownCause¦Patrolfoundnothing¦¦
16-0014107 | 3rd Party | Contact with High Voltage, 3rd party | Conductor, Overhead | Annealed | 2016 | Tier 2 - Elevated | Distribution Circuit | 2 | 19 | 2016-02-19 | 1409102 | Sus | N | 3rdParty¦ContactwithHighVoltage3rdparty¦ConductorOverhead¦Annealed
16-0017768 | Vegetation | Tree - fell into line | Pole-Wood | Broken | 2016 | Tier 2 - Elevated | Distribution Circuit | 3 | 5 | 2016-03-05 | 1418137 | Sus | N | Vegetation¦Treefellintoline¦PoleWood¦Broken
16-0017911 | Vegetation | Tree - fell into line | Conductor, Overhead | Normal | 2016 | Tier 3 - Extreme | Distribution Circuit | 3 | 5 | 2016-03-05 | 1419867 | Sus | N | Vegetation¦Treefellintoline¦ConductorOverhead¦Normal
16-0017939 | Unknown Cause | Patrol - found nothing |  |  | 2016 | Tier 2 - Elevated | Distribution Circuit | 3 | 5 | 2016-03-05 | 1419481 | Sus | N | UnknownCause¦Patrolfoundnothing¦¦
16-0018266 | Unknown Cause | Patrol - found nothing |  |  | 2016 | Tier 3 - Extreme | Distribution Circuit | 3 | 6 | 2016-03-06 | 1421010 | Sus | N | UnknownCause¦Patrolfoundnothing¦¦
16-0019155 | Unknown Cause | Patrol - found nothing |  |  | 2016 | Tier 2 - Elevated | Distribution Circuit | 3 | 8 | 2016-03-08 | 1424895 | Sus | N | UnknownCause¦Patrolfoundnothing¦¦
16-0020965 | Equipment Failure/Involved | Overhead | Secondary | Broken | 2016 | Tier 3 - Extreme | Transformer only | 3 | 13 | 2016-03-13 | 1430318 | Sus | N | EquipmentFailureInvolved¦Overhead¦Secondary¦Broken
16-0021334 | Unknown Cause | Patrol - found nothing |  |  | 2016 | Tier 2 - Elevated | Distribution Circuit | 3 | 14 | 2016-03-14 | 1431118 | Sus | N | UnknownCause¦Patrolfoundnothing¦¦
16-0024671 | Unknown Cause | Patrol - found nothing |  |  | 2016 | Tier 2 - Elevated | Distribution Circuit | 3 | 29 | 2016-03-29 | 1440721 | Sus | N | UnknownCause¦Patrolfoundnothing¦¦
16-0028461 | Vegetation | Tree - branch fell on line | Conductor, Overhead | Broken, wire on ground | 2016 | Tier 3 - Extreme | Distribution Circuit | 4 | 13 | 2016-04-13 | 1450343 | Sus | N | Vegetation¦Treebranchfellonline¦ConductorOverhead¦Brokenwireonground
16-0029262 | Animal | Other | Bushing | Normal | 2016 | Tier 2 - Elevated | Substation - Distribution | 4 | 17 | 2016-04-17 | 1452610 | Sus | N | Animal¦Other¦Bushing¦Normal
16-0029830 | Equipment Failure/Involved | Overhead | Woodpin | Broken, wire on object | 2016 | Tier 2 - Elevated | Distribution Circuit | 4 | 19 | 2016-04-19 | 1454047 | Sus | N | EquipmentFailureInvolved¦Overhead¦Woodpin¦Brokenwireonobject
16-0030834 | Equipment Failure/Involved | Overhead | Transformer | Failed/Faulted | 2016 | Tier 2 - Elevated | Transformer only | 4 | 22 | 2016-04-22 | 1456327 | Sus | N | EquipmentFailureInvolved¦Overhead¦Transformer¦FailedFaulted
16-0031129 | Unknown Cause | Patrol - found nothing |  |  | 2016 | Tier 2 - Elevated | Distribution Circuit | 4 | 24 | 2016-04-24 | 1457583 | Sus | N | UnknownCause¦Patrolfoundnothing¦¦
16-0031182 | Unknown Cause | Patrol - found nothing |  |  | 2016 | Tier 3 - Extreme | Distribution Circuit | 4 | 25 | 2016-04-25 | 1457813 | Sus | N | UnknownCause¦Patrolfoundnothing¦¦
16-0036643 | Equipment Failure/Involved | Overhead | Fuse | Broken | 2016 | Tier 2 - Elevated | Transformer only | 5 | 17 | 2016-05-17 | 1471536 | Sus | Y | EquipmentFailureInvolved¦Overhead¦Fuse¦Broken
16-0043558 | Environmental/External | Lightning | Fuse | Failed/Faulted | 2016 | Tier 2 - Elevated | Distribution Circuit | 6 | 15 | 2016-06-15 | 1489703 | Sus | Y | EnvironmentalExternal¦Lightning¦Fuse¦FailedFaulted
16-0045486 | Equipment Failure/Involved | Overhead | Pole-Wood | Broken, wire on ground | 2016 | Tier 2 - Elevated | Distribution Circuit | 6 | 23 | 2016-06-23 | 1494957 | Sus | Y | EquipmentFailureInvolved¦Overhead¦PoleWood¦Brokenwireonground
16-0053063 | Unknown Cause | Patrol - found nothing |  |  | 2016 | Tier 2 - Elevated | Distribution Circuit | 7 | 27 | 2016-07-27 | 1517221 | Sus | Y | UnknownCause¦Patrolfoundnothing¦¦
16-0055418 | Equipment Failure/Involved | Overhead | Cutout, fuse holder | Broken | 2016 | Tier 2 - Elevated | Transformer only | 8 | 5 | 2016-08-05 | 1522218 | Sus | Y | EquipmentFailureInvolved¦Overhead¦Cutoutfuseholder¦Broken
16-0056384 | Unknown Cause | Patrol - found nothing |  |  | 2016 | Tier 2 - Elevated | Distribution Circuit | 8 | 10 | 2016-08-10 | 1524456 | Sus | Y | UnknownCause¦Patrolfoundnothing¦¦
16-0061469 | Animal | Squirrel | Fuse | Normal | 2016 | Tier 3 - Extreme | Distribution Circuit | 8 | 31 | 2016-08-31 | 1535055 | Sus | Y | Animal¦Squirrel¦Fuse¦Normal
16-0064018 | Vegetation | Tree - branch fell on line | Conductor, Overhead | Broken, wire on ground | 2016 | Tier 2 - Elevated | Distribution Circuit | 9 | 12 | 2016-09-12 | 1540330 | Sus | Y | Vegetation¦Treebranchfellonline¦ConductorOverhead¦Brokenwireonground
16-0064061 | Unknown Cause | Patrol - not conducted |  |  | 2016 | Tier 2 - Elevated | Distribution Circuit | 9 | 12 | 2016-09-12 | 1540351 | Sus | Y | UnknownCause¦Patrolnotconducted¦¦
16-0067463 | Unknown Cause | Patrol - found nothing |  |  | 2016 | Tier 2 - Elevated | Distribution Circuit | 9 | 26 | 2016-09-26 | 1547722 | Sus | Y | UnknownCause¦Patrolfoundnothing¦¦
16-0068842 | Unknown Cause | Patrol - found nothing |  |  | 2016 | Tier 2 - Elevated | Distribution Circuit | 9 | 30 | 2016-09-30 | 1550751 | Sus | Y | UnknownCause¦Patrolfoundnothing¦¦
16-0069896 | Unknown Cause | Patrol - found nothing |  |  | 2016 | Tier 2 - Elevated | Distribution Circuit | 10 | 5 | 2016-10-05 | 1553531 | Sus | Y | UnknownCause¦Patrolfoundnothing¦¦
16-0070528 | Animal | Bird found | Conductor, Overhead | Normal | 2016 | Tier 2 - Elevated | Distribution Circuit | 10 | 8 | 2016-10-08 | 1554917 | Sus | Y | Animal¦Birdfound¦ConductorOverhead¦Normal
16-0072313 | Animal | Other | Customer Equipment | Normal | 2016 | Tier 2 - Elevated | Distribution Circuit | 10 | 14 | 2016-10-14 | 1560173 | Sus | Y | Animal¦Other¦CustomerEquipment¦Normal
16-0081796 | Vegetation | Tree - branch fell on line | Conductor, Overhead | Normal | 2016 | Tier 2 - Elevated | Distribution Circuit | 11 | 22 | 2016-11-22 | 1587255 | Sus | Y | Vegetation¦Treebranchfellonline¦ConductorOverhead¦Normal
16-0082934 | Unknown Cause | Patrol - found nothing |  |  | 2016 | Tier 2 - Elevated | Distribution Circuit | 11 | 29 | 2016-11-29 | 1591320 | Sus | Y | UnknownCause¦Patrolfoundnothing¦¦
16-0085046 | Vegetation | Tree - fell into line | Pole-Wood | Broken, wire on ground | 2016 | Tier 3 - Extreme | Distribution Circuit | 12 | 10 | 2016-12-10 | 1599495 | Sus | N | Vegetation¦Treefellintoline¦PoleWood¦Brokenwireonground
17-0003820 | Equipment Failure/Involved | Overhead | Jumper | Burned/flashed | 2017 | Tier 3 - Extreme | Distribution Circuit | 1 | 4 | 2017-01-04 | 1618831 | Sus | N | EquipmentFailureInvolved¦Overhead¦Jumper¦Burnedflashed
17-0005275 | Vegetation | Tree - fell into line | Conductor, Overhead | Broken, wire on ground | 2017 | Tier 3 - Extreme | Distribution Circuit | 1 | 8 | 2017-01-08 | 1624697 | Sus | N | Vegetation¦Treefellintoline¦ConductorOverhead¦Brokenwireonground
17-0005294 | Vegetation | Tree - branch fell on line | Conductor, Overhead | Together | 2017 | Tier 2 - Elevated | Distribution Circuit | 1 | 8 | 2017-01-08 | 1625737 | Sus | N | Vegetation¦Treebranchfellonline¦ConductorOverhead¦Together
17-0006047 | Vegetation | Tree - fell into line | Conductor, Overhead | Together | 2017 | Tier 3 - Extreme | Distribution Circuit | 1 | 8 | 2017-01-08 | 1628998 | Sus | N | Vegetation¦Treefellintoline¦ConductorOverhead¦Together
17-0006607 | Vegetation | Tree - branch fell on line | Transformer | Failed/Faulted | 2017 | Tier 3 - Extreme | Distribution Circuit | 1 | 10 | 2017-01-10 | 1633195 | Sus | N | Vegetation¦Treebranchfellonline¦Transformer¦FailedFaulted
17-0007742 | Vegetation | Tree - fell into line | Conductor, Overhead | Broken, wire on ground | 2017 | Tier 3 - Extreme | Distribution Circuit | 1 | 10 | 2017-01-10 | 1640082 | Sus | N | Vegetation¦Treefellintoline¦ConductorOverhead¦Brokenwireonground
17-0008311 | Equipment Failure/Involved | Overhead | Pole-Wood | Broken, wire on ground | 2017 | Tier 2 - Elevated | Distribution Circuit | 1 | 12 | 2017-01-12 | 1641107 | Sus | N | EquipmentFailureInvolved¦Overhead¦PoleWood¦Brokenwireonground
17-0011308 | Vegetation | Tree - fell into line | Cutout, fuse holder | Normal | 2017 | Tier 3 - Extreme | Distribution Circuit | 1 | 20 | 2017-01-20 | 1652831 | Sus | N | Vegetation¦Treefellintoline¦Cutoutfuseholder¦Normal
17-0013993 | Equipment Failure/Involved | Overhead | Secondary | Broken, wire on ground | 2017 | Tier 3 - Extreme | Transformer only | 1 | 21 | 2017-01-21 | 1664755 | Sus | N | EquipmentFailureInvolved¦Overhead¦Secondary¦Brokenwireonground
17-0015836 | Equipment Failure/Involved | Overhead | Fuse | Broken | 2017 | Tier 2 - Elevated | Distribution Circuit | 1 | 28 | 2017-01-28 | 1669573 | Sus | N | EquipmentFailureInvolved¦Overhead¦Fuse¦Broken
17-0015928 | Equipment Failure/Involved | Overhead | Jumper | Burned Open | 2017 | Tier 2 - Elevated | Distribution Circuit | 1 | 29 | 2017-01-29 | 1670031 | Sus | N | EquipmentFailureInvolved¦Overhead¦Jumper¦BurnedOpen
17-0018675 | Equipment Failure/Involved | Overhead | Conductor, Overhead | Broken, wire on ground | 2017 | Tier 2 - Elevated | Distribution Circuit | 2 | 7 | 2017-02-07 | 1680627 | Sus | N | EquipmentFailureInvolved¦Overhead¦ConductorOverhead¦Brokenwireonground
17-0018723 | Vegetation | Tree - branch fell on line | Conductor, Overhead | Broken, wire on object | 2017 | Tier 3 - Extreme | Distribution Circuit | 2 | 7 | 2017-02-07 | 1680804 | Sus | N | Vegetation¦Treebranchfellonline¦ConductorOverhead¦Brokenwireonobject
17-0019871 | Equipment Failure/Involved | Overhead | Transformer | Failed/Faulted | 2017 | Tier 2 - Elevated | Transformer only | 2 | 10 | 2017-02-10 | 1684771 | Sus | N | EquipmentFailureInvolved¦Overhead¦Transformer¦FailedFaulted
17-0022524 | Equipment Failure/Involved | Overhead | Conductor, Overhead | Broken, wire on ground | 2017 | Tier 2 - Elevated | Transmission line | 2 | 17 | 2017-02-17 | 1697660 | Sus | N | EquipmentFailureInvolved¦Overhead¦ConductorOverhead¦Brokenwireonground
17-0024132 | Vegetation | Tree - fell into line | Conductor, Overhead | Broken, wire on ground | 2017 | Tier 3 - Extreme | Distribution Circuit | 2 | 20 | 2017-02-20 | 1706083 | Sus | N | Vegetation¦Treefellintoline¦ConductorOverhead¦Brokenwireonground
17-0026747 | Equipment Failure/Involved | Overhead | Transformer | Failed/Faulted | 2017 | Tier 2 - Elevated | Transformer only | 2 | 25 | 2017-02-25 | 1714115 | Sus | N | EquipmentFailureInvolved¦Overhead¦Transformer¦FailedFaulted
17-0030446 | Animal | Squirrel | Recloser | Broken | 2017 | Tier 3 - Extreme | Distribution Circuit | 3 | 13 | 2017-03-13 | 1726178 | Sus | N | Animal¦Squirrel¦Recloser¦Broken
17-0034717 | Vegetation | Tree - grew into line | Conductor, Overhead | Normal | 2017 | Tier 2 - Elevated | Distribution Circuit | 3 | 29 | 2017-03-29 | 1738378 | Sus | N | Vegetation¦Treegrewintoline¦ConductorOverhead¦Normal
17-0035569 | Vegetation | Tree - fell into line | Conductor, Overhead | Broken | 2017 | Tier 3 - Extreme | Distribution Circuit | 3 | 31 | 2017-03-31 | 1741098 | Sus | N | Vegetation¦Treefellintoline¦ConductorOverhead¦Broken
17-0040414 | Equipment Failure/Involved | Overhead | Transformer (OH) | Broken | 2017 | Tier 2 - Elevated | Distribution Circuit | 4 | 14 | 2017-04-14 | 1757963 | Sus | N | EquipmentFailureInvolved¦Overhead¦Transformer(OH)¦Broken
17-0040489 | Equipment Failure/Involved | Other | Other | Failed/Faulted | 2017 | Tier 3 - Extreme | Transformer only | 4 | 15 | 2017-04-15 | 1758372 | Sus | N | EquipmentFailureInvolved¦Other¦Other¦FailedFaulted
17-0044783 | Unknown Cause | Patrol - found nothing |  |  | 2017 | Tier 2 - Elevated | Distribution Circuit | 5 | 3 | 2017-05-03 | 1773013 | Sus | Y | UnknownCause¦Patrolfoundnothing¦¦
17-0045701 | Vegetation | Tree - branch fell on line | Conductor, Overhead | Broken, wire on ground | 2017 | Tier 2 - Elevated | Distribution Circuit | 5 | 5 | 2017-05-05 | 1775762 | Sus | Y | Vegetation¦Treebranchfellonline¦ConductorOverhead¦Brokenwireonground
17-0050815 | Vegetation | Tree - branch fell on line | Conductor, Overhead | Broken, wire on ground | 2017 | Tier 3 - Extreme | Distribution Circuit | 5 | 25 | 2017-05-25 | 1790693 | Sus | Y | Vegetation¦Treebranchfellonline¦ConductorOverhead¦Brokenwireonground
17-0051637 | Unknown Cause | Patrol - found nothing |  |  | 2017 | Tier 3 - Extreme | Distribution Circuit | 5 | 31 | 2017-05-31 | 1793660 | Sus | Y | UnknownCause¦Patrolfoundnothing¦¦
17-0054694 | Equipment Failure/Involved | Overhead | Conductor, Overhead | Normal | 2017 | Tier 3 - Extreme | Distribution Circuit | 6 | 12 | 2017-06-12 | 1803075 | Sus | Y | EquipmentFailureInvolved¦Overhead¦ConductorOverhead¦Normal
17-0060005 | Vegetation | Tree - bark fell into line | Transformer (OH) | Broken | 2017 | Tier 2 - Elevated | Distribution Circuit | 7 | 1 | 2017-07-01 | 1822149 | Sus | Y | Vegetation¦Treebarkfellintoline¦Transformer(OH)¦Broken
17-0060005 | Vegetation | Tree - bark fell into line | Transformer (OH) | Broken | 2017 | Tier 2 - Elevated | Distribution Circuit | 7 | 1 | 2017-07-01 | 1822149 | Sus | Y | Vegetation¦Treebarkfellintoline¦Transformer(OH)¦Broken
17-0063141 | Unknown Cause | Patrol - found nothing |  |  | 2017 | Tier 2 - Elevated | Distribution Circuit | 7 | 15 | 2017-07-15 | 1832308 | Sus | Y | UnknownCause¦Patrolfoundnothing¦¦
17-0063232 | Equipment Failure/Involved | Overhead | Lightning Arrestor | Failed/Faulted | 2017 | Tier 2 - Elevated | Distribution Circuit | 7 | 16 | 2017-07-16 | 1832730 | Sus | Y | EquipmentFailureInvolved¦Overhead¦LightningArrestor¦FailedFaulted
17-0065265 | Animal | Bird found | Transformer (OH) | Normal | 2017 | Tier 2 - Elevated | Distribution Circuit | 7 | 25 | 2017-07-25 | 1839323 | Sus | Y | Animal¦Birdfound¦Transformer(OH)¦Normal
17-0066233 | Unknown Cause | Patrol - found nothing |  |  | 2017 | Tier 2 - Elevated | Distribution Circuit | 7 | 28 | 2017-07-28 | 1841534 | Sus | Y | UnknownCause¦Patrolfoundnothing¦¦
17-0066434 | Unknown Cause | Patrol - found nothing |  |  | 2017 | Tier 3 - Extreme | Distribution Circuit | 7 | 29 | 2017-07-29 | 1842018 | Sus | Y | UnknownCause¦Patrolfoundnothing¦¦
17-0067029 | Unknown Cause | Patrol - found nothing |  |  | 2017 | Tier 2 - Elevated | Distribution Circuit | 8 | 1 | 2017-08-01 | 1843801 | Sus | Y | UnknownCause¦Patrolfoundnothing¦¦
17-0070993 | Unknown Cause | Patrol - found nothing |  |  | 2017 | Tier 2 - Elevated | Distribution Circuit | 8 | 17 | 2017-08-17 | 1854070 | Sus | Y | UnknownCause¦Patrolfoundnothing¦¦
17-0074300 | Vegetation | Tree - fell into line | Conductor, Overhead | Broken, wire on object | 2017 | Tier 3 - Extreme | Distribution Circuit | 8 | 30 | 2017-08-30 | 1863605 | Sus | Y | Vegetation¦Treefellintoline¦ConductorOverhead¦Brokenwireonobject
17-0078428 | Unknown Cause | Patrol - found nothing |  |  | 2017 | Tier 3 - Extreme | Distribution Circuit | 9 | 12 | 2017-09-12 | 1877874 | Sus | Y | UnknownCause¦Patrolfoundnothing¦¦
17-0079694 | 3rd Party | Vehicle | Pole-Wood | Broken | 2017 | Tier 3 - Extreme | Distribution Circuit | 9 | 18 | 2017-09-18 | 1880933 | Sus | Y | 3rdParty¦Vehicle¦PoleWood¦Broken
17-0079830 | Vegetation | Tree - fell into line | Conductor, Overhead | Broken, wire on ground | 2017 | Tier 3 - Extreme | Distribution Circuit | 9 | 18 | 2017-09-18 | 1881389 | Sus | Y | Vegetation¦Treefellintoline¦ConductorOverhead¦Brokenwireonground
17-0081044 | Animal | Squirrel | Transformer (OH) | Normal | 2017 | Tier 3 - Extreme | Distribution Circuit | 9 | 22 | 2017-09-22 | 1884022 | Sus | Y | Animal¦Squirrel¦Transformer(OH)¦Normal
17-0081918 | Unknown Cause | Patrol - found nothing |  |  | 2017 | Tier 3 - Extreme | Distribution Circuit | 9 | 26 | 2017-09-26 | 1886262 | Sus | Y | UnknownCause¦Patrolfoundnothing¦¦
17-0083062 | Equipment Failure/Involved | Overhead | Pole-Wood | Broken, wire on ground | 2017 | Tier 3 - Extreme | Distribution Circuit | 9 | 30 | 2017-09-30 | 1888607 | Sus | Y | EquipmentFailureInvolved¦Overhead¦PoleWood¦Brokenwireonground
17-0083693 | Equipment Failure/Involved | Overhead | Transformer | Failed/Faulted | 2017 | Tier 3 - Extreme | Transformer only | 10 | 3 | 2017-10-03 | 1889789 | Sus | Y | EquipmentFailureInvolved¦Overhead¦Transformer¦FailedFaulted
17-0085265 | Vegetation | Tree - fell into line | Conductor, Overhead | Broken, wire on ground | 2017 | Tier 3 - Extreme | Distribution Circuit | 10 | 8 | 2017-10-08 | 1894153 | Sus | Y | Vegetation¦Treefellintoline¦ConductorOverhead¦Brokenwireonground
17-0085335 | Vegetation | Tree - fell into line | Conductor, Overhead | Broken, wire on ground | 2017 | Tier 3 - Extreme | Distribution Circuit | 10 | 9 | 2017-10-09 | 1894896 | Sus | Y | Vegetation¦Treefellintoline¦ConductorOverhead¦Brokenwireonground
17-0085337 | Vegetation | Tree - branch fell on line | Conductor, Overhead | Normal | 2017 | Tier 3 - Extreme | Distribution Circuit | 10 | 8 | 2017-10-08 | 1894198 | Sus | Y | Vegetation¦Treebranchfellonline¦ConductorOverhead¦Normal
17-0086136 | Equipment Failure/Involved | Overhead | Pole-Wood | Broken, wire on ground | 2017 | Tier 2 - Elevated | Distribution Circuit | 10 | 10 | 2017-10-10 | 1897862 | Sus | Y | EquipmentFailureInvolved¦Overhead¦PoleWood¦Brokenwireonground
17-0086452 | Vegetation | Tree - fell into line | Conductor, Overhead | Broken, wire on ground | 2017 | Tier 3 - Extreme | Distribution Circuit | 10 | 9 | 2017-10-09 | 1898790 | Sus | Y | Vegetation¦Treefellintoline¦ConductorOverhead¦Brokenwireonground
17-0089398 | Environmental/External | Fire, Forest/Grass | Jumper | Normal | 2017 | Tier 3 - Extreme | Transformer only | 10 | 8 | 2017-10-08 | 1906978 | Sus | Y | EnvironmentalExternal¦FireForestGrass¦Jumper¦Normal
17-0092456 | Vegetation | Tree - grew into line | Conductor, Overhead | Normal | 2017 | Tier 3 - Extreme | Distribution Circuit | 11 | 3 | 2017-11-03 | 1915204 | Sus | Y | Vegetation¦Treegrewintoline¦ConductorOverhead¦Normal
17-0094539 | Equipment Failure/Involved | Overhead | Cutout, fuse holder | Failed/Faulted | 2017 | Tier 2 - Elevated | Transformer only | 11 | 12 | 2017-11-12 | 1920932 | Sus | Y | EquipmentFailureInvolved¦Overhead¦Cutoutfuseholder¦FailedFaulted
17-0095779 | Vegetation | Tree - branch fell on line | Conductor, Overhead | Normal | 2017 | Tier 3 - Extreme | Distribution Circuit | 11 | 16 | 2017-11-16 | 1924433 | Sus | Y | Vegetation¦Treebranchfellonline¦ConductorOverhead¦Normal
17-0095804 | Vegetation | Tree - fell into line | Conductor, Overhead | Broken, wire on ground | 2017 | Tier 3 - Extreme | Distribution Circuit | 11 | 17 | 2017-11-17 | 1924527 | Sus | Y | Vegetation¦Treefellintoline¦ConductorOverhead¦Brokenwireonground
17-0098448 | Equipment Failure/Involved | Overhead | Transformer (OH) | Failed/Faulted | 2017 | Tier 2 - Elevated | Distribution Circuit | 11 | 29 | 2017-11-29 | 1931533 | Sus | Y | EquipmentFailureInvolved¦Overhead¦Transformer(OH)¦FailedFaulted
17-0102307 | Vegetation | Tree - branch fell on line | Fuse | Failed/Faulted | 2017 | Tier 3 - Extreme | Distribution Circuit | 12 | 16 | 2017-12-16 | 1946106 | Sus | N | Vegetation¦Treebranchfellonline¦Fuse¦FailedFaulted
18-0002913 | Equipment Failure/Involved | Overhead | Conductor, Overhead | Broken, wire on ground | 2018 | Tier 2 - Elevated | Distribution Circuit | 1 | 2 | 2018-01-02 | 309 | Sus | N | EquipmentFailureInvolved¦Overhead¦ConductorOverhead¦Brokenwireonground
18-0004530 | Vegetation | Tree - fell into line | Conductor, Overhead | Broken, wire on ground | 2018 | Tier 3 - Extreme | Distribution Circuit | 1 | 9 | 2018-01-09 | 4456 | Sus | N | Vegetation¦Treefellintoline¦ConductorOverhead¦Brokenwireonground
18-0011021 | Unknown Cause | Patrol - found nothing |  |  | 2018 | Tier 2 - Elevated | Distribution Circuit | 2 | 2 | 2018-02-02 | 18094 | Sus | N | UnknownCause¦Patrolfoundnothing¦¦
18-0013261 | Vegetation | Tree - fell into line | Connector or Splice (OH) | Normal | 2018 | Tier 3 - Extreme | Distribution Circuit | 2 | 11 | 2018-02-11 | 22827 | Sus | N | Vegetation¦Treefellintoline¦ConnectororSplice(OH)¦Normal
18-0013591 | Unknown Cause | Patrol - not conducted |  |  | 2018 | Tier 2 - Elevated | Distribution Circuit | 2 | 12 | 2018-02-12 | 23544 | Sus | N | UnknownCause¦Patrolnotconducted¦¦
18-0018504 | Vegetation | Tree - fell into line | Conductor, Overhead | Broken, wire on ground | 2018 | Tier 3 - Extreme | Distribution Circuit | 3 | 1 | 2018-03-01 | 34643 | Sus | N | Vegetation¦Treefellintoline¦ConductorOverhead¦Brokenwireonground
18-0019304 | Vegetation | Tree - fell into line | Conductor, Overhead | Broken, wire on ground | 2018 | Tier 3 - Extreme | Distribution Circuit | 3 | 3 | 2018-03-03 | 36983 | Sus | N | Vegetation¦Treefellintoline¦ConductorOverhead¦Brokenwireonground
18-0022017 | Unknown Cause | Patrol - not conducted |  |  | 2018 | Tier 2 - Elevated | Transmission line | 3 | 12 | 2018-03-12 | 42760 | Sus | N | UnknownCause¦Patrolnotconducted¦¦
18-0022167 | Vegetation | Tree - branch fell on line | Conductor, Overhead | Broken, wire on ground | 2018 | Tier 3 - Extreme | Distribution Circuit | 3 | 13 | 2018-03-13 | 43142 | Sus | N | Vegetation¦Treebranchfellonline¦ConductorOverhead¦Brokenwireonground
18-0023948 | Equipment Failure/Involved | Overhead | Conductor, Overhead | Broken, wire on ground | 2018 | Tier 2 - Elevated | Distribution Circuit | 3 | 18 | 2018-03-18 | 47469 | Sus | N | EquipmentFailureInvolved¦Overhead¦ConductorOverhead¦Brokenwireonground
18-0025539 | Vegetation | Tree - fell into line | Pole-Wood | Broken, wire on ground | 2018 | Tier 3 - Extreme | Distribution Circuit | 3 | 22 | 2018-03-22 | 50625 | Sus | N | Vegetation¦Treefellintoline¦PoleWood¦Brokenwireonground
18-0025784 | Equipment Failure/Involved | Overhead | Crossarm, Wood | Broken, wire on ground | 2018 | Tier 2 - Elevated | Distribution Circuit | 3 | 22 | 2018-03-22 | 51239 | Sus | N | EquipmentFailureInvolved¦Overhead¦CrossarmWood¦Brokenwireonground
18-0031546 | Equipment Failure/Involved | Overhead | Crossarm, Wood | Broken | 2018 | Tier 2 - Elevated | Distribution Circuit | 4 | 12 | 2018-04-12 | 65407 | Sus | N | EquipmentFailureInvolved¦Overhead¦CrossarmWood¦Broken
18-0031583 | Unknown Cause | Patrol - not conducted |  |  | 2018 | Tier 3 - Extreme | Distribution Circuit | 4 | 12 | 2018-04-12 | 65264 | Sus | N | UnknownCause¦Patrolnotconducted¦¦
18-0037019 | Equipment Failure/Involved | Electrical Overload | Recloser | Normal | 2018 | Tier 2 - Elevated | Distribution Circuit | 6 | 4 | 2018-06-04 | 101181 | Sus | Y | EquipmentFailureInvolved¦ElectricalOverload¦Recloser¦Normal
18-0038168 | Unknown Cause | Patrol - found nothing |  |  | 2018 | Tier 2 - Elevated | Distribution Circuit | 5 | 4 | 2018-05-04 | 79249 | Sus | Y | UnknownCause¦Patrolfoundnothing¦¦
18-0040745 | Unknown Cause | Patrol - found nothing |  |  | 2018 | Tier 3 - Extreme | Distribution Circuit | 5 | 14 | 2018-05-14 | 85495 | Sus | Y | UnknownCause¦Patrolfoundnothing¦¦
18-0048187 | 3rd Party | Vehicle | Pole-Wood | Broken | 2018 | Tier 2 - Elevated | Distribution Circuit | 6 | 7 | 2018-06-07 | 103276 | Sus | Y | 3rdParty¦Vehicle¦PoleWood¦Broken
18-0050347 | Unknown Cause | Patrol - not conducted |  |  | 2018 | Tier 2 - Elevated | Distribution Circuit | 6 | 12 | 2018-06-12 | 107557 | Sus | Y | UnknownCause¦Patrolnotconducted¦¦
18-0056679 | Vegetation | Tree - cutting, PG&E contractor | Conductor, Overhead | Normal | 2018 | Tier 2 - Elevated | Distribution Circuit | 7 | 3 | 2018-07-03 | 123705 | Sus | Y | Vegetation¦TreecuttingPG&Econtractor¦ConductorOverhead¦Normal
18-0058698 | Vegetation | Tree - fell into line | Service conductor | Broken, wire on ground | 2018 | Tier 2 - Elevated | Transformer only | 7 | 11 | 2018-07-11 | 128744 | Sus | Y | Vegetation¦Treefellintoline¦Serviceconductor¦Brokenwireonground
18-0063735 | Unknown Cause | Patrol - found nothing |  |  | 2018 | Tier 2 - Elevated | Distribution Circuit | 7 | 25 | 2018-07-25 | 140151 | Sus | Y | UnknownCause¦Patrolfoundnothing¦¦
18-0066311 | Vegetation | Tree - fell into line | Conductor, Overhead | Broken, wire on ground | 2018 | Tier 2 - Elevated | Distribution Circuit | 8 | 2 | 2018-08-02 | 147920 | Sus | Y | Vegetation¦Treefellintoline¦ConductorOverhead¦Brokenwireonground
18-0066883 | Equipment Failure/Involved | Overhead | Connector or Splice (OH) | Broken, wire on ground | 2018 | Tier 2 - Elevated | Distribution Circuit | 8 | 5 | 2018-08-05 | 149280 | Sus | Y | EquipmentFailureInvolved¦Overhead¦ConnectororSplice(OH)¦Brokenwireonground
18-0071883 | Unknown Cause | Patrol - found nothing |  |  | 2018 | Tier 2 - Elevated | Distribution Circuit | 8 | 20 | 2018-08-20 | 158973 | Sus | Y | UnknownCause¦Patrolfoundnothing¦¦
18-0083226 | Equipment Failure/Involved | Overhead | Metering Equipment | Malfunctioning | 2018 | Tier 2 - Elevated | Distribution Circuit | 9 | 25 | 2018-09-25 | 180925 | Sus | Y | EquipmentFailureInvolved¦Overhead¦MeteringEquipment¦Malfunctioning
18-0089456 | Company Initiated | Construction Activity/equip, company | Conductor, Overhead | Normal | 2018 | Tier 3 - Extreme | Distribution Circuit | 10 | 11 | 2018-10-11 | 193275 | Sus | Y | CompanyInitiated¦ConstructionActivityequipcompany¦ConductorOverhead¦Normal
18-0093086 | 3rd Party | Vehicle | Pole-Wood | Broken, wire on ground | 2018 | Tier 2 - Elevated | Distribution Circuit | 10 | 22 | 2018-10-22 | 200452 | Sus | Y | 3rdParty¦Vehicle¦PoleWood¦Brokenwireonground
18-0100697 | 3rd Party | Vehicle | Conductor, Overhead | Broken, wire on ground | 2018 | Tier 2 - Elevated | Distribution Circuit | 11 | 17 | 2018-11-17 | 217489 | Sus | Y | 3rdParty¦Vehicle¦ConductorOverhead¦Brokenwireonground
18-0101442 | Vegetation | Tree - branch fell on line | Conductor, Overhead | Normal | 2018 | Tier 3 - Extreme | Distribution Circuit | 11 | 20 | 2018-11-20 | 219036 | Sus | Y | Vegetation¦Treebranchfellonline¦ConductorOverhead¦Normal
18-0101685 | Unknown Cause | Patrol - found nothing |  |  | 2018 | Tier 2 - Elevated | Distribution Circuit | 11 | 21 | 2018-11-21 | 219483 | Sus | Y | UnknownCause¦Patrolfoundnothing¦¦
18-0101901 | Equipment Failure/Involved | Overhead | Insulator | Broken | 2018 | Tier 2 - Elevated | Distribution Circuit | 11 | 21 | 2018-11-21 | 220387 | Sus | Y | EquipmentFailureInvolved¦Overhead¦Insulator¦Broken
18-0102457 | Environmental/External | Fire, Forest/Grass | Pole-Wood | Burned/flashed | 2018 | Tier 3 - Extreme | Distribution Circuit | 11 | 8 | 2018-11-08 | 222579 | Sus | Y | EnvironmentalExternal¦FireForestGrass¦PoleWood¦Burnedflashed
18-0108386 | Equipment Failure/Involved | Overhead | Transformer (OH) | Broken | 2018 | Tier 2 - Elevated | Distribution Circuit | 12 | 10 | 2018-12-10 | 237436 | Sus | N | EquipmentFailureInvolved¦Overhead¦Transformer(OH)¦Broken
18-0110681 | Unknown Cause | Patrol - not conducted |  |  | 2018 | Tier 2 - Elevated | Distribution Circuit | 12 | 25 | 2018-12-25 | 247250 | Sus | N | UnknownCause¦Patrolnotconducted¦¦
18-0110779 | Unknown Cause | Patrol - found nothing |  |  | 2018 | Tier 3 - Extreme | Distribution Circuit | 12 | 26 | 2018-12-26 | 247710 | Sus | N | UnknownCause¦Patrolfoundnothing¦¦
18-0110802 | Unknown Cause | Patrol - not conducted |  |  | 2018 | Tier 2 - Elevated | Distribution Circuit | 12 | 27 | 2018-12-27 | 247825 | Sus | N | UnknownCause¦Patrolnotconducted¦¦
19-0005350 | Unknown Cause | Patrol - found nothing |  |  | 2019 | Tier 3 - Extreme | Distribution Circuit | 1 | 6 | 2019-01-06 | 256828 | Sus | N | UnknownCause¦Patrolfoundnothing¦¦
19-0006007 | Vegetation | Tree - branch fell on line | Transformer | Normal | 2019 | Tier 3 - Extreme | Transformer only | 1 | 7 | 2019-01-07 | 259229 | Sus | N | Vegetation¦Treebranchfellonline¦Transformer¦Normal
19-0006933 | Vegetation | Tree - fell into line | Pole-Wood | Broken | 2019 | Tier 2 - Elevated | Distribution Circuit | 1 | 9 | 2019-01-09 | 261722 | Sus | N | Vegetation¦Treefellintoline¦PoleWood¦Broken
19-0010932 | Vegetation | Tree - fell into line | Conductor, Overhead | Broken, wire on ground | 2019 | Tier 3 - Extreme | Distribution Circuit | 1 | 16 | 2019-01-16 | 269159 | Sus | N | Vegetation¦Treefellintoline¦ConductorOverhead¦Brokenwireonground
19-0011242 | Vegetation | Tree - fell into line | Pole-Wood | Broken, wire on ground | 2019 | Tier 2 - Elevated | Distribution Circuit | 1 | 17 | 2019-01-17 | 272652 | Sus | N | Vegetation¦Treefellintoline¦PoleWood¦Brokenwireonground
19-0011573 | Unknown Cause | Patrol - found nothing |  |  | 2019 | Tier 2 - Elevated | Distribution Circuit | 1 | 17 | 2019-01-17 | 274683 | Sus | N | UnknownCause¦Patrolfoundnothing¦¦
19-0011865 | Unknown Cause | Patrol - found nothing |  |  | 2019 | Tier 3 - Extreme | Distribution Circuit | 1 | 17 | 2019-01-17 | 274952 | Sus | N | UnknownCause¦Patrolfoundnothing¦¦
19-0017711 | Vegetation | Tree - fell into line | Crossarm, Wood | Broken, wire on ground | 2019 | Tier 3 - Extreme | Distribution Circuit | 2 | 4 | 2019-02-04 | 289465 | Sus | N | Vegetation¦Treefellintoline¦CrossarmWood¦Brokenwireonground
19-0018097 | Unknown Cause | Patrol - not conducted |  |  | 2019 | Tier 3 - Extreme | Distribution Circuit | 2 | 4 | 2019-02-04 | 290637 | Sus | N | UnknownCause¦Patrolnotconducted¦¦
19-0018437 | Equipment Failure/Involved | Overhead | Pole-Wood | Broken, wire on ground | 2019 | Tier 2 - Elevated | Distribution Circuit | 2 | 5 | 2019-02-05 | 291945 | Sus | N | EquipmentFailureInvolved¦Overhead¦PoleWood¦Brokenwireonground
19-0020680 | Equipment Failure/Involved | Overhead | Woodpin | Broken | 2019 | Tier 2 - Elevated | Distribution Circuit | 2 | 10 | 2019-02-10 | 298269 | Sus | N | EquipmentFailureInvolved¦Overhead¦Woodpin¦Broken
19-0023015 | Vegetation | Tree - fell into line | Secondary | Broken, wire on ground | 2019 | Tier 2 - Elevated | Distribution Circuit | 2 | 13 | 2019-02-13 | 308081 | Sus | N | Vegetation¦Treefellintoline¦Secondary¦Brokenwireonground
19-0023077 | Vegetation | Tree - fell into line | Pole-Wood | Broken, wire on ground | 2019 | Tier 3 - Extreme | Distribution Circuit | 2 | 14 | 2019-02-14 | 307913 | Sus | N | Vegetation¦Treefellintoline¦PoleWood¦Brokenwireonground
19-0023888 | Unknown Cause | Patrol - found nothing |  |  | 2019 | Tier 2 - Elevated | Distribution Circuit | 2 | 13 | 2019-02-13 | 311692 | Sus | N | UnknownCause¦Patrolfoundnothing¦¦
19-0024755 | Vegetation | Tree - fell into line | Crossarm, Wood | Broken, wire on ground | 2019 | Tier 3 - Extreme | Distribution Circuit | 2 | 16 | 2019-02-16 | 315045 | Sus | N | Vegetation¦Treefellintoline¦CrossarmWood¦Brokenwireonground
19-0025183 | Unknown Cause | Patrol - not conducted |  |  | 2019 | Tier 3 - Extreme | Distribution Circuit | 2 | 17 | 2019-02-17 | 315838 | Sus | N | UnknownCause¦Patrolnotconducted¦¦
19-0025270 | Vegetation | Tree - fell into line | Crossarm, Wood | Broken | 2019 | Tier 3 - Extreme | Distribution Circuit | 2 | 16 | 2019-02-16 | 316514 | Sus | N | Vegetation¦Treefellintoline¦CrossarmWood¦Broken
19-0025610 | Unknown Cause | Patrol - found nothing |  |  | 2019 | Tier 2 - Elevated | Distribution Circuit | 2 | 16 | 2019-02-16 | 315334 | Sus | N | UnknownCause¦Patrolfoundnothing¦¦
19-0026702 | Environmental/External | Lightning | Fuse | Failed/Faulted | 2019 | Tier 2 - Elevated | Distribution Circuit | 2 | 20 | 2019-02-20 | 320194 | Sus | N | EnvironmentalExternal¦Lightning¦Fuse¦FailedFaulted
19-0028060 | Vegetation | Tree - fell into line | Conductor, Overhead | Broken, wire on ground | 2019 | Tier 2 - Elevated | Distribution Circuit | 2 | 26 | 2019-02-26 | 323788 | Sus | N | Vegetation¦Treefellintoline¦ConductorOverhead¦Brokenwireonground
19-0028246 | Vegetation | Tree - fell into line | Service conductor | Broken, wire on ground | 2019 | Tier 3 - Extreme | Transformer only | 2 | 26 | 2019-02-26 | 324237 | Sus | N | Vegetation¦Treefellintoline¦Serviceconductor¦Brokenwireonground
19-0028954 | Unknown Cause | Patrol - found nothing |  |  | 2019 | Tier 2 - Elevated | Distribution Circuit | 2 | 27 | 2019-02-27 | 326853 | Sus | N | UnknownCause¦Patrolfoundnothing¦¦
19-0029368 | Unknown Cause | Patrol - found nothing |  |  | 2019 | Tier 3 - Extreme | Distribution Circuit | 2 | 28 | 2019-02-28 | 328017 | Sus | N | UnknownCause¦Patrolfoundnothing¦¦
19-0031995 | Equipment Failure/Involved | Overhead | Insulator | Broken | 2019 | Tier 2 - Elevated | Distribution Circuit | 3 | 8 | 2019-03-08 | 334292 | Sus | N | EquipmentFailureInvolved¦Overhead¦Insulator¦Broken
19-0033254 | Vegetation | Tree - bark fell into line | Fuse | Failed/Faulted | 2019 | Tier 3 - Extreme | Distribution Circuit | 3 | 12 | 2019-03-12 | 337416 | Sus | N | Vegetation¦Treebarkfellintoline¦Fuse¦FailedFaulted
19-0033328 | Unknown Cause | Patrol - not conducted |  |  | 2019 | Tier 2 - Elevated | Distribution Circuit | 3 | 13 | 2019-03-13 | 338142 | Sus | N | UnknownCause¦Patrolnotconducted¦¦
19-0037701 | Environmental/External | Lightning | Conductor, Overhead | Normal | 2019 | Tier 2 - Elevated | Distribution Circuit | 3 | 27 | 2019-03-27 | 349042 | Sus | N | EnvironmentalExternal¦Lightning¦ConductorOverhead¦Normal
19-0038541 | Vegetation | Tree - fell into line | Conductor, Overhead | Broken, wire on ground | 2019 | Tier 3 - Extreme | Distribution Circuit | 3 | 31 | 2019-03-31 | 351060 | Sus | N | Vegetation¦Treefellintoline¦ConductorOverhead¦Brokenwireonground
19-0042128 | Unknown Cause | Patrol - not conducted |  |  | 2019 | Tier 3 - Extreme | Distribution Circuit | 4 | 12 | 2019-04-12 | 359958 | Sus | N | UnknownCause¦Patrolnotconducted¦¦
19-0044561 | Vegetation | Tree - branch fell on line | Conductor, Overhead | Annealed | 2019 | Tier 3 - Extreme | Distribution Circuit | 4 | 20 | 2019-04-20 | 364309 | Sus | N | Vegetation¦Treebranchfellonline¦ConductorOverhead¦Annealed
19-0044561 | Vegetation | Tree - branch fell on line | Conductor, Overhead | Annealed | 2019 | Tier 3 - Extreme | Distribution Circuit | 4 | 20 | 2019-04-20 | 364309 | Sus | N | Vegetation¦Treebranchfellonline¦ConductorOverhead¦Annealed
19-0044749 | Equipment Failure/Involved | Overhead | Crossarm, Wood | Broken | 2019 | Tier 2 - Elevated | Distribution Circuit | 4 | 22 | 2019-04-22 | 365132 | Sus | N | EquipmentFailureInvolved¦Overhead¦CrossarmWood¦Broken
19-0045006 | Equipment Failure/Involved | Overhead | Secondary | Broken | 2019 | Tier 3 - Extreme | Transformer only | 4 | 22 | 2019-04-22 | 365701 | Sus | N | EquipmentFailureInvolved¦Overhead¦Secondary¦Broken
19-0054513 | Vegetation | Tree - fell into line | Conductor, Overhead | Normal | 2019 | Tier 3 - Extreme | Distribution Circuit | 5 | 20 | 2019-05-20 | 386346 | Sus | Y | Vegetation¦Treefellintoline¦ConductorOverhead¦Normal
19-0054779 | Vegetation | Tree - fell into line | Pole-Wood | Broken | 2019 | Tier 2 - Elevated | Transformer only | 5 | 21 | 2019-05-21 | 386624 | Sus | Y | Vegetation¦Treefellintoline¦PoleWood¦Broken
19-0057751 | Vegetation | Tree - branch fell on line | Conductor, Overhead | Together | 2019 | Tier 3 - Extreme | Distribution Circuit | 5 | 26 | 2019-05-26 | 390576 | Sus | Y | Vegetation¦Treebranchfellonline¦ConductorOverhead¦Together
19-0057919 | Vegetation | Tree - fell into line | Crossarm, Wood | Broken, wire on ground | 2019 | Tier 2 - Elevated | Distribution Circuit | 5 | 27 | 2019-05-27 | 391053 | Sus | Y | Vegetation¦Treefellintoline¦CrossarmWood¦Brokenwireonground
19-0057967 | Equipment Failure/Involved | Overhead | Conductor, Overhead | Deteriorated | 2019 | Tier 2 - Elevated | Distribution Circuit | 5 | 27 | 2019-05-27 | 391252 | Sus | Y | EquipmentFailureInvolved¦Overhead¦ConductorOverhead¦Deteriorated
19-0057969 | Vegetation | Tree - fell into line | Conductor, Overhead | Broken, wire on ground | 2019 | Tier 2 - Elevated | Distribution Circuit | 5 | 27 | 2019-05-27 | 391256 | Sus | Y | Vegetation¦Treefellintoline¦ConductorOverhead¦Brokenwireonground
19-0063649 | Equipment Failure/Involved | Overhead | Pole-Wood | Deteriorated | 2019 | Tier 2 - Elevated | Distribution Circuit | 6 | 6 | 2019-06-06 | 399594 | Sus | Y | EquipmentFailureInvolved¦Overhead¦PoleWood¦Deteriorated
19-0068048 | Vegetation | Tree - branch fell on line | Service conductor | Broken, wire on ground | 2019 | Tier 3 - Extreme | Transformer only | 6 | 15 | 2019-06-15 | 413258 | Sus | Y | Vegetation¦Treebranchfellonline¦Serviceconductor¦Brokenwireonground
19-0076814 | Equipment Failure/Involved | Overhead | Service conductor | Bent or Twisted | 2019 | Tier 3 - Extreme | Transformer only | 7 | 12 | 2019-07-12 | 446215 | Sus | Y | EquipmentFailureInvolved¦Overhead¦Serviceconductor¦BentorTwisted
19-0076832 | Vegetation | Tree - branch fell on line | Conductor, Overhead | Broken, wire on ground | 2019 | Tier 2 - Elevated | Distribution Circuit | 7 | 12 | 2019-07-12 | 446213 | Sus | Y | Vegetation¦Treebranchfellonline¦ConductorOverhead¦Brokenwireonground
19-0084096 | Vegetation | Tree - bark fell into line | Conductor, Overhead | Normal | 2019 | Tier 3 - Extreme | Distribution Circuit | 8 | 3 | 2019-08-03 | 482234 | Sus | Y | Vegetation¦Treebarkfellintoline¦ConductorOverhead¦Normal
19-0088627 | Equipment Failure/Involved | Underground | Transformer (UG) | Failed/Faulted | 2019 | Tier 2 - Elevated | Distribution Circuit | 8 | 15 | 2019-08-15 | 514375 | Sus | Y | EquipmentFailureInvolved¦Underground¦Transformer(UG)¦FailedFaulted
19-0089857 | Unknown Cause | Patrol - found nothing |  |  | 2019 | Tier 2 - Elevated | Distribution Circuit | 8 | 20 | 2019-08-20 | 524595 | Sus | Y | UnknownCause¦Patrolfoundnothing¦¦
19-0098541 | Vegetation | Tree - branch fell on line | Capacitor | Broken, wire on ground | 2019 | Tier 2 - Elevated | Transformer only | 9 | 12 | 2019-09-12 | 576581 | Sus | Y | Vegetation¦Treebranchfellonline¦Capacitor¦Brokenwireonground
19-0103790 | Equipment Failure/Involved | Overhead | Crossarm, Wood | Broken | 2019 | Tier 2 - Elevated | Distribution Circuit | 9 | 25 | 2019-09-25 | 615485 | Sus | Y | EquipmentFailureInvolved¦Overhead¦CrossarmWood¦Broken
19-0117862 | Wildfire Mitigation | Public Safety Power Shut-off | Pole-Wood | Broken | 2019 | Tier 2 - Elevated | Distribution Circuit | 10 | 26 | 2019-10-26 | 691696 | Sus | Y | WildfireMitigation¦PublicSafetyPowerShutoff¦PoleWood¦Broken
19-0123409 | Vegetation | Tree - fell into line | Conductor, Overhead | Broken, wire on ground | 2019 | Tier 3 - Extreme | Distribution Circuit | 11 | 10 | 2019-11-10 | 703904 | Sus | Y | Vegetation¦Treefellintoline¦ConductorOverhead¦Brokenwireonground
19-0126946 | Vegetation | Tree - branch fell on line | Fuse | Failed/Faulted | 2019 | Tier 3 - Extreme | Distribution Circuit | 11 | 20 | 2019-11-20 | 711485 | Sus | Y | Vegetation¦Treebranchfellonline¦Fuse¦FailedFaulted
19-0127710 | Vegetation | Tree - branch fell on line | Conductor, Overhead | Normal | 2019 | Tier 3 - Extreme | Distribution Circuit | 11 | 22 | 2019-11-22 | 712981 | Sus | Y | Vegetation¦Treebranchfellonline¦ConductorOverhead¦Normal
19-0128668 | Unknown Cause | Patrol - not conducted |  |  | 2019 | Tier 2 - Elevated | Distribution Circuit | 11 | 26 | 2019-11-26 | 714966 | Sus | Y | UnknownCause¦Patrolnotconducted¦¦
19-0130581 | Unknown Cause | Patrol - found nothing |  |  | 2019 | Tier 3 - Extreme | Distribution Circuit | 11 | 27 | 2019-11-27 | 721079 | Sus | Y | UnknownCause¦Patrolfoundnothing¦¦
19-0131411 | Unknown Cause | Patrol - found nothing |  |  | 2019 | Tier 2 - Elevated | Distribution Circuit | 11 | 30 | 2019-11-30 | 724211 | Sus | Y | UnknownCause¦Patrolfoundnothing¦¦
19-0132684 | Equipment Failure/Involved | Overhead | Connector or Splice (OH) | Broken, wire on ground | 2019 | Tier 3 - Extreme | Distribution Circuit | 12 | 3 | 2019-12-03 | 728170 | Sus | N | EquipmentFailureInvolved¦Overhead¦ConnectororSplice(OH)¦Brokenwireonground
19-0136775 | Vegetation | Tree - cutting, PG&E contractor | Conductor, Overhead | Normal | 2019 | Tier 2 - Elevated | Distribution Circuit | 12 | 16 | 2019-12-16 | 743557 | Sus | N | Vegetation¦TreecuttingPG&Econtractor¦ConductorOverhead¦Normal
20-0015301 | Equipment Failure/Involved | Overhead | Transformer (OH) | Failed/Faulted | 2020 | Tier 2 - Elevated | Transformer only | 1 | 30 | 2020-01-30 | 773076 | Sus | N | EquipmentFailureInvolved¦Overhead¦Transformer(OH)¦FailedFaulted
20-0022087 | 3rd Party | Vehicle | Conductor, Overhead | Broken, wire on ground | 2020 | Tier 3 - Extreme | Distribution Circuit | 2 | 13 | 2020-02-13 | 790724 | Sus | N | 3rdParty¦Vehicle¦ConductorOverhead¦Brokenwireonground
20-0022094 | Unknown Cause | Patrol - not conducted |  |  | 2020 | Tier 2 - Elevated | Distribution Circuit | 2 | 14 | 2020-02-14 | 790754 | Sus | N | UnknownCause¦Patrolnotconducted¦¦
20-0022120 | Unknown Cause | Patrol - not conducted |  |  | 2020 | Tier 2 - Elevated | Distribution Circuit | 2 | 14 | 2020-02-14 | 790777 | Sus | N | UnknownCause¦Patrolnotconducted¦¦
20-0025171 | Vegetation | Tree - branch fell on line | Other | Broken, wire on object | 2020 | Tier 3 - Extreme | Distribution Circuit | 2 | 24 | 2020-02-24 | 802457 | Sus | N | Vegetation¦Treebranchfellonline¦Other¦Brokenwireonobject
20-0026456 | Equipment Failure/Involved | Overhead | Cutout, fuse holder | Broken | 2020 | Tier 3 - Extreme | Transformer only | 2 | 27 | 2020-02-27 | 815270 | Sus | N | EquipmentFailureInvolved¦Overhead¦Cutoutfuseholder¦Broken
20-0028042 | Unknown Cause | Patrol - found nothing |  |  | 2020 | Tier 2 - Elevated | Distribution Circuit | 3 | 3 | 2020-03-03 | 824069 | Sus | N | UnknownCause¦Patrolfoundnothing¦¦
20-0032287 | Equipment Failure/Involved | Overhead | Transformer (OH) | Leaking | 2020 | Tier 3 - Extreme | Distribution Circuit | 3 | 15 | 2020-03-15 | 852174 | Sus | N | EquipmentFailureInvolved¦Overhead¦Transformer(OH)¦Leaking
20-0034963 | Vegetation | Tree - branch fell on line | Conductor, Overhead | Normal | 2020 | Tier 3 - Extreme | Distribution Circuit | 3 | 21 | 2020-03-21 | 860893 | Sus | N | Vegetation¦Treebranchfellonline¦ConductorOverhead¦Normal
20-0038108 | Equipment Failure/Involved | Overhead | Transformer (OH) | Failed/Faulted | 2020 | Tier 2 - Elevated | Transformer only | 4 | 2 | 2020-04-02 | 879522 | Sus | N | EquipmentFailureInvolved¦Overhead¦Transformer(OH)¦FailedFaulted
20-0040472 | Vegetation | Tree - palm frond fell into line | Conductor, Overhead | Normal | 2020 | Tier 2 - Elevated | Distribution Circuit | 4 | 10 | 2020-04-10 | 893670 | Sus | N | Vegetation¦Treepalmfrondfellintoline¦ConductorOverhead¦Normal
20-0043522 | Unknown Cause | Patrol - found nothing |  |  | 2020 | Tier 2 - Elevated | Distribution Circuit | 4 | 22 | 2020-04-22 | 899129 | Sus | N | UnknownCause¦Patrolfoundnothing¦¦
20-0044655 | Equipment Failure/Involved | Overhead | Transformer | Failed/Faulted | 2020 | Tier 3 - Extreme | Transformer only | 4 | 26 | 2020-04-26 | 901720 | Sus | N | EquipmentFailureInvolved¦Overhead¦Transformer¦FailedFaulted
20-0044811 | Animal | Bird found | Conductor, Overhead | Normal | 2020 | Tier 2 - Elevated | Distribution Circuit | 4 | 27 | 2020-04-27 | 901976 | Sus | N | Animal¦Birdfound¦ConductorOverhead¦Normal
20-0050924 | Equipment Failure/Involved | Overhead | Transformer | Failed/Faulted | 2020 | Tier 2 - Elevated | Transformer only | 5 | 16 | 2020-05-16 | 914902 | Sus | Y | EquipmentFailureInvolved¦Overhead¦Transformer¦FailedFaulted
20-0055988 | Environmental/External | Lightning | Transformer | Failed/Faulted | 2020 | Tier 2 - Elevated | Transformer only | 5 | 30 | 2020-05-30 | 926450 | Sus | Y | EnvironmentalExternal¦Lightning¦Transformer¦FailedFaulted
20-0058325 | Vegetation | Tree - fell into line | Conductor, Overhead | Broken, wire on ground | 2020 | Tier 2 - Elevated | Distribution Circuit | 6 | 5 | 2020-06-05 | 932334 | Sus | Y | Vegetation¦Treefellintoline¦ConductorOverhead¦Brokenwireonground
20-0069697 | Vegetation | Tree - branch fell on line | Conductor, Overhead | Normal | 2020 | Tier 2 - Elevated | Distribution Circuit | 7 | 8 | 2020-07-08 | 960343 | Sus | Y | Vegetation¦Treebranchfellonline¦ConductorOverhead¦Normal
20-0079376 | Animal | Squirrel | Cutout, fuse holder | Burned/flashed | 2020 | Tier 2 - Elevated | Distribution Circuit | 8 | 4 | 2020-08-04 | 978275 | Sus | Y | Animal¦Squirrel¦Cutoutfuseholder¦Burnedflashed
20-0086808 | Equipment Failure/Involved | Overhead | Transformer (OH) | Failed/Faulted | 2020 | Tier 3 - Extreme | Distribution Circuit | 8 | 18 | 2020-08-18 | 1019661 | Sus | Y | EquipmentFailureInvolved¦Overhead¦Transformer(OH)¦FailedFaulted
20-0089821 | Unknown Cause | Patrol - found nothing |  |  | 2020 | Tier 3 - Extreme | Distribution Circuit | 8 | 25 | 2020-08-25 | 1029214 | Sus | Y | UnknownCause¦Patrolfoundnothing¦¦
20-0096214 | Environmental/External | Fire, Forest/Grass | Customer Equipment | Burned/flashed | 2020 | Tier 3 - Extreme | Transformer only | 9 | 10 | 2020-09-10 | 1063988 | Sus | Y | EnvironmentalExternal¦FireForestGrass¦CustomerEquipment¦Burnedflashed
20-0101804 | Animal | Bird found | Fuse | Burned Open | 2020 | Tier 2 - Elevated | Distribution Circuit | 9 | 26 | 2020-09-26 | 1093705 | Sus | Y | Animal¦Birdfound¦Fuse¦BurnedOpen
20-0101834 | Company Initiated | Construction Activity/equip, company | Fuse | Normal | 2020 | Tier 3 - Extreme | Distribution Circuit | 9 | 26 | 2020-09-26 | 1093833 | Sus | Y | CompanyInitiated¦ConstructionActivityequipcompany¦Fuse¦Normal
20-0103964 | Unknown Cause | Patrol - found nothing |  |  | 2020 | Tier 3 - Extreme | Distribution Circuit | 10 | 1 | 2020-10-01 | 1104345 | Sus | Y | UnknownCause¦Patrolfoundnothing¦¦
20-0107360 | Unknown Cause | Patrol - not conducted |  |  | 2020 | Tier 2 - Elevated | Distribution Circuit | 10 | 11 | 2020-10-11 | 1115359 | Sus | Y | UnknownCause¦Patrolnotconducted¦¦
20-0109539 | Equipment Failure/Involved | Overhead | Secondary | Broken, wire on ground | 2020 | Tier 3 - Extreme | Distribution Circuit | 10 | 16 | 2020-10-16 | 1119039 | Sus | Y | EquipmentFailureInvolved¦Overhead¦Secondary¦Brokenwireonground
20-0109916 | Unknown Cause | Patrol - found nothing |  |  | 2020 | Tier 2 - Elevated | Distribution Circuit | 10 | 17 | 2020-10-17 | 1119719 | Sus | Y | UnknownCause¦Patrolfoundnothing¦¦
20-0109916 | Unknown Cause | Patrol - found nothing |  |  | 2020 | Tier 2 - Elevated | Distribution Circuit | 10 | 17 | 2020-10-17 | 1119719 | Sus | Y | UnknownCause¦Patrolfoundnothing¦¦
20-0111061 | Wildfire Mitigation | Public Safety Power Shut-off | Conductor, Overhead | Normal | 2020 | Tier 2 - Elevated | Distribution Circuit | 10 | 22 | 2020-10-22 | 1122740 | Sus | Y | WildfireMitigation¦PublicSafetyPowerShutoff¦ConductorOverhead¦Normal
20-0111657 | 3rd Party | Dig in, 3rd party | Transformer | Broken | 2020 | Tier 2 - Elevated | Transformer only | 10 | 22 | 2020-10-22 | 1123497 | Sus | Y | 3rdParty¦Digin3rdparty¦Transformer¦Broken
20-0112574 | Unknown Cause | Patrol - found nothing |  |  | 2020 | Tier 2 - Elevated | Distribution Circuit | 10 | 23 | 2020-10-23 | 1124298 | Sus | Y | UnknownCause¦Patrolfoundnothing¦¦
20-0115644 | Animal | Squirrel | Pothead(Riser Termination) | Broken | 2020 | Tier 2 - Elevated | Distribution Circuit | 10 | 31 | 2020-10-31 | 1132777 | Sus | Y | Animal¦Squirrel¦Pothead(RiserTermination)¦Broken
20-0116160 | Equipment Failure/Involved | Overhead | Transformer (OH) | Failed/Faulted | 2020 | Tier 3 - Extreme | Transformer only | 11 | 2 | 2020-11-02 | 1134532 | Sus | Y | EquipmentFailureInvolved¦Overhead¦Transformer(OH)¦FailedFaulted
20-0124493 | Unknown Cause | Patrol - found nothing |  |  | 2020 | Tier 2 - Elevated | Distribution Circuit | 11 | 24 | 2020-11-24 | 1153664 | Sus | Y | UnknownCause¦Patrolfoundnothing¦¦
20-0125596 | Unknown Cause | Patrol - found nothing |  |  | 2020 | Tier 3 - Extreme | Distribution Circuit | 11 | 28 | 2020-11-28 | 1155487 | Sus | Y | UnknownCause¦Patrolfoundnothing¦¦
20-0128122 | Unknown Cause | Patrol - not conducted |  |  | 2020 | Tier 2 - Elevated | Distribution Circuit | 12 | 5 | 2020-12-05 | 1165316 | Sus | N | UnknownCause¦Patrolnotconducted¦¦
20-0131325 | 3rd Party | Vehicle | Fuse | Burned Open | 2020 | Tier 2 - Elevated | Distribution Circuit | 12 | 21 | 2020-12-21 | 1196151 | Sus | N | 3rdParty¦Vehicle¦Fuse¦BurnedOpen
20-0131419 | Unknown Cause | Patrol - found nothing |  |  | 2020 | Tier 2 - Elevated | Distribution Circuit | 12 | 21 | 2020-12-21 | 1196800 | Sus | N | UnknownCause¦Patrolfoundnothing¦¦
21-0008113 | Unknown Cause | Patrol - found nothing |  |  | 2021 | Tier 2 - Elevated | Transformer only | 1 | 13 | 2021-01-13 | 1209571 | Sus | N | UnknownCause¦Patrolfoundnothing¦¦
21-0013164 | Company Initiated | Personnel, company | Fuse | Normal | 2021 | Tier 3 - Extreme | Transformer only | 1 | 22 | 2021-01-22 | 1221486 | Sus | N | CompanyInitiated¦Personnelcompany¦Fuse¦Normal
21-0013297 | Equipment Failure/Involved | Overhead | Pole-Wood | Broken, wire on ground | 2021 | Tier 3 - Extreme | Distribution Circuit | 1 | 23 | 2021-01-23 | 1221887 | Sus | N | EquipmentFailureInvolved¦Overhead¦PoleWood¦Brokenwireonground
21-0013566 | Unknown Cause | Patrol - found nothing |  |  | 2021 | Tier 2 - Elevated | Distribution Circuit | 1 | 25 | 2021-01-25 | 1222963 | Sus | N | UnknownCause¦Patrolfoundnothing¦¦
21-0014756 | Equipment Failure/Involved | Overhead | Transformer (OH) | Failed/Faulted | 2021 | Tier 3 - Extreme | Transformer only | 1 | 26 | 2021-01-26 | 1226348 | Sus | N | EquipmentFailureInvolved¦Overhead¦Transformer(OH)¦FailedFaulted
21-0015927 | Vegetation | Tree - fell into line | Conductor, Overhead | Broken, wire on ground | 2021 | Tier 2 - Elevated | Distribution Circuit | 1 | 26 | 2021-01-26 | 1227562 | Sus | N | Vegetation¦Treefellintoline¦ConductorOverhead¦Brokenwireonground
21-0016598 | Vegetation | Tree - fell into line | Crossarm, Wood | Broken | 2021 | Tier 3 - Extreme | Distribution Circuit | 1 | 27 | 2021-01-27 | 1236506 | Sus | N | Vegetation¦Treefellintoline¦CrossarmWood¦Broken
21-0017328 | Unknown Cause | Patrol - found nothing |  |  | 2021 | Tier 3 - Extreme | Distribution Circuit | 1 | 27 | 2021-01-27 | 1237378 | Sus | N | UnknownCause¦Patrolfoundnothing¦¦
21-0018109 | Equipment Failure/Involved | Overhead | Transformer (OH) | Broken | 2021 | Tier 2 - Elevated | Transformer only | 1 | 27 | 2021-01-27 | 1236729 | Sus | N | EquipmentFailureInvolved¦Overhead¦Transformer(OH)¦Broken
21-0018133 | Environmental/External | Ice or snow | Pole-Wood | Broken, wire on ground | 2021 | Tier 2 - Elevated | Distribution Circuit | 1 | 29 | 2021-01-29 | 1240942 | Sus | N | EnvironmentalExternal¦Iceorsnow¦PoleWood¦Brokenwireonground
21-0019218 | Vegetation | Tree - branch fell on line | Service conductor | Broken, wire on ground | 2021 | Tier 2 - Elevated | Distribution Circuit | 1 | 26 | 2021-01-26 | 1242929 | Sus | N | Vegetation¦Treebranchfellonline¦Serviceconductor¦Brokenwireonground
21-0027136 | Equipment Failure/Involved | Overhead | Fuse | Broken | 2021 | Tier 2 - Elevated | Transformer only | 2 | 18 | 2021-02-18 | 1257581 | Sus | N | EquipmentFailureInvolved¦Overhead¦Fuse¦Broken
21-0031783 | Vegetation | Tree - branch fell on line | Conductor, Overhead | Normal | 2021 | Tier 2 - Elevated | Distribution Circuit | 3 | 3 | 2021-03-03 | 1266499 | Sus | N | Vegetation¦Treebranchfellonline¦ConductorOverhead¦Normal
21-0034129 | Vegetation | Tree - cutting, PG&E contractor | Conductor, Overhead | Normal | 2021 | Tier 2 - Elevated | Distribution Circuit | 3 | 9 | 2021-03-09 | 1275751 | Sus | N | Vegetation¦TreecuttingPG&Econtractor¦ConductorOverhead¦Normal
21-0037519 | Equipment Failure/Involved | Overhead | Fuse | Burned Open | 2021 | Tier 3 - Extreme | Distribution Circuit | 3 | 17 | 2021-03-17 | 1285687 | Sus | N | EquipmentFailureInvolved¦Overhead¦Fuse¦BurnedOpen
21-0038725 | Equipment Failure/Involved | Overhead | Conductor, Overhead | Normal | 2021 | Tier 2 - Elevated | Distribution Circuit | 3 | 19 | 2021-03-19 | 1289201 | Sus | N | EquipmentFailureInvolved¦Overhead¦ConductorOverhead¦Normal
21-0040018 | Equipment Failure/Involved | Overhead | Conductor, Overhead | Deteriorated | 2021 | Tier 3 - Extreme | Distribution Circuit | 3 | 23 | 2021-03-23 | 1294451 | Sus | N | EquipmentFailureInvolved¦Overhead¦ConductorOverhead¦Deteriorated
21-0041071 | Unknown Cause | Patrol - found nothing |  |  | 2021 | Tier 3 - Extreme | Distribution Circuit | 3 | 25 | 2021-03-25 | 1297956 | Sus | N | UnknownCause¦Patrolfoundnothing¦¦
21-0044598 | Vegetation | Tree - fell into line | Conductor, Overhead | Normal | 2021 | Tier 2 - Elevated | Distribution Circuit | 4 | 4 | 2021-04-04 | 1306784 | Sus | N | Vegetation¦Treefellintoline¦ConductorOverhead¦Normal
21-0045017 | Unknown Cause | Patrol - not conducted |  |  | 2021 | Tier 2 - Elevated | Distribution Circuit | 4 | 5 | 2021-04-05 | 1307351 | Sus | N | UnknownCause¦Patrolnotconducted¦¦
21-0050011 | Vegetation | Tree - fell into line | Conductor, Overhead | Normal | 2021 | Tier 2 - Elevated | Distribution Circuit | 4 | 18 | 2021-04-18 | 1321676 | Sus | N | Vegetation¦Treefellintoline¦ConductorOverhead¦Normal
21-0050095 | Equipment Failure/Involved | Electrical Overload | Connector or Splice (OH) | Burned/flashed | 2021 | Tier 2 - Elevated | Transformer only | 4 | 18 | 2021-04-18 | 1322303 | Sus | N | EquipmentFailureInvolved¦ElectricalOverload¦ConnectororSplice(OH)¦Burnedflashed
21-0051649 | Unknown Cause | Patrol - not conducted |  |  | 2021 | Tier 2 - Elevated | Distribution Circuit | 4 | 22 | 2021-04-22 | 1327855 | Sus | N | UnknownCause¦Patrolnotconducted¦¦
21-0052932 | Vegetation | Tree - branch fell on line | Fuse | Burned Open | 2021 | Tier 3 - Extreme | Distribution Circuit | 4 | 25 | 2021-04-25 | 1333652 | Sus | N | Vegetation¦Treebranchfellonline¦Fuse¦BurnedOpen
21-0073406 | Vegetation | Tree - fell into line | Conductor, Overhead | Broken, wire on ground | 2021 | Tier 2 - Elevated | Distribution Circuit | 6 | 12 | 2021-06-12 | 1371318 | Sus | Y | Vegetation¦Treefellintoline¦ConductorOverhead¦Brokenwireonground
21-0073595 | Vegetation | Tree - fell into line | Conductor, Overhead | Broken, wire on ground | 2021 | Tier 3 - Extreme | Distribution Circuit | 6 | 13 | 2021-06-13 | 1371996 | Sus | Y | Vegetation¦Treefellintoline¦ConductorOverhead¦Brokenwireonground
21-0074760 | Equipment Failure/Involved | Underground | Transformer (UG) | Broken | 2021 | Tier 3 - Extreme | Distribution Circuit | 6 | 15 | 2021-06-15 | 1374591 | Sus | Y | EquipmentFailureInvolved¦Underground¦Transformer(UG)¦Broken
21-0075981 | Unknown Cause | Patrol - found nothing |  |  | 2021 | Tier 2 - Elevated | Distribution Circuit | 6 | 18 | 2021-06-18 | 1377184 | Sus | Y | UnknownCause¦Patrolfoundnothing¦¦
21-0078262 | 3rd Party | Metallic Balloon | Conductor, Overhead | Normal | 2021 | Tier 2 - Elevated | Distribution Circuit | 6 | 23 | 2021-06-23 | 1383213 | Sus | Y | 3rdParty¦MetallicBalloon¦ConductorOverhead¦Normal
21-0085274 | Equipment Failure/Involved | Overhead | Crossarm, Wood | Broken | 2021 | Tier 2 - Elevated | Distribution Circuit | 7 | 7 | 2021-07-07 | 1393615 | Sus | Y | EquipmentFailureInvolved¦Overhead¦CrossarmWood¦Broken
21-0088932 | Equipment Failure/Involved | Overhead | Transformer (OH) | Failed/Faulted | 2021 | Tier 2 - Elevated | Transformer only | 7 | 13 | 2021-07-13 | 1403158 | Sus | Y | EquipmentFailureInvolved¦Overhead¦Transformer(OH)¦FailedFaulted
21-0089661 | Company Initiated | Construction Activity/equip, company | Conductor, Overhead | Normal | 2021 | Tier 2 - Elevated | Distribution Circuit | 7 | 14 | 2021-07-14 | 1404618 | Sus | Y | CompanyInitiated¦ConstructionActivityequipcompany¦ConductorOverhead¦Normal
21-0095206 | Unknown Cause | Patrol - found nothing |  |  | 2021 | Tier 3 - Extreme | Distribution Circuit | 7 | 26 | 2021-07-26 | 1415223 | Sus | Y | UnknownCause¦Patrolfoundnothing¦¦
21-0098310 | Animal | Squirrel | Transformer (OH) | Normal | 2021 | Tier 2 - Elevated | Distribution Circuit | 8 | 2 | 2021-08-02 | 1428496 | Sus | Y | Animal¦Squirrel¦Transformer(OH)¦Normal
21-0103836 | Unknown Cause | Patrol - found nothing |  |  | 2021 | Tier 2 - Elevated | Distribution Circuit | 8 | 12 | 2021-08-12 | 1441303 | Sus | Y | UnknownCause¦Patrolfoundnothing¦¦
21-0111353 | Vegetation | Tree - cutting, PG&E contractor | Conductor, Overhead | Normal | 2021 | Tier 3 - Extreme | Distribution Circuit | 8 | 30 | 2021-08-30 | 1458628 | Sus | Y | Vegetation¦TreecuttingPG&Econtractor¦ConductorOverhead¦Normal
21-0119566 | Vegetation | Tree - fell into line | Conductor, Overhead | Broken, wire on ground | 2021 | Tier 2 - Elevated | Distribution Circuit | 9 | 19 | 2021-09-19 | 1475536 | Sus | Y | Vegetation¦Treefellintoline¦ConductorOverhead¦Brokenwireonground
21-0122427 | Vegetation | Tree - branch fell on line | Anchor or Guy | Normal | 2021 | Tier 2 - Elevated | Distribution Circuit | 9 | 26 | 2021-09-26 | 1480751 | Sus | Y | Vegetation¦Treebranchfellonline¦AnchororGuy¦Normal
21-0122507 | Unknown Cause | Patrol - found nothing |  |  | 2021 | Tier 3 - Extreme | Distribution Circuit | 9 | 26 | 2021-09-26 | 1480937 | Sus | Y | UnknownCause¦Patrolfoundnothing¦¦
21-0122942 | Unknown Cause | Patrol - found nothing |  |  | 2021 | Tier 2 - Elevated | Distribution Circuit | 9 | 27 | 2021-09-27 | 1481855 | Sus | Y | UnknownCause¦Patrolfoundnothing¦¦
21-0125114 | Unknown Cause | Patrol - found nothing |  |  | 2021 | Tier 2 - Elevated | Distribution Circuit | 10 | 2 | 2021-10-02 | 1485269 | Sus | Y | UnknownCause¦Patrolfoundnothing¦¦
21-0125249 | Equipment Failure/Involved | Overhead | Fuse | Failed/Faulted | 2021 | Tier 2 - Elevated | Transformer only | 10 | 2 | 2021-10-02 | 1485756 | Sus | Y | EquipmentFailureInvolved¦Overhead¦Fuse¦FailedFaulted
21-0131461 | Animal | Squirrel | Transformer (OH) | Normal | 2021 | Tier 2 - Elevated | Transformer only | 10 | 15 | 2021-10-15 | 1498112 | Sus | Y | Animal¦Squirrel¦Transformer(OH)¦Normal
21-0133360 | Vegetation | Tree - branch fell on line | Conductor, Overhead | Normal | 2021 | Tier 2 - Elevated | Distribution Circuit | 10 | 19 | 2021-10-19 | 1502382 | Sus | Y | Vegetation¦Treebranchfellonline¦ConductorOverhead¦Normal
21-0135959 | Vegetation | Tree - branch fell on line | Conductor, Overhead | Normal | 2021 | Tier 2 - Elevated | Distribution Circuit | 10 | 24 | 2021-10-24 | 1509683 | Sus | Y | Vegetation¦Treebranchfellonline¦ConductorOverhead¦Normal
21-0136152 | Vegetation | Tree - fell into line | Conductor, Overhead | Broken, wire on ground | 2021 | Tier 2 - Elevated | Distribution Circuit | 10 | 24 | 2021-10-24 | 1508483 | Sus | Y | Vegetation¦Treefellintoline¦ConductorOverhead¦Brokenwireonground
21-0136183 | Vegetation | Tree - fell into line | Pole-Wood | Broken | 2021 | Tier 3 - Extreme | Distribution Circuit | 10 | 24 | 2021-10-24 | 1509699 | Sus | Y | Vegetation¦Treefellintoline¦PoleWood¦Broken
21-0136595 | Vegetation | Tree - fell into line | Fuse | Normal | 2021 | Tier 3 - Extreme | Distribution Circuit | 10 | 24 | 2021-10-24 | 1515126 | Sus | Y | Vegetation¦Treefellintoline¦Fuse¦Normal
21-0137128 | Unknown Cause | Patrol - found nothing |  |  | 2021 | Tier 3 - Extreme | Distribution Circuit | 10 | 25 | 2021-10-25 | 1516980 | Sus | Y | UnknownCause¦Patrolfoundnothing¦¦
21-0137186 | Unknown Cause | Patrol - found nothing |  |  | 2021 | Tier 2 - Elevated | Distribution Circuit | 10 | 24 | 2021-10-24 | 1514645 | Sus | Y | UnknownCause¦Patrolfoundnothing¦¦
21-0137616 | Vegetation | Tree - fell into line | Conductor, Overhead | Normal | 2021 | Tier 2 - Elevated | Distribution Circuit | 10 | 25 | 2021-10-25 | 1514673 | Sus | Y | Vegetation¦Treefellintoline¦ConductorOverhead¦Normal
21-0137616 | Vegetation | Tree - fell into line | Conductor, Overhead | Normal | 2021 | Tier 2 - Elevated | Distribution Circuit | 10 | 25 | 2021-10-25 | 1514673 | Sus | Y | Vegetation¦Treefellintoline¦ConductorOverhead¦Normal
21-0143195 | 3rd Party | Vehicle | Pole-Wood | Broken, wire on ground | 2021 | Tier 3 - Extreme | Distribution Circuit | 11 | 7 | 2021-11-07 | 1536983 | Sus | Y | 3rdParty¦Vehicle¦PoleWood¦Brokenwireonground
21-0151194 | Unknown Cause | Patrol - found nothing |  |  | 2021 | Tier 2 - Elevated | Distribution Circuit | 11 | 25 | 2021-11-25 | 1554430 | Sus | Y | UnknownCause¦Patrolfoundnothing¦¦
21-0157230 | Unknown Cause | Patrol - found nothing |  |  | 2021 | Tier 2 - Elevated | Distribution Circuit | 12 | 13 | 2021-12-13 | 1566522 | Sus | N | UnknownCause¦Patrolfoundnothing¦¦
21-0158359 | Vegetation | Tree - branch fell on line | Conductor, Overhead | Broken, wire on ground | 2021 | Tier 2 - Elevated | Distribution Circuit | 12 | 15 | 2021-12-15 | 1572302 | Sus | N | Vegetation¦Treebranchfellonline¦ConductorOverhead¦Brokenwireonground
21-0158622 | Vegetation | Tree - fell into line | Conductor, Overhead | Broken, wire on ground | 2021 | Tier 3 - Extreme | Distribution Circuit | 12 | 15 | 2021-12-15 | 1573368 | Sus | N | Vegetation¦Treefellintoline¦ConductorOverhead¦Brokenwireonground
21-0158971 | Vegetation | Tree - fell into line | Conductor, Overhead | Normal | 2021 | Tier 3 - Extreme | Distribution Circuit | 12 | 16 | 2021-12-16 | 1575127 | Sus | N | Vegetation¦Treefellintoline¦ConductorOverhead¦Normal
21-0159400 | Vegetation | Tree - bark fell into line | Conductor, Overhead | Broken, wire on ground | 2021 | Tier 2 - Elevated | Distribution Circuit | 12 | 17 | 2021-12-17 | 1576361 | Sus | N | Vegetation¦Treebarkfellintoline¦ConductorOverhead¦Brokenwireonground
21-0160811 | Equipment Failure/Involved | Overhead | Other | Broken | 2021 | Tier 3 - Extreme | Distribution Circuit | 12 | 26 | 2021-12-26 | 1582666 | Sus | N | EquipmentFailureInvolved¦Overhead¦Other¦Broken
21-0161048 | Vegetation | Tree - fell into line | Conductor, Overhead | Broken, wire on ground | 2021 | Tier 3 - Extreme | Distribution Circuit | 12 | 27 | 2021-12-27 | 1585354 | Sus | N | Vegetation¦Treefellintoline¦ConductorOverhead¦Brokenwireonground
21-0161201 | Vegetation | Tree - fell into line | Conductor, Overhead | Broken, wire on ground | 2021 | Tier 2 - Elevated | Distribution Circuit | 12 | 27 | 2021-12-27 | 1586004 | Sus | N | Vegetation¦Treefellintoline¦ConductorOverhead¦Brokenwireonground
21-0161246 | Unknown Cause | Patrol - found nothing |  |  | 2021 | Tier 3 - Extreme | Distribution Circuit | 12 | 27 | 2021-12-27 | 1584565 | Sus | N | UnknownCause¦Patrolfoundnothing¦¦
21-0161757 | Vegetation | Tree - fell into line | Conductor, Overhead | Broken, wire on ground | 2021 | Tier 3 - Extreme | Distribution Circuit | 12 | 25 | 2021-12-25 | 1589539 | Sus | N | Vegetation¦Treefellintoline¦ConductorOverhead¦Brokenwireonground
22-0005174 | Vegetation | Tree - fell into line | Conductor, Overhead | Broken, wire on ground | 2022 | Tier 2 - Elevated | Distribution Circuit | 1 | 2 | 2022-01-02 | 1592151 | Sus | N | Vegetation¦Treefellintoline¦ConductorOverhead¦Brokenwireonground
22-0005888 | Vegetation | Tree - fell into line | Conductor, Overhead | Broken, wire on ground | 2022 | Tier 3 - Extreme | Distribution Circuit | 1 | 3 | 2022-01-03 | 1594211 | Sus | N | Vegetation¦Treefellintoline¦ConductorOverhead¦Brokenwireonground
22-0006176 | Vegetation | Tree - branch fell on line | Transformer | Broken | 2022 | Tier 3 - Extreme | Transformer only | 1 | 4 | 2022-01-04 | 1594789 | Sus | N | Vegetation¦Treebranchfellonline¦Transformer¦Broken
22-0006243 | Vegetation | Tree - branch fell on line | Conductor, Overhead | Broken | 2022 | Tier 3 - Extreme | Distribution Circuit | 1 | 4 | 2022-01-04 | 1595362 | Sus | N | Vegetation¦Treebranchfellonline¦ConductorOverhead¦Broken
22-0007314 | Vegetation | Tree - fell into line | Conductor, Overhead | Bent or Twisted | 2021 | Tier 2 - Elevated | Distribution Circuit | 12 | 26 | 2021-12-26 | 1597251 | Sus | N | Vegetation¦Treefellintoline¦ConductorOverhead¦BentorTwisted
22-0007971 | Equipment Failure/Involved | Overhead | Transformer (OH) | Failed/Faulted | 2022 | Tier 2 - Elevated | Transformer only | 1 | 10 | 2022-01-10 | 1599240 | Sus | N | EquipmentFailureInvolved¦Overhead¦Transformer(OH)¦FailedFaulted
22-0008581 | Vegetation | Tree - fell into line | Pole-Wood | Broken | 2022 | Tier 3 - Extreme | Distribution Circuit | 1 | 12 | 2022-01-12 | 1600599 | Sus | N | Vegetation¦Treefellintoline¦PoleWood¦Broken
22-0011044 | 3rd Party | Customer Equipment | Cutout, fuse holder | Failed/Faulted | 2022 | Tier 3 - Extreme | Distribution Circuit | 1 | 19 | 2022-01-19 | 1604999 | Sus | N | 3rdParty¦CustomerEquipment¦Cutoutfuseholder¦FailedFaulted
22-0012775 | Vegetation | Tree - fell into line | Service conductor | Broken | 2022 | Tier 2 - Elevated | Transformer only | 1 | 21 | 2022-01-21 | 1607785 | Sus | N | Vegetation¦Treefellintoline¦Serviceconductor¦Broken
22-0024766 | 3rd Party | Vehicle | Pole-Wood | Broken | 2022 | Tier 2 - Elevated | Distribution Circuit | 2 | 21 | 2022-02-21 | 1633259 | Sus | N | 3rdParty¦Vehicle¦PoleWood¦Broken
22-0025781 | Equipment Failure/Involved | Overhead | Transformer (OH) | Deteriorated | 2022 | Tier 2 - Elevated | Distribution Circuit | 2 | 23 | 2022-02-23 | 1634872 | Sus | N | EquipmentFailureInvolved¦Overhead¦Transformer(OH)¦Deteriorated
22-0033775 | Vegetation | Tree - branch fell on line | Conductor, Overhead | Normal | 2022 | Tier 3 - Extreme | Distribution Circuit | 3 | 14 | 2022-03-14 | 1648428 | Sus | N | Vegetation¦Treebranchfellonline¦ConductorOverhead¦Normal
22-0041821 | Unknown Cause | Patrol - found nothing |  |  | 2022 | Tier 2 - Elevated | Distribution Circuit | 4 | 1 | 2022-04-01 | 1661212 | Sus | N | UnknownCause¦Patrolfoundnothing¦¦
22-0045785 | Vegetation | Tree - bark fell into line | Conductor, Overhead | Normal | 2022 | Tier 2 - Elevated | Distribution Circuit | 4 | 11 | 2022-04-11 | 1669798 | Sus | N | Vegetation¦Treebarkfellintoline¦ConductorOverhead¦Normal
22-0045850 | Unknown Cause | Patrol - found nothing |  |  | 2022 | Tier 3 - Extreme | Distribution Circuit | 4 | 11 | 2022-04-11 | 1669396 | Sus | N | UnknownCause¦Patrolfoundnothing¦¦
22-0051957 | Unknown Cause | Patrol - found nothing |  |  | 2022 | Tier 2 - Elevated | Distribution Circuit | 4 | 20 | 2022-04-20 | 1677229 | Sus | N | UnknownCause¦Patrolfoundnothing¦¦
22-0073162 | Unknown Cause | Patrol - found nothing |  |  | 2022 | Tier 2 - Elevated | Distribution Circuit | 6 | 11 | 2022-06-11 | 1728284 | Sus | Y | UnknownCause¦Patrolfoundnothing¦¦
22-0076777 | Unknown Cause | Patrol - found nothing |  |  | 2022 | Tier 2 - Elevated | Distribution Circuit | 6 | 22 | 2022-06-22 | 1737589 | Sus | Y | UnknownCause¦Patrolfoundnothing¦¦
22-0080651 | Company Initiated | Improper Construction | Jumper | Broken | 2022 | Tier 3 - Extreme | Distribution Circuit | 9 | 16 | 2022-09-16 | 1812455 | Sus | Y | CompanyInitiated¦ImproperConstruction¦Jumper¦Broken
22-0093377 | Unknown Cause | Patrol - not conducted |  |  | 2022 | Tier 2 - Elevated | Transformer only | 8 | 3 | 2022-08-03 | 1772382 | Sus | Y | UnknownCause¦Patrolnotconducted¦¦
22-0098949 | Animal | Bird found | Conductor, Overhead | Normal | 2022 | Tier 2 - Elevated | Distribution Circuit | 8 | 17 | 2022-08-17 | 1784031 | Sus | Y | Animal¦Birdfound¦ConductorOverhead¦Normal
22-0100664 | Equipment Failure/Involved | Overhead | Pole-Wood | Deteriorated | 2022 | Tier 2 - Elevated | Distribution Circuit | 8 | 22 | 2022-08-22 | 1787624 | Sus | Y | EquipmentFailureInvolved¦Overhead¦PoleWood¦Deteriorated
22-0108682 | Vegetation | Tree - fell into line | Conductor, Overhead | Broken, wire on ground | 2022 | Tier 2 - Elevated | Distribution Circuit | 9 | 9 | 2022-09-09 | 1807333 | Sus | Y | Vegetation¦Treefellintoline¦ConductorOverhead¦Brokenwireonground
22-0116930 | Animal | Squirrel | Transformer (OH) | Failed/Faulted | 2022 | Tier 3 - Extreme | Transformer only | 10 | 1 | 2022-10-01 | 1825631 | Sus | Y | Animal¦Squirrel¦Transformer(OH)¦FailedFaulted
22-0119420 | Vegetation | Tree - branch fell on line | Conductor, Overhead | Broken, wire on ground | 2022 | Tier 2 - Elevated | Distribution Circuit | 10 | 8 | 2022-10-08 | 1831965 | Sus | Y | Vegetation¦Treebranchfellonline¦ConductorOverhead¦Brokenwireonground
22-0119425 | Equipment Failure/Involved | Overhead | Transformer (OH) | Failed/Faulted | 2022 | Tier 2 - Elevated | Distribution Circuit | 10 | 8 | 2022-10-08 | 1832016 | Sus | Y | EquipmentFailureInvolved¦Overhead¦Transformer(OH)¦FailedFaulted
22-0125907 | Vegetation | Tree - fell into line | Secondary | Broken, wire on ground | 2022 | Tier 2 - Elevated | Transformer only | 10 | 29 | 2022-10-29 | 1848258 | Sus | Y | Vegetation¦Treefellintoline¦Secondary¦Brokenwireonground
22-0129001 | Unknown Cause | Patrol - found nothing |  |  | 2022 | Tier 2 - Elevated | Distribution Circuit | 11 | 8 | 2022-11-08 | 1856957 | Sus | Y | UnknownCause¦Patrolfoundnothing¦¦
22-0130002 | Vegetation | Tree - grew into line | Conductor, Overhead | Normal | 2022 | Tier 3 - Extreme | Distribution Circuit | 11 | 10 | 2022-11-10 | 1859997 | Sus | Y | Vegetation¦Treegrewintoline¦ConductorOverhead¦Normal
22-0130331 | Equipment Failure/Involved | Overhead | Secondary | Broken | 2022 | Tier 2 - Elevated | Distribution Circuit | 11 | 11 | 2022-11-11 | 1860636 | Sus | Y | EquipmentFailureInvolved¦Overhead¦Secondary¦Broken
22-0135780 | Unknown Cause | Patrol - found nothing |  |  | 2022 | Tier 3 - Extreme | Distribution Circuit | 12 | 1 | 2022-12-01 | 1873516 | Sus | N | UnknownCause¦Patrolfoundnothing¦¦
22-0138154 | Vegetation | Tree - branch fell on line | Conductor, Overhead | Broken, wire on ground | 2022 | Tier 3 - Extreme | Distribution Circuit | 12 | 10 | 2022-12-10 | 1880962 | Sus | N | Vegetation¦Treebranchfellonline¦ConductorOverhead¦Brokenwireonground
22-0138204 | Vegetation | Tree - fell into line | Conductor, Overhead | Normal | 2022 | Tier 3 - Extreme | Distribution Circuit | 12 | 10 | 2022-12-10 | 1881171 | Sus | N | Vegetation¦Treefellintoline¦ConductorOverhead¦Normal
22-0139116 | Vegetation | Tree - branch fell on line | Conductor, Overhead | Broken, wire on ground | 2022 | Tier 3 - Extreme | Distribution Circuit | 12 | 12 | 2022-12-12 | 1886586 | Sus | N | Vegetation¦Treebranchfellonline¦ConductorOverhead¦Brokenwireonground
22-0140536 | Equipment Failure/Involved | Overhead | Pole-Wood | Deteriorated | 2022 | Tier 2 - Elevated | Distribution Circuit | 12 | 18 | 2022-12-18 | 1892012 | Sus | N | EquipmentFailureInvolved¦Overhead¦PoleWood¦Deteriorated
22-0140775 | Equipment Failure/Involved | Overhead | Cutout, fuse holder | Broken | 2022 | Tier 3 - Extreme | Transformer only | 12 | 20 | 2022-12-20 | 1894369 | Sus | N | EquipmentFailureInvolved¦Overhead¦Cutoutfuseholder¦Broken
22-0140795 | Equipment Failure/Involved | Overhead | Conductor, Overhead | Broken | 2022 | Tier 2 - Elevated | Distribution Circuit | 12 | 20 | 2022-12-20 | 1894545 | Sus | N | EquipmentFailureInvolved¦Overhead¦ConductorOverhead¦Broken
22-0142538 | Vegetation | Tree - fell into line | Conductor, Overhead | Broken, wire on ground | 2022 | Tier 2 - Elevated | Distribution Circuit | 12 | 31 | 2022-12-31 | 1903124 | Sus | N | Vegetation¦Treefellintoline¦ConductorOverhead¦Brokenwireonground
23-0004624 | Vegetation | Tree - fell into line | Conductor, Overhead | Broken, wire on ground | 2022 | Tier 2 - Elevated | Distribution Circuit | 12 | 31 | 2022-12-31 | 1909334 | Sus | N | Vegetation¦Treefellintoline¦ConductorOverhead¦Brokenwireonground
15-0004113 | Equipment Failure/Involved | Other | Transformer | Failed/Faulted | 2015 | Tier 3 - Extreme | Transformer only | 1 | 12 | 2015-01-12 | 1162926 | Sus | N | EquipmentFailureInvolved¦Other¦Transformer¦FailedFaulted
15-0008569 | Equipment Failure/Involved | Other | Insulator | Broken, wire on object | 2015 | Tier 3 - Extreme | Distribution Circuit | 2 | 1 | 2015-02-01 | 1170884 | Sus | N | EquipmentFailureInvolved¦Other¦Insulator¦Brokenwireonobject
15-0009394 | Equipment Failure/Involved | Other | Transformer | Malfunctioning | 2015 | Tier 2 - Elevated | Transformer only | 2 | 4 | 2015-02-04 | 1171995 | Sus | N | EquipmentFailureInvolved¦Other¦Transformer¦Malfunctioning
15-0012140 | Equipment Failure/Involved | Other | Transformer | Failed/Faulted | 2015 | Tier 2 - Elevated | Transformer only | 2 | 9 | 2015-02-09 | 1186229 | Sus | N | EquipmentFailureInvolved¦Other¦Transformer¦FailedFaulted
15-0012775 | Equipment Failure/Involved | Other | Transformer | Deteriorated | 2015 | Tier 2 - Elevated | Transformer only | 2 | 11 | 2015-02-11 | 1188472 | Sus | N | EquipmentFailureInvolved¦Other¦Transformer¦Deteriorated
15-0037519 | Unknown Cause | Patrol - found nothing |  |  | 2015 | Tier 2 - Elevated | Distribution Circuit | 5 | 31 | 2015-05-31 | 1241854 | Sus | Y | UnknownCause¦Patrolfoundnothing¦¦
15-0038932 | Unknown Cause | Patrol - not conducted |  |  | 2015 | Tier 2 - Elevated | Distribution Circuit | 6 | 5 | 2015-06-05 | 1244461 | Sus | Y | UnknownCause¦Patrolnotconducted¦¦
15-0043502 | Vegetation | Tree - branch fell on line | Conductor, Overhead | Normal | 2015 | Tier 3 - Extreme | Distribution Circuit | 6 | 26 | 2015-06-26 | 1256874 | Sus | Y | Vegetation¦Treebranchfellonline¦ConductorOverhead¦Normal
15-0051136 | Equipment Failure/Involved | Overhead | Transformer (OH) | Broken | 2015 | Tier 2 - Elevated | Transformer only | 7 | 28 | 2015-07-28 | 1279057 | Sus | Y | EquipmentFailureInvolved¦Overhead¦Transformer(OH)¦Broken
15-0062043 | Equipment Failure/Involved | Overhead | Cutout, fuse holder | Broken | 2015 | Tier 2 - Elevated | Transformer only | 9 | 18 | 2015-09-18 | 1307910 | Sus | Y | EquipmentFailureInvolved¦Overhead¦Cutoutfuseholder¦Broken
15-0063569 | Animal | Squirrel | Fuse | Failed/Faulted | 2015 | Tier 3 - Extreme | Distribution Circuit | 9 | 25 | 2015-09-25 | 1311779 | Sus | Y | Animal¦Squirrel¦Fuse¦FailedFaulted
15-0066932 | Unknown Cause | Patrol - found nothing |  |  | 2015 | Tier 2 - Elevated | Distribution Circuit | 9 | 30 | 2015-09-30 | 1314468 | Sus | Y | UnknownCause¦Patrolfoundnothing¦¦
15-0075226 | Animal | Squirrel | Pothead(Riser Termination) | Normal | 2015 | Tier 3 - Extreme | Distribution Circuit | 11 | 3 | 2015-11-03 | 1334425 | Sus | Y | Animal¦Squirrel¦Pothead(RiserTermination)¦Normal
15-0078539 | Unknown Cause | Patrol - found nothing |  |  | 2015 | Tier 2 - Elevated | Distribution Circuit | 11 | 17 | 2015-11-17 | 1343845 | Sus | Y | UnknownCause¦Patrolfoundnothing¦¦
15-0082448 | Equipment Failure/Involved | Electrical Overload | Conductor, Overhead | Together | 2015 | Tier 2 - Elevated | Distribution Circuit | 12 | 3 | 2015-12-03 | 1352621 | Sus | N | EquipmentFailureInvolved¦ElectricalOverload¦ConductorOverhead¦Together
15-0083292 | Equipment Failure/Involved | Overhead | Conductor, Overhead | Burned/flashed | 2015 | Tier 3 - Extreme | Transformer only | 12 | 7 | 2015-12-07 | 1355364 | Sus | N | EquipmentFailureInvolved¦Overhead¦ConductorOverhead¦Burnedflashed
15-0085328 | Unknown Cause | Patrol - found nothing |  |  | 2015 | Tier 3 - Extreme | Distribution Circuit | 12 | 14 | 2015-12-14 | 1363540 | Sus | N | UnknownCause¦Patrolfoundnothing¦¦
15-0086577 | Unknown Cause | Patrol - found nothing |  |  | 2015 | Tier 3 - Extreme | Distribution Circuit | 12 | 22 | 2015-12-22 | 1368425 | Sus | N | UnknownCause¦Patrolfoundnothing¦¦
15-0087150 | Vegetation | Tree - fell into line | Conductor, Overhead | Normal | 2015 | Tier 3 - Extreme | Distribution Circuit | 12 | 24 | 2015-12-24 | 1371365 | Sus | N | Vegetation¦Treefellintoline¦ConductorOverhead¦Normal
16-0004212 | Equipment Failure/Involved | Overhead | Transformer (OH) | Failed/Faulted | 2016 | Tier 3 - Extreme | Transformer only | 1 | 9 | 2016-01-09 | 1380751 | Sus | N | EquipmentFailureInvolved¦Overhead¦Transformer(OH)¦FailedFaulted
16-0014322 | Vegetation | Tree - fell into line | Conductor, Overhead | Normal | 2016 | Tier 2 - Elevated | Distribution Circuit | 2 | 19 | 2016-02-19 | 1409522 | Sus | N | Vegetation¦Treefellintoline¦ConductorOverhead¦Normal
16-0017607 | Unknown Cause | Patrol - not conducted |  |  | 2016 | Tier 2 - Elevated | Distribution Circuit | 3 | 5 | 2016-03-05 | 1417649 | Sus | N | UnknownCause¦Patrolnotconducted¦¦
16-0017810 | Vegetation | Tree - fell into line | Conductor, Overhead | Broken, wire on ground | 2016 | Tier 3 - Extreme | Distribution Circuit | 3 | 5 | 2016-03-05 | 1418337 | Sus | N | Vegetation¦Treefellintoline¦ConductorOverhead¦Brokenwireonground
16-0018594 | Vegetation | Tree - fell into line | Conductor, Overhead | Broken, wire on ground | 2016 | Tier 2 - Elevated | Distribution Circuit | 3 | 6 | 2016-03-06 | 1422805 | Sus | N | Vegetation¦Treefellintoline¦ConductorOverhead¦Brokenwireonground
16-0018678 | Vegetation | Tree - branch fell on line | Conductor, Overhead | Broken, wire on ground | 2016 | Tier 2 - Elevated | Distribution Circuit | 3 | 6 | 2016-03-06 | 1423168 | Sus | N | Vegetation¦Treebranchfellonline¦ConductorOverhead¦Brokenwireonground
16-0019038 | Vegetation | Tree - fell into line | Conductor, Overhead | Broken, wire on ground | 2016 | Tier 2 - Elevated | Distribution Circuit | 3 | 7 | 2016-03-07 | 1424412 | Sus | N | Vegetation¦Treefellintoline¦ConductorOverhead¦Brokenwireonground
16-0021069 | Environmental/External | Ice or snow | Conductor, Overhead | Broken, wire on ground | 2016 | Tier 2 - Elevated | Distribution Circuit | 3 | 13 | 2016-03-13 | 1430508 | Sus | N | EnvironmentalExternal¦Iceorsnow¦ConductorOverhead¦Brokenwireonground
16-0026429 | Equipment Failure/Involved | Overhead | Pole-Wood | Broken | 2016 | Tier 3 - Extreme | Distribution Circuit | 4 | 6 | 2016-04-06 | 1445409 | Sus | N | EquipmentFailureInvolved¦Overhead¦PoleWood¦Broken
16-0031047 | Vegetation | Tree - branch fell on line | Conductor, Overhead | Broken, wire on ground | 2016 | Tier 2 - Elevated | Distribution Circuit | 4 | 24 | 2016-04-24 | 1457161 | Sus | N | Vegetation¦Treebranchfellonline¦ConductorOverhead¦Brokenwireonground
16-0032879 | Unknown Cause | Patrol - found nothing |  |  | 2016 | Tier 3 - Extreme | Distribution Circuit | 4 | 30 | 2016-04-30 | 1462239 | Sus | N | UnknownCause¦Patrolfoundnothing¦¦
16-0033060 | Unknown Cause | Patrol - found nothing |  |  | 2016 | Tier 2 - Elevated | Distribution Circuit | 5 | 1 | 2016-05-01 | 1462781 | Sus | Y | UnknownCause¦Patrolfoundnothing¦¦
16-0034548 | 3rd Party | Vehicle | Pole-Wood | Broken, wire on ground | 2016 | Tier 2 - Elevated | Distribution Circuit | 5 | 6 | 2016-05-06 | 1465982 | Sus | Y | 3rdParty¦Vehicle¦PoleWood¦Brokenwireonground
16-0036214 | Animal | Bird found | Conductor, Overhead | Normal | 2016 | Tier 2 - Elevated | Distribution Circuit | 5 | 16 | 2016-05-16 | 1470264 | Sus | Y | Animal¦Birdfound¦ConductorOverhead¦Normal
16-0040000 | Vegetation | Tree - fell into line | Conductor, Overhead | Broken | 2016 | Tier 2 - Elevated | Transformer only | 5 | 31 | 2016-05-31 | 1479947 | Sus | Y | Vegetation¦Treefellintoline¦ConductorOverhead¦Broken
16-0040027 | Equipment Failure/Involved | Overhead | Crossarm, Wood | Broken | 2016 | Tier 3 - Extreme | Transformer only | 5 | 31 | 2016-05-31 | 1480246 | Sus | Y | EquipmentFailureInvolved¦Overhead¦CrossarmWood¦Broken
16-0042771 | Equipment Failure/Involved | Overhead | Transformer (OH) | Failed/Faulted | 2016 | Tier 3 - Extreme | Distribution Circuit | 6 | 13 | 2016-06-13 | 1487805 | Sus | Y | EquipmentFailureInvolved¦Overhead¦Transformer(OH)¦FailedFaulted
16-0045209 | Vegetation | Tree - fell into line | Conductor, Overhead | Broken, wire on ground | 2016 | Tier 2 - Elevated | Distribution Circuit | 6 | 22 | 2016-06-22 | 1494379 | Sus | Y | Vegetation¦Treefellintoline¦ConductorOverhead¦Brokenwireonground
16-0050428 | Unknown Cause | Patrol - found nothing |  |  | 2016 | Tier 2 - Elevated | Distribution Circuit | 7 | 16 | 2016-07-16 | 1511346 | Sus | Y | UnknownCause¦Patrolfoundnothing¦¦
16-0060466 | Animal | Bird found | Transformer (OH) | Normal | 2016 | Tier 2 - Elevated | Transformer only | 8 | 27 | 2016-08-27 | 1533037 | Sus | Y | Animal¦Birdfound¦Transformer(OH)¦Normal
16-0063327 | Equipment Failure/Involved | Overhead | Transformer (OH) | Failed/Faulted | 2016 | Tier 2 - Elevated | Transformer only | 9 | 8 | 2016-09-08 | 1538533 | Sus | Y | EquipmentFailureInvolved¦Overhead¦Transformer(OH)¦FailedFaulted
16-0065335 | Unknown Cause | Patrol - found nothing |  |  | 2016 | Tier 2 - Elevated | Distribution Circuit | 9 | 17 | 2016-09-17 | 1543178 | Sus | Y | UnknownCause¦Patrolfoundnothing¦¦
16-0066404 | Unknown Cause | Patrol - found nothing |  |  | 2016 | Tier 3 - Extreme | Transmission line | 9 | 21 | 2016-09-21 | 1545720 | Sus | Y | UnknownCause¦Patrolfoundnothing¦¦
16-0069355 | Vegetation | Tree - branch fell on line | Conductor, Overhead | Normal | 2016 | Tier 3 - Extreme | Distribution Circuit | 10 | 3 | 2016-10-03 | 1552231 | Sus | Y | Vegetation¦Treebranchfellonline¦ConductorOverhead¦Normal
16-0072308 | Equipment Failure/Involved | Fire, pole | Pole-Wood | Burned/flashed | 2016 | Tier 2 - Elevated | Distribution Circuit | 10 | 14 | 2016-10-14 | 1560158 | Sus | Y | EquipmentFailureInvolved¦Firepole¦PoleWood¦Burnedflashed
16-0074891 | Environmental/External | Lightning | Transformer | Failed/Faulted | 2016 | Tier 2 - Elevated | Distribution Circuit | 10 | 24 | 2016-10-24 | 1568356 | Sus | Y | EnvironmentalExternal¦Lightning¦Transformer¦FailedFaulted
16-0076870 | Vegetation | Tree - fell into line | Conductor, Overhead | Broken, wire on ground | 2016 | Tier 3 - Extreme | Distribution Circuit | 10 | 30 | 2016-10-30 | 1573492 | Sus | Y | Vegetation¦Treefellintoline¦ConductorOverhead¦Brokenwireonground
16-0082458 | Unknown Cause | Patrol - found nothing |  |  | 2016 | Tier 3 - Extreme | Distribution Circuit | 11 | 27 | 2016-11-27 | 1589783 | Sus | Y | UnknownCause¦Patrolfoundnothing¦¦
16-0085338 | Animal | Bird found | Fuse | Failed/Faulted | 2016 | Tier 2 - Elevated | Distribution Circuit | 12 | 13 | 2016-12-13 | 1600791 | Sus | N | Animal¦Birdfound¦Fuse¦FailedFaulted
16-0085646 | Vegetation | Tree - fell into line | Conductor, Overhead | Broken, wire on ground | 2016 | Tier 2 - Elevated | Distribution Circuit | 12 | 15 | 2016-12-15 | 1602248 | Sus | N | Vegetation¦Treefellintoline¦ConductorOverhead¦Brokenwireonground
16-0086816 | Equipment Failure/Involved | Overhead | Crossarm, Wood | Broken | 2016 | Tier 2 - Elevated | Distribution Circuit | 12 | 23 | 2016-12-23 | 1609826 | Sus | N | EquipmentFailureInvolved¦Overhead¦CrossarmWood¦Broken
17-0003174 | Vegetation | Tree - fell into line | Conductor, Overhead | Broken, wire on ground | 2017 | Tier 2 - Elevated | Distribution Circuit | 1 | 3 | 2017-01-03 | 1616109 | Sus | N | Vegetation¦Treefellintoline¦ConductorOverhead¦Brokenwireonground
17-0005226 | Vegetation | Tree - fell into line | Conductor, Overhead | Broken, wire on ground | 2017 | Tier 2 - Elevated | Distribution Circuit | 1 | 8 | 2017-01-08 | 1625185 | Sus | N | Vegetation¦Treefellintoline¦ConductorOverhead¦Brokenwireonground
17-0011934 | 3rd Party | Vehicle | Conductor, Overhead | Broken, wire on ground | 2017 | Tier 2 - Elevated | Distribution Circuit | 1 | 21 | 2017-01-21 | 1656047 | Sus | N | 3rdParty¦Vehicle¦ConductorOverhead¦Brokenwireonground
17-0012080 | Equipment Failure/Involved | Overhead | Connector or Splice (OH) | Broken | 2017 | Tier 2 - Elevated | Distribution Circuit | 1 | 21 | 2017-01-21 | 1656664 | Sus | N | EquipmentFailureInvolved¦Overhead¦ConnectororSplice(OH)¦Broken
17-0012599 | Equipment Failure/Involved | Overhead | Pole-Wood | Broken | 2017 | Tier 3 - Extreme | Distribution Circuit | 1 | 22 | 2017-01-22 | 1657960 | Sus | N | EquipmentFailureInvolved¦Overhead¦PoleWood¦Broken
17-0013600 | Vegetation | Tree - fell into line | Conductor, Overhead | Broken, wire on ground | 2017 | Tier 3 - Extreme | Distribution Circuit | 1 | 23 | 2017-01-23 | 1662645 | Sus | N | Vegetation¦Treefellintoline¦ConductorOverhead¦Brokenwireonground
17-0013878 | Vegetation | Tree - branch fell on line | Conductor, Overhead | On Ground | 2017 | Tier 3 - Extreme | Distribution Circuit | 1 | 23 | 2017-01-23 | 1663699 | Sus | N | Vegetation¦Treebranchfellonline¦ConductorOverhead¦OnGround
17-0018587 | Vegetation | Tree - fell into line | Conductor, Overhead | Together | 2017 | Tier 3 - Extreme | Distribution Circuit | 2 | 7 | 2017-02-07 | 1678225 | Sus | N | Vegetation¦Treefellintoline¦ConductorOverhead¦Together
17-0021613 | Vegetation | Tree - fell into line | Conductor, Overhead | Broken, wire on object | 2017 | Tier 2 - Elevated | Distribution Circuit | 2 | 16 | 2017-02-16 | 1690392 | Sus | N | Vegetation¦Treefellintoline¦ConductorOverhead¦Brokenwireonobject
17-0022836 | Vegetation | Tree - fell into line | Conductor, Overhead | Normal | 2017 | Tier 2 - Elevated | Distribution Circuit | 2 | 17 | 2017-02-17 | 1696151 | Sus | N | Vegetation¦Treefellintoline¦ConductorOverhead¦Normal
17-0028328 | Equipment Failure/Involved | Overhead | Pole-Wood | Broken, wire on ground | 2017 | Tier 3 - Extreme | Distribution Circuit | 3 | 4 | 2017-03-04 | 1719302 | Sus | N | EquipmentFailureInvolved¦Overhead¦PoleWood¦Brokenwireonground
17-0029236 | Equipment Failure/Involved | Overhead | Transformer | Failed/Faulted | 2017 | Tier 3 - Extreme | Transformer only | 3 | 7 | 2017-03-07 | 1722124 | Sus | N | EquipmentFailureInvolved¦Overhead¦Transformer¦FailedFaulted
17-0031873 | Vegetation | Tree - fell into line | Conductor, Overhead | Broken, wire on ground | 2017 | Tier 2 - Elevated | Distribution Circuit | 3 | 20 | 2017-03-20 | 1730524 | Sus | N | Vegetation¦Treefellintoline¦ConductorOverhead¦Brokenwireonground
17-0037575 | Vegetation | Tree - fell into line | Conductor, Overhead | Broken, wire on ground | 2017 | Tier 3 - Extreme | Distribution Circuit | 4 | 7 | 2017-04-07 | 1749220 | Sus | N | Vegetation¦Treefellintoline¦ConductorOverhead¦Brokenwireonground
17-0037637 | Equipment Failure/Involved | Underground | Recloser | Burned/flashed | 2017 | Tier 2 - Elevated | Distribution Circuit | 4 | 6 | 2017-04-06 | 1747695 | Sus | N | EquipmentFailureInvolved¦Underground¦Recloser¦Burnedflashed
17-0037783 | Unknown Cause | Patrol - found nothing |  |  | 2017 | Tier 2 - Elevated | Distribution Circuit | 4 | 7 | 2017-04-07 | 1750547 | Sus | N | UnknownCause¦Patrolfoundnothing¦¦
17-0037967 | Vegetation | Tree - fell into line | Conductor, Overhead | Broken, wire on ground | 2017 | Tier 2 - Elevated | Distribution Circuit | 4 | 7 | 2017-04-07 | 1751068 | Sus | N | Vegetation¦Treefellintoline¦ConductorOverhead¦Brokenwireonground
17-0038474 | Equipment Failure/Involved | Overhead | Transformer (OH) | Failed/Faulted | 2017 | Tier 3 - Extreme | Transformer only | 4 | 9 | 2017-04-09 | 1753676 | Sus | N | EquipmentFailureInvolved¦Overhead¦Transformer(OH)¦FailedFaulted
17-0040001 | Unknown Cause | Patrol - found nothing |  |  | 2017 | Tier 3 - Extreme | Distribution Circuit | 4 | 13 | 2017-04-13 | 1757061 | Sus | N | UnknownCause¦Patrolfoundnothing¦¦
17-0043897 | Unknown Cause | Patrol - found nothing |  |  | 2017 | Tier 3 - Extreme | Distribution Circuit | 4 | 29 | 2017-04-29 | 1770354 | Sus | N | UnknownCause¦Patrolfoundnothing¦¦
17-0045032 | Equipment Failure/Involved | Overhead | Transformer | Failed/Faulted | 2017 | Tier 2 - Elevated | Transformer only | 5 | 3 | 2017-05-03 | 1773868 | Sus | Y | EquipmentFailureInvolved¦Overhead¦Transformer¦FailedFaulted
17-0045964 | Unknown Cause | Patrol - found nothing |  |  | 2017 | Tier 2 - Elevated | Distribution Circuit | 5 | 6 | 2017-05-06 | 1776398 | Sus | Y | UnknownCause¦Patrolfoundnothing¦¦
17-0047839 | Equipment Failure/Involved | Overhead | Cutout, fuse holder | Broken | 2017 | Tier 2 - Elevated | Distribution Circuit | 5 | 14 | 2017-05-14 | 1781912 | Sus | Y | EquipmentFailureInvolved¦Overhead¦Cutoutfuseholder¦Broken
17-0051994 | Animal | Other | Conductor, Overhead | Normal | 2017 | Tier 2 - Elevated | Distribution Circuit | 6 | 1 | 2017-06-01 | 1794377 | Sus | Y | Animal¦Other¦ConductorOverhead¦Normal
17-0053807 | Vegetation | Tree - branch fell on line | Conductor, Overhead | Broken, wire on ground | 2017 | Tier 2 - Elevated | Distribution Circuit | 6 | 8 | 2017-06-08 | 1799887 | Sus | Y | Vegetation¦Treebranchfellonline¦ConductorOverhead¦Brokenwireonground
17-0059325 | Equipment Failure/Involved | Overhead | Transformer | Failed/Faulted | 2017 | Tier 2 - Elevated | Transformer only | 6 | 28 | 2017-06-28 | 1820065 | Sus | Y | EquipmentFailureInvolved¦Overhead¦Transformer¦FailedFaulted
17-0062203 | Equipment Failure/Involved | Overhead | Connector or Splice (OH) | Broken, wire on ground | 2017 | Tier 2 - Elevated | Distribution Circuit | 7 | 12 | 2017-07-12 | 1829522 | Sus | Y | EquipmentFailureInvolved¦Overhead¦ConnectororSplice(OH)¦Brokenwireonground
17-0063660 | Vegetation | Tree - fell into line | Conductor, Overhead | Normal | 2017 | Tier 2 - Elevated | Distribution Circuit | 7 | 18 | 2017-07-18 | 1834834 | Sus | Y | Vegetation¦Treefellintoline¦ConductorOverhead¦Normal
17-0063761 | 3rd Party | Metallic Balloon | Conductor, Overhead | Together | 2017 | Tier 2 - Elevated | Distribution Circuit | 7 | 18 | 2017-07-18 | 1835313 | Sus | Y | 3rdParty¦MetallicBalloon¦ConductorOverhead¦Together
17-0074629 | Unknown Cause | Patrol - found nothing |  |  | 2017 | Tier 2 - Elevated | Distribution Circuit | 9 | 1 | 2017-09-01 | 1864454 | Sus | Y | UnknownCause¦Patrolfoundnothing¦¦
17-0076570 | Animal | Other | Conductor, Overhead | Normal | 2017 | Tier 2 - Elevated | Distribution Circuit | 9 | 7 | 2017-09-07 | 1872027 | Sus | Y | Animal¦Other¦ConductorOverhead¦Normal
17-0080827 | Equipment Failure/Involved | Overhead | Transformer (OH) | Leaking | 2017 | Tier 2 - Elevated | Distribution Circuit | 9 | 21 | 2017-09-21 | 1883642 | Sus | Y | EquipmentFailureInvolved¦Overhead¦Transformer(OH)¦Leaking
17-0083893 | Vegetation | Tree - fell into line | Conductor, Overhead | Broken, wire on ground | 2017 | Tier 2 - Elevated | Distribution Circuit | 10 | 3 | 2017-10-03 | 1890287 | Sus | Y | Vegetation¦Treefellintoline¦ConductorOverhead¦Brokenwireonground
17-0085285 | Vegetation | Tree - fell into line | Pole-Wood | Broken | 2017 | Tier 2 - Elevated | Distribution Circuit | 10 | 8 | 2017-10-08 | 1894375 | Sus | Y | Vegetation¦Treefellintoline¦PoleWood¦Broken
17-0085457 | Unknown Cause | Patrol - found nothing |  |  | 2017 | Tier 3 - Extreme | Distribution Circuit | 10 | 9 | 2017-10-09 | 1895322 | Sus | Y | UnknownCause¦Patrolfoundnothing¦¦
17-0089505 | Environmental/External | Fire, Forest/Grass | Pole-Wood | Broken | 2017 | Tier 3 - Extreme | Distribution Circuit | 10 | 22 | 2017-10-22 | 1907304 | Sus | Y | EnvironmentalExternal¦FireForestGrass¦PoleWood¦Broken
17-0089793 | Equipment Failure/Involved | Overhead | Pole-Wood | Broken | 2017 | Tier 3 - Extreme | Distribution Circuit | 10 | 8 | 2017-10-08 | 1908183 | Sus | Y | EquipmentFailureInvolved¦Overhead¦PoleWood¦Broken
17-0092585 | Animal | Bird found | Conductor, Overhead | Normal | 2017 | Tier 2 - Elevated | Distribution Circuit | 11 | 3 | 2017-11-03 | 1915645 | Sus | Y | Animal¦Birdfound¦ConductorOverhead¦Normal
17-0093864 | Vegetation | Tree - grew into line | Secondary | On Ground | 2017 | Tier 2 - Elevated | Transformer only | 11 | 9 | 2017-11-09 | 1919035 | Sus | Y | Vegetation¦Treegrewintoline¦Secondary¦OnGround
17-0095624 | Vegetation | Tree - fell into line | Conductor, Overhead | Broken, wire on ground | 2017 | Tier 3 - Extreme | Distribution Circuit | 11 | 16 | 2017-11-16 | 1923815 | Sus | Y | Vegetation¦Treefellintoline¦ConductorOverhead¦Brokenwireonground
17-0096760 | Animal | Squirrel | Fuse | Normal | 2017 | Tier 3 - Extreme | Distribution Circuit | 11 | 21 | 2017-11-21 | 1927071 | Sus | Y | Animal¦Squirrel¦Fuse¦Normal
17-0101521 | Equipment Failure/Involved | Electrical Overload | Transformer | Failed/Faulted | 2017 | Tier 2 - Elevated | Transformer only | 12 | 13 | 2017-12-13 | 1942248 | Sus | N | EquipmentFailureInvolved¦ElectricalOverload¦Transformer¦FailedFaulted
17-0101994 | Unknown Cause | Patrol - found nothing |  |  | 2017 | Tier 3 - Extreme | Distribution Circuit | 12 | 16 | 2017-12-16 | 1944231 | Sus | N | UnknownCause¦Patrolfoundnothing¦¦
17-0102066 | Equipment Failure/Involved | Overhead | Conductor, Overhead | Deteriorated | 2017 | Tier 2 - Elevated | Distribution Circuit | 12 | 16 | 2017-12-16 | 1944743 | Sus | N | EquipmentFailureInvolved¦Overhead¦ConductorOverhead¦Deteriorated
17-0103644 | Equipment Failure/Involved | Overhead |  | Failed/Faulted | 2017 | Tier 3 - Extreme | Transformer only | 12 | 30 | 2017-12-30 | 1953245 | Sus | N | EquipmentFailureInvolved¦Overhead¦¦FailedFaulted
18-0003746 | 3rd Party | Tree - cutting, 3rd party | Conductor, Overhead | Broken, wire on ground | 2018 | Tier 3 - Extreme | Distribution Circuit | 1 | 5 | 2018-01-05 | 2359 | Sus | N | 3rdParty¦Treecutting3rdparty¦ConductorOverhead¦Brokenwireonground
18-0009010 | Vegetation | Tree - fell into line | Conductor, Overhead | Together | 2018 | Tier 2 - Elevated | Distribution Circuit | 1 | 25 | 2018-01-25 | 13967 | Sus | N | Vegetation¦Treefellintoline¦ConductorOverhead¦Together
18-0009405 | Vegetation | Tree - fell into line | Transformer | Broken, wire on ground | 2018 | Tier 2 - Elevated | Transformer only | 1 | 26 | 2018-01-26 | 14795 | Sus | N | Vegetation¦Treefellintoline¦Transformer¦Brokenwireonground
18-0010002 | Equipment Failure/Involved | Overhead | Transformer (OH) | Deteriorated | 2018 | Tier 2 - Elevated | Transformer only | 1 | 29 | 2018-01-29 | 16113 | Sus | N | EquipmentFailureInvolved¦Overhead¦Transformer(OH)¦Deteriorated
18-0011393 | Equipment Failure/Involved | Overhead | Lightning Arrestor | Broken | 2018 | Tier 2 - Elevated | Distribution Circuit | 2 | 4 | 2018-02-04 | 19161 | Sus | N | EquipmentFailureInvolved¦Overhead¦LightningArrestor¦Broken
18-0018588 | Vegetation | Tree - branch fell on line | Conductor, Overhead | Broken, wire on ground | 2018 | Tier 2 - Elevated | Distribution Circuit | 3 | 1 | 2018-03-01 | 34724 | Sus | N | Vegetation¦Treebranchfellonline¦ConductorOverhead¦Brokenwireonground
18-0019287 | Vegetation | Tree - branch fell on line | Conductor, Overhead | Normal | 2018 | Tier 3 - Extreme | Distribution Circuit | 3 | 2 | 2018-03-02 | 36826 | Sus | N | Vegetation¦Treebranchfellonline¦ConductorOverhead¦Normal
18-0021344 | Equipment Failure/Involved | Overhead | Cutout, fuse holder | Broken | 2018 | Tier 2 - Elevated | Transformer only | 3 | 9 | 2018-03-09 | 40824 | Sus | N | EquipmentFailureInvolved¦Overhead¦Cutoutfuseholder¦Broken
18-0022860 | Equipment Failure/Involved | Overhead | Lightning Arrestor | Arcing | 2018 | Tier 2 - Elevated | Distribution Circuit | 3 | 14 | 2018-03-14 | 44386 | Sus | N | EquipmentFailureInvolved¦Overhead¦LightningArrestor¦Arcing
18-0023361 | Vegetation | Tree - fell into line | Conductor, Overhead | Broken, wire on ground | 2018 | Tier 2 - Elevated | Distribution Circuit | 3 | 16 | 2018-03-16 | 45625 | Sus | N | Vegetation¦Treefellintoline¦ConductorOverhead¦Brokenwireonground
18-0023745 | Unknown Cause | Patrol - found nothing |  |  | 2018 | Tier 2 - Elevated | Distribution Circuit | 3 | 17 | 2018-03-17 | 46617 | Sus | N | UnknownCause¦Patrolfoundnothing¦¦
18-0025779 | Environmental/External | Lightning | Transformer | Broken | 2018 | Tier 3 - Extreme | Transformer only | 3 | 22 | 2018-03-22 | 51116 | Sus | N | EnvironmentalExternal¦Lightning¦Transformer¦Broken
18-0036589 | Unknown Cause | Patrol - found nothing |  |  | 2018 | Tier 2 - Elevated | Distribution Circuit | 4 | 29 | 2018-04-29 | 76156 | Sus | N | UnknownCause¦Patrolfoundnothing¦¦
18-0046748 | Equipment Failure/Involved | Underground | Transformer (UG) | Failed/Faulted | 2018 | Tier 2 - Elevated | Distribution Circuit | 6 | 3 | 2018-06-03 | 99997 | Sus | Y | EquipmentFailureInvolved¦Underground¦Transformer(UG)¦FailedFaulted
18-0058781 | Equipment Failure/Involved | Overhead | Transformer | Failed/Faulted | 2018 | Tier 2 - Elevated | Transformer only | 7 | 11 | 2018-07-11 | 129016 | Sus | Y | EquipmentFailureInvolved¦Overhead¦Transformer¦FailedFaulted
18-0060314 | 3rd Party | Vehicle | Pole-Wood | Broken | 2018 | Tier 2 - Elevated | Distribution Circuit | 7 | 16 | 2018-07-16 | 132884 | Sus | Y | 3rdParty¦Vehicle¦PoleWood¦Broken
18-0061576 | Equipment Failure/Involved | Overhead | Transformer | Failed/Faulted | 2018 | Tier 2 - Elevated | Distribution Circuit | 7 | 19 | 2018-07-19 | 135646 | Sus | Y | EquipmentFailureInvolved¦Overhead¦Transformer¦FailedFaulted
18-0064592 | 3rd Party | Contact with High Voltage, 3rd party | Conductor, Overhead | Normal | 2018 | Tier 2 - Elevated | Distribution Circuit | 7 | 28 | 2018-07-28 | 142523 | Sus | Y | 3rdParty¦ContactwithHighVoltage3rdparty¦ConductorOverhead¦Normal
18-0068522 | Unknown Cause | Patrol - found nothing |  |  | 2018 | Tier 2 - Elevated | Distribution Circuit | 8 | 10 | 2018-08-10 | 152660 | Sus | Y | UnknownCause¦Patrolfoundnothing¦¦
18-0069182 | Equipment Failure/Involved | Overhead | Crossarm, Wood | Broken | 2018 | Tier 3 - Extreme | Transformer only | 8 | 13 | 2018-08-13 | 154362 | Sus | Y | EquipmentFailureInvolved¦Overhead¦CrossarmWood¦Broken
18-0071415 | Equipment Failure/Involved | Underground | Transformer (UG) | Leaking | 2018 | Tier 2 - Elevated | Distribution Circuit | 8 | 19 | 2018-08-19 | 158016 | Sus | Y | EquipmentFailureInvolved¦Underground¦Transformer(UG)¦Leaking
18-0072094 | Vegetation | Tree - branch fell on line | Secondary | Normal | 2018 | Tier 2 - Elevated | Transformer only | 8 | 21 | 2018-08-21 | 159517 | Sus | Y | Vegetation¦Treebranchfellonline¦Secondary¦Normal
18-0073190 | Equipment Failure/Involved | Overhead | Crossarm, Wood | Broken | 2018 | Tier 2 - Elevated | Distribution Circuit | 8 | 24 | 2018-08-24 | 161608 | Sus | Y | EquipmentFailureInvolved¦Overhead¦CrossarmWood¦Broken
18-0078560 | Unknown Cause | Patrol - found nothing |  |  | 2018 | Tier 2 - Elevated | Distribution Circuit | 9 | 11 | 2018-09-11 | 172182 | Sus | Y | UnknownCause¦Patrolfoundnothing¦¦
18-0078979 | Animal | Squirrel | Conductor, Overhead | Normal | 2018 | Tier 2 - Elevated | Distribution Circuit | 9 | 12 | 2018-09-12 | 172986 | Sus | Y | Animal¦Squirrel¦ConductorOverhead¦Normal
18-0092690 | Unknown Cause | Patrol - found nothing |  |  | 2018 | Tier 2 - Elevated | Distribution Circuit | 10 | 21 | 2018-10-21 | 199766 | Sus | Y | UnknownCause¦Patrolfoundnothing¦¦
18-0093596 | Wildfire Mitigation | CWSP - Vegetation Removal |  |  | 2018 | Tier 3 - Extreme | Distribution Circuit | 10 | 24 | 2018-10-24 | 201241 | Sus | Y | WildfireMitigation¦CWSPVegetationRemoval¦¦
18-0099905 | Wildfire Mitigation | CWSP - Vegetation Removal |  |  | 2018 | Tier 3 - Extreme | Distribution Circuit | 11 | 15 | 2018-11-15 | 215676 | Sus | Y | WildfireMitigation¦CWSPVegetationRemoval¦¦
18-0100554 | Animal | Bird found | Conductor, Overhead | Normal | 2018 | Tier 2 - Elevated | Distribution Circuit | 11 | 17 | 2018-11-17 | 217122 | Sus | Y | Animal¦Birdfound¦ConductorOverhead¦Normal
18-0100656 | Unknown Cause | Patrol - found nothing |  |  | 2018 | Tier 2 - Elevated | Distribution Circuit | 11 | 17 | 2018-11-17 | 217359 | Sus | Y | UnknownCause¦Patrolfoundnothing¦¦
18-0102357 | Equipment Failure/Involved | Overhead | Conductor, Overhead | Together | 2018 | Tier 2 - Elevated | Distribution Circuit | 11 | 22 | 2018-11-22 | 222057 | Sus | Y | EquipmentFailureInvolved¦Overhead¦ConductorOverhead¦Together
18-0102432 | Unknown Cause | Patrol - found nothing |  |  | 2018 | Tier 2 - Elevated | Distribution Circuit | 11 | 22 | 2018-11-22 | 222458 | Sus | Y | UnknownCause¦Patrolfoundnothing¦¦
18-0102816 | Unknown Cause | Patrol - found nothing |  |  | 2018 | Tier 2 - Elevated | Transformer only | 11 | 24 | 2018-11-24 | 223626 | Sus | Y | UnknownCause¦Patrolfoundnothing¦¦
18-0103213 | Environmental/External | Fire, Forest/Grass | Pole-Wood | Burned/flashed | 2018 | Tier 3 - Extreme | Distribution Circuit | 11 | 8 | 2018-11-08 | 224369 | Sus | Y | EnvironmentalExternal¦FireForestGrass¦PoleWood¦Burnedflashed
18-0104867 | Unknown Cause | Patrol - found nothing |  |  | 2018 | Tier 2 - Elevated | Distribution Circuit | 11 | 29 | 2018-11-29 | 227943 | Sus | Y | UnknownCause¦Patrolfoundnothing¦¦
18-0104886 | Vegetation | Tree - fell into line | Conductor, Overhead | Together | 2018 | Tier 3 - Extreme | Distribution Circuit | 11 | 29 | 2018-11-29 | 228116 | Sus | Y | Vegetation¦Treefellintoline¦ConductorOverhead¦Together
18-0105155 | Unknown Cause | Patrol - found nothing |  |  | 2018 | Tier 3 - Extreme | Distribution Circuit | 11 | 28 | 2018-11-28 | 226965 | Sus | Y | UnknownCause¦Patrolfoundnothing¦¦
18-0108433 | Equipment Failure/Involved | Overhead | Pole-Wood | Broken | 2018 | Tier 2 - Elevated | Distribution Circuit | 12 | 11 | 2018-12-11 | 237730 | Sus | N | EquipmentFailureInvolved¦Overhead¦PoleWood¦Broken
18-0109693 | Environmental/External | Fire, Forest/Grass | Pole-Wood | Burned/flashed | 2018 | Tier 3 - Extreme | Distribution Circuit | 12 | 17 | 2018-12-17 | 242434 | Sus | N | EnvironmentalExternal¦FireForestGrass¦PoleWood¦Burnedflashed
18-0110865 | Equipment Failure/Involved | Underground | Conductor, Underground | Broken | 2018 | Tier 2 - Elevated | Distribution Circuit | 12 | 27 | 2018-12-27 | 248317 | Sus | N | EquipmentFailureInvolved¦Underground¦ConductorUnderground¦Broken
19-0004645 | Vegetation | Tree - fell into line | Conductor, Overhead | Broken, wire on ground | 2019 | Tier 2 - Elevated | Distribution Circuit | 1 | 5 | 2019-01-05 | 253492 | Sus | N | Vegetation¦Treefellintoline¦ConductorOverhead¦Brokenwireonground
19-0004723 | Vegetation | Tree - branch fell on line | Fuse | Failed/Faulted | 2019 | Tier 3 - Extreme | Distribution Circuit | 1 | 5 | 2019-01-05 | 253784 | Sus | N | Vegetation¦Treebranchfellonline¦Fuse¦FailedFaulted
19-0008107 | Vegetation | Tree - branch fell on line | Fuse | Failed/Faulted | 2019 | Tier 3 - Extreme | Distribution Circuit | 1 | 11 | 2019-01-11 | 263481 | Sus | N | Vegetation¦Treebranchfellonline¦Fuse¦FailedFaulted
19-0009542 | Unknown Cause | Patrol - found nothing |  |  | 2019 | Tier 3 - Extreme | Distribution Circuit | 1 | 15 | 2019-01-15 | 266757 | Sus | N | UnknownCause¦Patrolfoundnothing¦¦
19-0011373 | Environmental/External | Lightning | Transformer | Failed/Faulted | 2019 | Tier 2 - Elevated | Transformer only | 1 | 17 | 2019-01-17 | 274025 | Sus | N | EnvironmentalExternal¦Lightning¦Transformer¦FailedFaulted
19-0013984 | Equipment Failure/Involved | Overhead | Conductor, Overhead | Together | 2019 | Tier 3 - Extreme | Distribution Circuit | 1 | 24 | 2019-01-24 | 280278 | Sus | N | EquipmentFailureInvolved¦Overhead¦ConductorOverhead¦Together
19-0018710 | Vegetation | Tree - fell into line | Cutout, fuse holder | Broken | 2019 | Tier 2 - Elevated | Distribution Circuit | 2 | 5 | 2019-02-05 | 292312 | Sus | N | Vegetation¦Treefellintoline¦Cutoutfuseholder¦Broken
19-0020533 | Vegetation | Tree - fell into line | Conductor, Overhead | Together | 2019 | Tier 3 - Extreme | Distribution Circuit | 2 | 10 | 2019-02-10 | 297680 | Sus | N | Vegetation¦Treefellintoline¦ConductorOverhead¦Together
19-0021565 | Vegetation | Tree - fell into line | Pole-Wood | Broken, wire on ground | 2019 | Tier 3 - Extreme | Distribution Circuit | 2 | 12 | 2019-02-12 | 300901 | Sus | N | Vegetation¦Treefellintoline¦PoleWood¦Brokenwireonground
19-0021783 | Vegetation | Tree - branch fell on line | Conductor, Overhead | Broken, wire on ground | 2019 | Tier 3 - Extreme | Distribution Circuit | 2 | 13 | 2019-02-13 | 302659 | Sus | N | Vegetation¦Treebranchfellonline¦ConductorOverhead¦Brokenwireonground
19-0022201 | Vegetation | Tree - fell into line | Pole-Wood | Broken, wire on ground | 2019 | Tier 2 - Elevated | Distribution Circuit | 2 | 13 | 2019-02-13 | 304403 | Sus | N | Vegetation¦Treefellintoline¦PoleWood¦Brokenwireonground
19-0022650 | Unknown Cause | Patrol - found nothing |  |  | 2019 | Tier 2 - Elevated | Distribution Circuit | 2 | 13 | 2019-02-13 | 305801 | Sus | N | UnknownCause¦Patrolfoundnothing¦¦
19-0023416 | Vegetation | Tree - fell into line | Conductor, Overhead | Normal | 2019 | Tier 3 - Extreme | Distribution Circuit | 2 | 14 | 2019-02-14 | 306552 | Sus | N | Vegetation¦Treefellintoline¦ConductorOverhead¦Normal
19-0023599 | Equipment Failure/Involved | Overhead | Conductor, Overhead | Broken, wire on ground | 2019 | Tier 2 - Elevated | Distribution Circuit | 2 | 14 | 2019-02-14 | 310489 | Sus | N | EquipmentFailureInvolved¦Overhead¦ConductorOverhead¦Brokenwireonground
19-0024642 | Vegetation | Tree - fell into line | Conductor, Overhead | Normal | 2019 | Tier 3 - Extreme | Distribution Circuit | 2 | 16 | 2019-02-16 | 314038 | Sus | N | Vegetation¦Treefellintoline¦ConductorOverhead¦Normal
19-0025611 | Vegetation | Tree - fell into line | Conductor, Overhead | Broken, wire on ground | 2019 | Tier 2 - Elevated | Distribution Circuit | 2 | 17 | 2019-02-17 | 317554 | Sus | N | Vegetation¦Treefellintoline¦ConductorOverhead¦Brokenwireonground
19-0027088 | Equipment Failure/Involved | Overhead | Transformer | Failed/Faulted | 2019 | Tier 2 - Elevated | Transformer only | 2 | 21 | 2019-02-21 | 320265 | Sus | N | EquipmentFailureInvolved¦Overhead¦Transformer¦FailedFaulted
19-0027978 | Unknown Cause | Patrol - not conducted |  |  | 2019 | Tier 2 - Elevated | Distribution Circuit | 2 | 25 | 2019-02-25 | 323320 | Sus | N | UnknownCause¦Patrolnotconducted¦¦
19-0028084 | Unknown Cause | Patrol - found nothing |  |  | 2019 | Tier 2 - Elevated | Distribution Circuit | 2 | 26 | 2019-02-26 | 323822 | Sus | N | UnknownCause¦Patrolfoundnothing¦¦
19-0037735 | Environmental/External | Lightning | Jumper | Burned Open | 2019 | Tier 2 - Elevated | Distribution Circuit | 3 | 27 | 2019-03-27 | 348945 | Sus | N | EnvironmentalExternal¦Lightning¦Jumper¦BurnedOpen
19-0037964 | Equipment Failure/Involved | Overhead | Transformer | Failed/Faulted | 2019 | Tier 3 - Extreme | Transformer only | 3 | 28 | 2019-03-28 | 349442 | Sus | N | EquipmentFailureInvolved¦Overhead¦Transformer¦FailedFaulted
19-0040985 | Vegetation | Tree - cutting, PG&E contractor | Conductor, Overhead | Broken, wire on ground | 2019 | Tier 2 - Elevated | Distribution Circuit | 4 | 9 | 2019-04-09 | 356726 | Sus | N | Vegetation¦TreecuttingPG&Econtractor¦ConductorOverhead¦Brokenwireonground
19-0041190 | Equipment Failure/Involved | Overhead | Conductor, Overhead | Together | 2019 | Tier 2 - Elevated | Distribution Circuit | 4 | 9 | 2019-04-09 | 357629 | Sus | N | EquipmentFailureInvolved¦Overhead¦ConductorOverhead¦Together
19-0044670 | Equipment Failure/Involved | Overhead | Jumper | Bent or Twisted | 2019 | Tier 2 - Elevated | Distribution Circuit | 4 | 21 | 2019-04-21 | 364831 | Sus | N | EquipmentFailureInvolved¦Overhead¦Jumper¦BentorTwisted
19-0050028 | Company Initiated | Construction Activity/equip, company | Pole-Wood | Normal | 2019 | Tier 2 - Elevated | Transformer only | 5 | 8 | 2019-05-08 | 376238 | Sus | Y | CompanyInitiated¦ConstructionActivityequipcompany¦PoleWood¦Normal
19-0054775 | Vegetation | Tree - fell into line | Conductor, Overhead | Broken, wire on ground | 2019 | Tier 2 - Elevated | Distribution Circuit | 5 | 21 | 2019-05-21 | 386710 | Sus | Y | Vegetation¦Treefellintoline¦ConductorOverhead¦Brokenwireonground
19-0054892 | Equipment Failure/Involved | Overhead | Fuse | Normal | 2019 | Tier 3 - Extreme | Distribution Circuit | 5 | 21 | 2019-05-21 | 386931 | Sus | Y | EquipmentFailureInvolved¦Overhead¦Fuse¦Normal
19-0059175 | Equipment Failure/Involved | Overhead | Crossarm, Wood | Deteriorated | 2019 | Tier 2 - Elevated | Distribution Circuit | 5 | 29 | 2019-05-29 | 392840 | Sus | Y | EquipmentFailureInvolved¦Overhead¦CrossarmWood¦Deteriorated
19-0061174 | Environmental/External | Lightning | Transformer (OH) | Failed/Faulted | 2019 | Tier 2 - Elevated | Distribution Circuit | 6 | 1 | 2019-06-01 | 395255 | Sus | Y | EnvironmentalExternal¦Lightning¦Transformer(OH)¦FailedFaulted
19-0061553 | Environmental/External | Lightning | Transformer (OH) | Failed/Faulted | 2019 | Tier 3 - Extreme | Transformer only | 6 | 2 | 2019-06-02 | 395925 | Sus | Y | EnvironmentalExternal¦Lightning¦Transformer(OH)¦FailedFaulted
19-0062454 | Unknown Cause | Patrol - found nothing |  |  | 2019 | Tier 2 - Elevated | Distribution Circuit | 6 | 4 | 2019-06-04 | 397198 | Sus | Y | UnknownCause¦Patrolfoundnothing¦¦
19-0071666 | Vegetation | Tree - fell into line | Service conductor | Broken, wire on ground | 2019 | Tier 3 - Extreme | Transformer only | 6 | 24 | 2019-06-24 | 428004 | Sus | Y | Vegetation¦Treefellintoline¦Serviceconductor¦Brokenwireonground
19-0081919 | Unknown Cause | Patrol - found nothing |  |  | 2019 | Tier 3 - Extreme | Distribution Circuit | 7 | 28 | 2019-07-28 | 473814 | Sus | Y | UnknownCause¦Patrolfoundnothing¦¦
19-0085110 | Unknown Cause | Patrol - found nothing |  |  | 2019 | Tier 2 - Elevated | Distribution Circuit | 8 | 7 | 2019-08-07 | 487656 | Sus | Y | UnknownCause¦Patrolfoundnothing¦¦
19-0099415 | Unknown Cause | Patrol - found nothing |  |  | 2019 | Tier 2 - Elevated | Distribution Circuit | 9 | 16 | 2019-09-16 | 583694 | Sus | Y | UnknownCause¦Patrolfoundnothing¦¦
19-0101553 | Vegetation | Tree - fell into line | Conductor, Overhead | Broken, wire on ground | 2019 | Tier 2 - Elevated | Distribution Circuit | 9 | 19 | 2019-09-19 | 595867 | Sus | Y | Vegetation¦Treefellintoline¦ConductorOverhead¦Brokenwireonground
19-0105016 | Equipment Failure/Involved | Overhead | Recloser | Malfunctioning | 2019 | Tier 2 - Elevated | Distribution Circuit | 9 | 28 | 2019-09-28 | 628143 | Sus | Y | EquipmentFailureInvolved¦Overhead¦Recloser¦Malfunctioning
19-0105268 | Environmental/External | Lightning | Transformer | Failed/Faulted | 2019 | Tier 3 - Extreme | Transformer only | 9 | 29 | 2019-09-29 | 629376 | Sus | Y | EnvironmentalExternal¦Lightning¦Transformer¦FailedFaulted
19-0105648 | Equipment Failure/Involved | Overhead | Transformer (OH) | Failed/Faulted | 2019 | Tier 2 - Elevated | Distribution Circuit | 9 | 30 | 2019-09-30 | 632117 | Sus | Y | EquipmentFailureInvolved¦Overhead¦Transformer(OH)¦FailedFaulted
19-0111045 | Equipment Failure/Involved | Overhead | Transformer | Failed/Faulted | 2019 | Tier 2 - Elevated | Transformer only | 10 | 14 | 2019-10-14 | 655793 | Sus | Y | EquipmentFailureInvolved¦Overhead¦Transformer¦FailedFaulted
19-0113294 | Unknown Cause | Patrol - found nothing |  |  | 2019 | Tier 2 - Elevated | Distribution Circuit | 10 | 18 | 2019-10-18 | 667371 | Sus | Y | UnknownCause¦Patrolfoundnothing¦¦
19-0116888 | Unknown Cause | Patrol - found nothing |  |  | 2019 | Tier 2 - Elevated | Distribution Circuit | 10 | 26 | 2019-10-26 | 680935 | Sus | Y | UnknownCause¦Patrolfoundnothing¦¦
19-0116931 | Equipment Failure/Involved | Underground | Switch | Burned/flashed | 2019 | Tier 3 - Extreme | Distribution Circuit | 10 | 26 | 2019-10-26 | 682140 | Sus | Y | EquipmentFailureInvolved¦Underground¦Switch¦Burnedflashed
19-0118440 | Equipment Failure/Involved | Overhead | Pole-Wood | Deteriorated | 2019 | Tier 2 - Elevated | Distribution Circuit | 10 | 29 | 2019-10-29 | 693467 | Sus | Y | EquipmentFailureInvolved¦Overhead¦PoleWood¦Deteriorated
19-0118515 | Wildfire Mitigation | Public Safety Power Shut-off | Conductor, Overhead | Normal | 2019 | Tier 3 - Extreme | Distribution Circuit | 10 | 29 | 2019-10-29 | 694331 | Sus | Y | WildfireMitigation¦PublicSafetyPowerShutoff¦ConductorOverhead¦Normal
19-0120574 | Vegetation | Tree - fell into line | Conductor, Overhead | Broken, wire on ground | 2019 | Tier 3 - Extreme | Distribution Circuit | 11 | 3 | 2019-11-03 | 698855 | Sus | Y | Vegetation¦Treefellintoline¦ConductorOverhead¦Brokenwireonground
19-0128460 | Unknown Cause | Patrol - found nothing |  |  | 2019 | Tier 2 - Elevated | Distribution Circuit | 11 | 25 | 2019-11-25 | 714561 | Sus | Y | UnknownCause¦Patrolfoundnothing¦¦
19-0129258 | Vegetation | Tree - fell into line | Crossarm, Wood | Broken, wire on ground | 2019 | Tier 3 - Extreme | Distribution Circuit | 11 | 26 | 2019-11-26 | 716498 | Sus | Y | Vegetation¦Treefellintoline¦CrossarmWood¦Brokenwireonground
19-0129953 | Unknown Cause | Patrol - found nothing |  |  | 2019 | Tier 3 - Extreme | Distribution Circuit | 11 | 26 | 2019-11-26 | 718953 | Sus | Y | UnknownCause¦Patrolfoundnothing¦¦
19-0130346 | Equipment Failure/Involved | Overhead | Jumper | Broken | 2019 | Tier 3 - Extreme | Distribution Circuit | 11 | 27 | 2019-11-27 | 720417 | Sus | Y | EquipmentFailureInvolved¦Overhead¦Jumper¦Broken
19-0134600 | Vegetation | Tree - fell into line | Conductor, Overhead | Together | 2019 | Tier 2 - Elevated | Distribution Circuit | 12 | 6 | 2019-12-06 | 731843 | Sus | N | Vegetation¦Treefellintoline¦ConductorOverhead¦Together
19-0135922 | Environmental/External | Fire, Forest/Grass | Transformer (OH) | Burned/flashed | 2019 | Tier 2 - Elevated | Transformer only | 12 | 11 | 2019-12-11 | 736480 | Sus | N | EnvironmentalExternal¦FireForestGrass¦Transformer(OH)¦Burnedflashed
19-0136530 | Vegetation | Tree - fell into line | Conductor, Overhead | Broken | 2019 | Tier 3 - Extreme | Distribution Circuit | 12 | 14 | 2019-12-14 | 738863 | Sus | N | Vegetation¦Treefellintoline¦ConductorOverhead¦Broken
19-0136557 | Equipment Failure/Involved | Overhead | Transformer (OH) | Broken | 2019 | Tier 3 - Extreme | Distribution Circuit | 12 | 14 | 2019-12-14 | 739408 | Sus | N | EquipmentFailureInvolved¦Overhead¦Transformer(OH)¦Broken
20-0015140 | Vegetation | Tree - branch fell on line | Conductor, Overhead | Normal | 2020 | Tier 2 - Elevated | Distribution Circuit | 1 | 29 | 2020-01-29 | 772799 | Sus | N | Vegetation¦Treebranchfellonline¦ConductorOverhead¦Normal
20-0018508 | Equipment Failure/Involved | Overhead | Pole-Wood | Broken | 2020 | Tier 2 - Elevated | Distribution Circuit | 2 | 7 | 2020-02-07 | 780075 | Sus | N | EquipmentFailureInvolved¦Overhead¦PoleWood¦Broken
20-0019496 | Equipment Failure/Involved | Overhead | Conductor, Overhead | Normal | 2020 | Tier 2 - Elevated | Distribution Circuit | 2 | 9 | 2020-02-09 | 783343 | Sus | N | EquipmentFailureInvolved¦Overhead¦ConductorOverhead¦Normal
20-0020137 | Unknown Cause | Patrol - found nothing |  |  | 2020 | Tier 3 - Extreme | Distribution Circuit | 2 | 9 | 2020-02-09 | 786430 | Sus | N | UnknownCause¦Patrolfoundnothing¦¦
20-0022185 | Company Initiated | Dig in, company | Pole-Wood | Normal | 2020 | Tier 3 - Extreme | Distribution Circuit | 2 | 14 | 2020-02-14 | 790908 | Sus | N | CompanyInitiated¦Digincompany¦PoleWood¦Normal
20-0022621 | Animal | Squirrel | Pothead(Riser Termination) | Failed/Faulted | 2020 | Tier 3 - Extreme | Distribution Circuit | 2 | 15 | 2020-02-15 | 791948 | Sus | N | Animal¦Squirrel¦Pothead(RiserTermination)¦FailedFaulted
20-0026511 | Unknown Cause | Patrol - found nothing |  |  | 2020 | Tier 2 - Elevated | Distribution Circuit | 2 | 27 | 2020-02-27 | 815096 | Sus | N | UnknownCause¦Patrolfoundnothing¦¦
20-0033916 | Vegetation | Tree - branch fell on line | Conductor, Overhead | Broken, wire on ground | 2020 | Tier 3 - Extreme | Distribution Circuit | 3 | 16 | 2020-03-16 | 858440 | Sus | N | Vegetation¦Treebranchfellonline¦ConductorOverhead¦Brokenwireonground
20-0034801 | Vegetation | Tree - fell into line | Transformer (OH) | Broken | 2020 | Tier 3 - Extreme | Transformer only | 3 | 15 | 2020-03-15 | 859948 | Sus | N | Vegetation¦Treefellintoline¦Transformer(OH)¦Broken
20-0038844 | Equipment Failure/Involved | Overhead | Jumper | Burned/flashed | 2020 | Tier 3 - Extreme | Transformer only | 4 | 6 | 2020-04-06 | 883554 | Sus | N | EquipmentFailureInvolved¦Overhead¦Jumper¦Burnedflashed
20-0040167 | 3rd Party | Gun Shot | Conductor, Overhead | Broken | 2020 | Tier 3 - Extreme | Distribution Circuit | 4 | 9 | 2020-04-09 | 893192 | Sus | N | 3rdParty¦GunShot¦ConductorOverhead¦Broken
20-0044513 | Unknown Cause | Patrol - found nothing |  |  | 2020 | Tier 2 - Elevated | Distribution Circuit | 4 | 25 | 2020-04-25 | 901256 | Sus | N | UnknownCause¦Patrolfoundnothing¦¦
20-0045090 | Equipment Failure/Involved | Overhead | Crossarm, Wood | Broken | 2020 | Tier 3 - Extreme | Distribution Circuit | 4 | 28 | 2020-04-28 | 902844 | Sus | N | EquipmentFailureInvolved¦Overhead¦CrossarmWood¦Broken
20-0048728 | Unknown Cause | Patrol - found nothing |  |  | 2020 | Tier 2 - Elevated | Distribution Circuit | 5 | 9 | 2020-05-09 | 910014 | Sus | Y | UnknownCause¦Patrolfoundnothing¦¦
20-0049366 | Equipment Failure/Involved | Overhead | Pole-Wood | Broken | 2020 | Tier 2 - Elevated | Distribution Circuit | 5 | 12 | 2020-05-12 | 912009 | Sus | Y | EquipmentFailureInvolved¦Overhead¦PoleWood¦Broken
20-0057274 | Unknown Cause | Patrol - found nothing |  |  | 2020 | Tier 2 - Elevated | Transformer only | 6 | 3 | 2020-06-03 | 929858 | Sus | Y | UnknownCause¦Patrolfoundnothing¦¦
20-0059853 | Equipment Failure/Involved | Overhead | Transformer | Failed/Faulted | 2020 | Tier 3 - Extreme | Transformer only | 6 | 10 | 2020-06-10 | 936245 | Sus | Y | EquipmentFailureInvolved¦Overhead¦Transformer¦FailedFaulted
20-0060342 | 3rd Party | Vehicle | Pole-Wood | Broken, wire on ground | 2020 | Tier 2 - Elevated | Distribution Circuit | 6 | 11 | 2020-06-11 | 937078 | Sus | Y | 3rdParty¦Vehicle¦PoleWood¦Brokenwireonground
20-0061422 | Equipment Failure/Involved | Overhead | Crossarm, Wood | Broken | 2020 | Tier 3 - Extreme | Distribution Circuit | 6 | 15 | 2020-06-15 | 939551 | Sus | Y | EquipmentFailureInvolved¦Overhead¦CrossarmWood¦Broken
20-0084514 | Equipment Failure/Involved | Overhead | Transformer | Broken, wire on ground | 2020 | Tier 2 - Elevated | Transformer only | 8 | 15 | 2020-08-15 | 1009322 | Sus | Y | EquipmentFailureInvolved¦Overhead¦Transformer¦Brokenwireonground
20-0084842 | Unknown Cause | Patrol - found nothing |  |  | 2020 | Tier 2 - Elevated | Distribution Circuit | 8 | 16 | 2020-08-16 | 1009663 | Sus | Y | UnknownCause¦Patrolfoundnothing¦¦
20-0086001 | Unknown Cause | Patrol - found nothing |  |  | 2020 | Tier 2 - Elevated | Distribution Circuit | 8 | 17 | 2020-08-17 | 1016916 | Sus | Y | UnknownCause¦Patrolfoundnothing¦¦
20-0090186 | Environmental/External | Fire, Forest/Grass | Pole-Wood | Burned/flashed | 2020 | Tier 3 - Extreme | Distribution Circuit | 8 | 19 | 2020-08-19 | 1032296 | Sus | Y | EnvironmentalExternal¦FireForestGrass¦PoleWood¦Burnedflashed
20-0090826 | 3rd Party | Vehicle | Pole-Wood | Broken | 2020 | Tier 2 - Elevated | Distribution Circuit | 8 | 27 | 2020-08-27 | 1035309 | Sus | Y | 3rdParty¦Vehicle¦PoleWood¦Broken
20-0093614 | Equipment Failure/Involved | Underground | Elbow | Burned/flashed | 2020 | Tier 2 - Elevated | Distribution Circuit | 9 | 4 | 2020-09-04 | 1055358 | Sus | Y | EquipmentFailureInvolved¦Underground¦Elbow¦Burnedflashed
20-0096091 | Animal | Squirrel | Transformer (OH) | Leaking | 2020 | Tier 3 - Extreme | Distribution Circuit | 9 | 10 | 2020-09-10 | 1063007 | Sus | Y | Animal¦Squirrel¦Transformer(OH)¦Leaking
20-0096702 | Environmental/External | Fire, Forest/Grass | Conductor, Overhead | Normal | 2020 | Tier 2 - Elevated | Distribution Circuit | 9 | 11 | 2020-09-11 | 1065234 | Sus | Y | EnvironmentalExternal¦FireForestGrass¦ConductorOverhead¦Normal
20-0099233 | Equipment Failure/Involved | Overhead | Transformer | Normal | 2020 | Tier 3 - Extreme | Transformer only | 9 | 19 | 2020-09-19 | 1083129 | Sus | Y | EquipmentFailureInvolved¦Overhead¦Transformer¦Normal
20-0100388 | Vegetation | Tree - fell into line | Secondary | Normal | 2020 | Tier 2 - Elevated | Transformer only | 9 | 22 | 2020-09-22 | 1088659 | Sus | Y | Vegetation¦Treefellintoline¦Secondary¦Normal
20-0100543 | Environmental/External | Fire, Forest/Grass | Conductor, Overhead | Burned/flashed | 2020 | Tier 2 - Elevated | Distribution Circuit | 9 | 7 | 2020-09-07 | 1089235 | Sus | Y | EnvironmentalExternal¦FireForestGrass¦ConductorOverhead¦Burnedflashed
20-0112944 | Wildfire Mitigation | Public Safety Power Shut-off | Conductor, Overhead | Normal | 2020 | Tier 2 - Elevated | Distribution Circuit | 10 | 25 | 2020-10-25 | 1125465 | Sus | Y | WildfireMitigation¦PublicSafetyPowerShutoff¦ConductorOverhead¦Normal
20-0117814 | Equipment Failure/Involved | Overhead | Lightning Arrestor | Broken | 2020 | Tier 2 - Elevated | Distribution Circuit | 11 | 6 | 2020-11-06 | 1137357 | Sus | Y | EquipmentFailureInvolved¦Overhead¦LightningArrestor¦Broken
20-0120297 | Unknown Cause | Patrol - found nothing |  |  | 2020 | Tier 3 - Extreme | Distribution Circuit | 11 | 12 | 2020-11-12 | 1142967 | Sus | Y | UnknownCause¦Patrolfoundnothing¦¦
20-0122718 | Unknown Cause | Patrol - found nothing |  |  | 2020 | Tier 2 - Elevated | Distribution Circuit | 11 | 18 | 2020-11-18 | 1149054 | Sus | Y | UnknownCause¦Patrolfoundnothing¦¦
20-0131108 | Unknown Cause | Patrol - found nothing |  |  | 2020 | Tier 2 - Elevated | Distribution Circuit | 12 | 18 | 2020-12-18 | 1193906 | Sus | N | UnknownCause¦Patrolfoundnothing¦¦
21-0009605 | Unknown Cause | Patrol - found nothing |  |  | 2021 | Tier 2 - Elevated | Distribution Circuit | 1 | 18 | 2021-01-18 | 1212180 | Sus | N | UnknownCause¦Patrolfoundnothing¦¦
21-0009755 | Company Initiated | Construction Activity/equip, company | Conductor, Overhead | Together | 2021 | Tier 3 - Extreme | Distribution Circuit | 1 | 18 | 2021-01-18 | 1212701 | Sus | N | CompanyInitiated¦ConstructionActivityequipcompany¦ConductorOverhead¦Together
21-0009976 | Vegetation | Tree - fell into line | Conductor, Overhead | Broken, wire on ground | 2021 | Tier 3 - Extreme | Distribution Circuit | 1 | 19 | 2021-01-19 | 1213521 | Sus | N | Vegetation¦Treefellintoline¦ConductorOverhead¦Brokenwireonground
21-0010823 | Vegetation | Tree - branch fell on line | Conductor, Overhead | Broken, wire on ground | 2021 | Tier 2 - Elevated | Distribution Circuit | 1 | 19 | 2021-01-19 | 1216032 | Sus | N | Vegetation¦Treebranchfellonline¦ConductorOverhead¦Brokenwireonground
21-0012297 | Equipment Failure/Involved | Overhead | Conductor, Overhead | Broken, wire on ground | 2021 | Tier 3 - Extreme | Distribution Circuit | 1 | 19 | 2021-01-19 | 1220292 | Sus | N | EquipmentFailureInvolved¦Overhead¦ConductorOverhead¦Brokenwireonground
21-0015814 | Vegetation | Tree - branch fell on line | Conductor, Overhead | Normal | 2021 | Tier 3 - Extreme | Distribution Circuit | 1 | 27 | 2021-01-27 | 1232598 | Sus | N | Vegetation¦Treebranchfellonline¦ConductorOverhead¦Normal
21-0016091 | Unknown Cause | Patrol - found nothing |  |  | 2021 | Tier 2 - Elevated | Distribution Circuit | 1 | 27 | 2021-01-27 | 1232274 | Sus | N | UnknownCause¦Patrolfoundnothing¦¦
21-0022536 | 3rd Party | Tree - cutting, 3rd party | Conductor, Overhead | Broken, wire on ground | 2021 | Tier 2 - Elevated | Distribution Circuit | 2 | 5 | 2021-02-05 | 1249078 | Sus | N | 3rdParty¦Treecutting3rdparty¦ConductorOverhead¦Brokenwireonground
21-0027624 | Equipment Failure/Involved | Overhead | Crossarm, Wood | Broken | 2021 | Tier 2 - Elevated | Transformer only | 2 | 20 | 2021-02-20 | 1258412 | Sus | N | EquipmentFailureInvolved¦Overhead¦CrossarmWood¦Broken
21-0028353 | Equipment Failure/Involved | Overhead | Fuse | Broken | 2021 | Tier 2 - Elevated | Transformer only | 2 | 22 | 2021-02-22 | 1259780 | Sus | N | EquipmentFailureInvolved¦Overhead¦Fuse¦Broken
21-0031454 | Vegetation | Tree - branch fell on line | Conductor, Overhead | Together | 2021 | Tier 2 - Elevated | Distribution Circuit | 3 | 3 | 2021-03-03 | 1265771 | Sus | N | Vegetation¦Treebranchfellonline¦ConductorOverhead¦Together
21-0044174 | Equipment Failure/Involved | Overhead | Crossarm, Wood | Broken | 2021 | Tier 2 - Elevated | Distribution Circuit | 4 | 2 | 2021-04-02 | 1305830 | Sus | N | EquipmentFailureInvolved¦Overhead¦CrossarmWood¦Broken
21-0044522 | Animal | Bird found | Conductor, Overhead | Normal | 2021 | Tier 2 - Elevated | Distribution Circuit | 4 | 4 | 2021-04-04 | 1306609 | Sus | N | Animal¦Birdfound¦ConductorOverhead¦Normal
21-0047245 | Equipment Failure/Involved | Overhead | Crossarm, Wood | Broken | 2021 | Tier 2 - Elevated | Distribution Circuit | 4 | 11 | 2021-04-11 | 1312983 | Sus | N | EquipmentFailureInvolved¦Overhead¦CrossarmWood¦Broken
21-0048820 | Animal | Bird found | Fuse | Burned Open | 2021 | Tier 2 - Elevated | Distribution Circuit | 4 | 15 | 2021-04-15 | 1317281 | Sus | N | Animal¦Birdfound¦Fuse¦BurnedOpen
21-0060045 | Equipment Failure/Involved | Overhead | Transformer (OH) | Failed/Faulted | 2021 | Tier 3 - Extreme | Transformer only | 5 | 11 | 2021-05-11 | 1346423 | Sus | Y | EquipmentFailureInvolved¦Overhead¦Transformer(OH)¦FailedFaulted
21-0063102 | Unknown Cause | Patrol - found nothing |  |  | 2021 | Tier 3 - Extreme | Distribution Circuit | 5 | 19 | 2021-05-19 | 1353075 | Sus | Y | UnknownCause¦Patrolfoundnothing¦¦
21-0064166 | Unknown Cause | Patrol - found nothing |  |  | 2021 | Tier 3 - Extreme | Distribution Circuit | 5 | 21 | 2021-05-21 | 1355202 | Sus | Y | UnknownCause¦Patrolfoundnothing¦¦
21-0064166 | Unknown Cause | Patrol - found nothing |  |  | 2021 | Tier 3 - Extreme | Distribution Circuit | 5 | 21 | 2021-05-21 | 1355202 | Sus | Y | UnknownCause¦Patrolfoundnothing¦¦
21-0070474 | Equipment Failure/Involved | Overhead | Transformer (OH) | Failed/Faulted | 2021 | Tier 2 - Elevated | Transformer only | 6 | 5 | 2021-06-05 | 1366458 | Sus | Y | EquipmentFailureInvolved¦Overhead¦Transformer(OH)¦FailedFaulted
21-0074060 | Vegetation | Tree - fell into line | Conductor, Overhead | Broken, wire on ground | 2021 | Tier 2 - Elevated | Distribution Circuit | 6 | 14 | 2021-06-14 | 1372983 | Sus | Y | Vegetation¦Treefellintoline¦ConductorOverhead¦Brokenwireonground
21-0078393 | Equipment Failure/Involved | Overhead | Pole-Wood | Broken | 2021 | Tier 2 - Elevated | Distribution Circuit | 6 | 23 | 2021-06-23 | 1383381 | Sus | Y | EquipmentFailureInvolved¦Overhead¦PoleWood¦Broken
21-0081427 | Unknown Cause | Patrol - found nothing |  |  | 2021 | Tier 2 - Elevated | Distribution Circuit | 6 | 29 | 2021-06-29 | 1387647 | Sus | Y | UnknownCause¦Patrolfoundnothing¦¦
21-0082987 | Equipment Failure/Involved | Overhead | Transformer (OH) | Leaking | 2021 | Tier 2 - Elevated | Distribution Circuit | 7 | 1 | 2021-07-01 | 1389471 | Sus | Y | EquipmentFailureInvolved¦Overhead¦Transformer(OH)¦Leaking
21-0087301 | Unknown Cause | Patrol - found nothing |  |  | 2021 | Tier 3 - Extreme | Distribution Circuit | 7 | 9 | 2021-07-09 | 1396522 | Sus | Y | UnknownCause¦Patrolfoundnothing¦¦
21-0088674 | Equipment Failure/Involved | Overhead | Transformer | Burned/flashed | 2021 | Tier 2 - Elevated | Transformer only | 7 | 13 | 2021-07-13 | 1402580 | Sus | Y | EquipmentFailureInvolved¦Overhead¦Transformer¦Burnedflashed
21-0088979 | Company Initiated | Personnel, company |  |  | 2021 | Tier 2 - Elevated | Distribution Circuit | 8 | 20 | 2021-08-20 | 1448609 | Sus | Y | CompanyInitiated¦Personnelcompany¦¦
21-0096574 | 3rd Party | Vehicle | Pole-Wood | Broken, wire on ground | 2021 | Tier 2 - Elevated | Distribution Circuit | 7 | 29 | 2021-07-29 | 1418125 | Sus | Y | 3rdParty¦Vehicle¦PoleWood¦Brokenwireonground
21-0101602 | Equipment Failure/Involved | Overhead | Conductor, Overhead | Bent or Twisted | 2021 | Tier 2 - Elevated | Transformer only | 8 | 7 | 2021-08-07 | 1436935 | Sus | Y | EquipmentFailureInvolved¦Overhead¦ConductorOverhead¦BentorTwisted
21-0104393 | Vegetation | Tree - fell into line | Secondary | Broken | 2021 | Tier 3 - Extreme | Distribution Circuit | 8 | 13 | 2021-08-13 | 1442249 | Sus | Y | Vegetation¦Treefellintoline¦Secondary¦Broken
21-0113691 | Equipment Failure/Involved | Overhead | Transformer (OH) | Failed/Faulted | 2021 | Tier 2 - Elevated | Transformer only | 9 | 4 | 2021-09-04 | 1462089 | Sus | Y | EquipmentFailureInvolved¦Overhead¦Transformer(OH)¦FailedFaulted
21-0117225 | Vegetation | Other ground vegetation | Conductor, Overhead | Normal | 2021 | Tier 3 - Extreme | Distribution Circuit | 9 | 14 | 2021-09-14 | 1471423 | Sus | Y | Vegetation¦Othergroundvegetation¦ConductorOverhead¦Normal
21-0117611 | Equipment Failure/Involved | Overhead | Fuse | Failed/Faulted | 2021 | Tier 2 - Elevated | Distribution Circuit | 9 | 14 | 2021-09-14 | 1472001 | Sus | Y | EquipmentFailureInvolved¦Overhead¦Fuse¦FailedFaulted
21-0119250 | Unknown Cause | Patrol - found nothing |  |  | 2021 | Tier 2 - Elevated | Distribution Circuit | 9 | 18 | 2021-09-18 | 1474475 | Sus | Y | UnknownCause¦Patrolfoundnothing¦¦
21-0125123 | Equipment Failure/Involved | Overhead | Pole-Wood | Deteriorated | 2021 | Tier 2 - Elevated | Distribution Circuit | 10 | 2 | 2021-10-02 | 1485291 | Sus | Y | EquipmentFailureInvolved¦Overhead¦PoleWood¦Deteriorated
21-0128293 | Equipment Failure/Involved | Overhead | Transformer (OH) | Leaking | 2021 | Tier 3 - Extreme | Transformer only | 10 | 9 | 2021-10-09 | 1491361 | Sus | Y | EquipmentFailureInvolved¦Overhead¦Transformer(OH)¦Leaking
21-0128375 | Equipment Failure/Involved | Overhead | Crossarm, Wood | Broken | 2021 | Tier 3 - Extreme | Distribution Circuit | 10 | 10 | 2021-10-10 | 1491535 | Sus | Y | EquipmentFailureInvolved¦Overhead¦CrossarmWood¦Broken
21-0129440 | Unknown Cause | Patrol - found nothing |  |  | 2021 | Tier 2 - Elevated | Distribution Circuit | 10 | 11 | 2021-10-11 | 1493670 | Sus | Y | UnknownCause¦Patrolfoundnothing¦¦
21-0131295 | Unknown Cause | Patrol - not conducted |  |  | 2021 | Tier 2 - Elevated | Distribution Circuit | 10 | 14 | 2021-10-14 | 1497861 | Sus | Y | UnknownCause¦Patrolnotconducted¦¦
21-0131689 | Unknown Cause | Patrol - found nothing |  |  | 2021 | Tier 3 - Extreme | Distribution Circuit | 10 | 15 | 2021-10-15 | 1498429 | Sus | Y | UnknownCause¦Patrolfoundnothing¦¦
21-0136295 | Vegetation | Tree - fell into line | Conductor, Overhead | Broken, wire on ground | 2021 | Tier 3 - Extreme | Distribution Circuit | 10 | 24 | 2021-10-24 | 1509997 | Sus | Y | Vegetation¦Treefellintoline¦ConductorOverhead¦Brokenwireonground
21-0136350 | Vegetation | Tree - branch fell on line | Conductor, Overhead | Normal | 2021 | Tier 3 - Extreme | Distribution Circuit | 10 | 24 | 2021-10-24 | 1512753 | Sus | Y | Vegetation¦Treebranchfellonline¦ConductorOverhead¦Normal
21-0136528 | Unknown Cause | Patrol - found nothing |  |  | 2021 | Tier 2 - Elevated | Distribution Circuit | 10 | 24 | 2021-10-24 | 1512934 | Sus | Y | UnknownCause¦Patrolfoundnothing¦¦
21-0137958 | Equipment Failure/Involved | Electrical Overload | Fuse | Failed/Faulted | 2021 | Tier 3 - Extreme | Distribution Circuit | 10 | 26 | 2021-10-26 | 1520958 | Sus | Y | EquipmentFailureInvolved¦ElectricalOverload¦Fuse¦FailedFaulted
21-0142571 | Equipment Failure/Involved | Overhead | Cutout, fuse holder | Failed/Faulted | 2021 | Tier 2 - Elevated | Distribution Circuit | 11 | 4 | 2021-11-04 | 1535183 | Sus | Y | EquipmentFailureInvolved¦Overhead¦Cutoutfuseholder¦FailedFaulted
21-0144563 | Equipment Failure/Involved | Overhead | Insulator | Broken | 2021 | Tier 2 - Elevated | Distribution Circuit | 11 | 10 | 2021-11-10 | 1540078 | Sus | Y | EquipmentFailureInvolved¦Overhead¦Insulator¦Broken
21-0144903 | Equipment Failure/Involved | Overhead | Pole-Wood | Deteriorated | 2021 | Tier 3 - Extreme | Distribution Circuit | 11 | 12 | 2021-11-12 | 1540880 | Sus | Y | EquipmentFailureInvolved¦Overhead¦PoleWood¦Deteriorated
21-0149144 | Unknown Cause | Patrol - found nothing |  |  | 2021 | Tier 3 - Extreme | Distribution Circuit | 11 | 20 | 2021-11-20 | 1552241 | Sus | Y | UnknownCause¦Patrolfoundnothing¦¦
21-0153258 | Equipment Failure/Involved | Overhead | Connector or Splice (OH) | Arcing | 2021 | Tier 2 - Elevated | Distribution Circuit | 11 | 30 | 2021-11-30 | 1556752 | Sus | Y | EquipmentFailureInvolved¦Overhead¦ConnectororSplice(OH)¦Arcing
21-0157528 | Unknown Cause | Patrol - found nothing |  |  | 2021 | Tier 2 - Elevated | Distribution Circuit | 12 | 13 | 2021-12-13 | 1568165 | Sus | N | UnknownCause¦Patrolfoundnothing¦¦
21-0158668 | Vegetation | Tree - fell into line | Conductor, Overhead | Broken, wire on ground | 2021 | Tier 2 - Elevated | Distribution Circuit | 12 | 15 | 2021-12-15 | 1573919 | Sus | N | Vegetation¦Treefellintoline¦ConductorOverhead¦Brokenwireonground
21-0159942 | Equipment Failure/Involved | Overhead | Recloser | Malfunctioning | 2021 | Tier 2 - Elevated | Distribution Circuit | 12 | 20 | 2021-12-20 | 1578371 | Sus | N | EquipmentFailureInvolved¦Overhead¦Recloser¦Malfunctioning
21-0160096 | Equipment Failure/Involved | Overhead | Transformer | Failed/Faulted | 2021 | Tier 2 - Elevated | Transformer only | 12 | 22 | 2021-12-22 | 1578970 | Sus | N | EquipmentFailureInvolved¦Overhead¦Transformer¦FailedFaulted
21-0160434 | Unknown Cause | Patrol - found nothing |  |  | 2021 | Tier 2 - Elevated | Distribution Circuit | 12 | 24 | 2021-12-24 | 1580656 | Sus | N | UnknownCause¦Patrolfoundnothing¦¦
22-0005116 | Unknown Cause | Patrol - found nothing |  |  | 2022 | Tier 2 - Elevated | Distribution Circuit | 1 | 1 | 2022-01-01 | 1591849 | Sus | N | UnknownCause¦Patrolfoundnothing¦¦
22-0005254 | Vegetation | Tree - fell into line | Conductor, Overhead | Together | 2021 | Tier 3 - Extreme | Distribution Circuit | 12 | 27 | 2021-12-27 | 1584026 | Sus | N | Vegetation¦Treefellintoline¦ConductorOverhead¦Together
22-0005744 | Environmental/External | Ice or snow | Conductor, Overhead | Broken | 2021 | Tier 3 - Extreme | Distribution Circuit | 12 | 26 | 2021-12-26 | 1594268 | Sus | N | EnvironmentalExternal¦Iceorsnow¦ConductorOverhead¦Broken
22-0007430 | Equipment Failure/Involved | Overhead | Connector or Splice (OH) | Broken | 2022 | Tier 2 - Elevated | Transformer only | 1 | 7 | 2022-01-07 | 1597359 | Sus | N | EquipmentFailureInvolved¦Overhead¦ConnectororSplice(OH)¦Broken
22-0007810 | Environmental/External | Ice or snow | Conductor, Overhead | Normal | 2021 | Tier 3 - Extreme | Distribution Circuit | 12 | 27 | 2021-12-27 | 1596796 | Sus | N | EnvironmentalExternal¦Iceorsnow¦ConductorOverhead¦Normal
22-0010209 | Equipment Failure/Involved | Underground | Connector or Splice (UG) | Deteriorated | 2022 | Tier 2 - Elevated | Transformer only | 1 | 14 | 2022-01-14 | 1602536 | Sus | N | EquipmentFailureInvolved¦Underground¦ConnectororSplice(UG)¦Deteriorated
22-0010275 | Equipment Failure/Involved | Overhead | Pole-Wood | Deteriorated | 2022 | Tier 3 - Extreme | Distribution Circuit | 1 | 15 | 2022-01-15 | 1602866 | Sus | N | EquipmentFailureInvolved¦Overhead¦PoleWood¦Deteriorated
22-0010857 | Equipment Failure/Involved | Overhead | Secondary | Broken | 2022 | Tier 2 - Elevated | Transformer only | 1 | 18 | 2022-01-18 | 1604657 | Sus | N | EquipmentFailureInvolved¦Overhead¦Secondary¦Broken
22-0011308 | Vegetation | Tree - fell into line | Conductor, Overhead | Normal | 2022 | Tier 2 - Elevated | Distribution Circuit | 1 | 19 | 2022-01-19 | 1605227 | Sus | N | Vegetation¦Treefellintoline¦ConductorOverhead¦Normal
22-0013097 | Equipment Failure/Involved | Overhead | Transformer (OH) | Failed/Faulted | 2022 | Tier 2 - Elevated | Transformer only | 1 | 22 | 2022-01-22 | 1609487 | Sus | N | EquipmentFailureInvolved¦Overhead¦Transformer(OH)¦FailedFaulted
22-0020544 | Equipment Failure/Involved | Overhead | Secondary | Broken | 2022 | Tier 2 - Elevated | Transformer only | 2 | 9 | 2022-02-09 | 1624306 | Sus | N | EquipmentFailureInvolved¦Overhead¦Secondary¦Broken
22-0027195 | Unknown Cause | Patrol - found nothing |  |  | 2022 | Tier 2 - Elevated | Distribution Circuit | 2 | 27 | 2022-02-27 | 1638546 | Sus | N | UnknownCause¦Patrolfoundnothing¦¦
22-0035023 | Unknown Cause | Patrol - found nothing |  |  | 2022 | Tier 2 - Elevated | Transformer only | 3 | 17 | 2022-03-17 | 1650270 | Sus | N | UnknownCause¦Patrolfoundnothing¦¦
22-0043760 | Unknown Cause | Patrol - found nothing |  |  | 2022 | Tier 2 - Elevated | Distribution Circuit | 4 | 7 | 2022-04-07 | 1664901 | Sus | N | UnknownCause¦Patrolfoundnothing¦¦
22-0053150 | Environmental/External | Lightning | Pole-Wood | Broken | 2022 | Tier 2 - Elevated | Distribution Circuit | 4 | 22 | 2022-04-22 | 1678997 | Sus | N | EnvironmentalExternal¦Lightning¦PoleWood¦Broken
22-0063283 | Equipment Failure/Involved | Overhead | Transformer (OH) | Broken | 2022 | Tier 3 - Extreme | Transformer only | 5 | 18 | 2022-05-18 | 1700269 | Sus | Y | EquipmentFailureInvolved¦Overhead¦Transformer(OH)¦Broken
22-0064269 | Vegetation | Tree - fell into line | Conductor, Overhead | Normal | 2022 | Tier 2 - Elevated | Distribution Circuit | 5 | 19 | 2022-05-19 | 1705100 | Sus | Y | Vegetation¦Treefellintoline¦ConductorOverhead¦Normal
22-0075354 | Vegetation | Tree - branch fell on line | Conductor, Overhead | Normal | 2022 | Tier 2 - Elevated | Distribution Circuit | 6 | 16 | 2022-06-16 | 1733475 | Sus | Y | Vegetation¦Treebranchfellonline¦ConductorOverhead¦Normal
22-0077198 | Equipment Failure/Involved | Overhead | Crossarm, Wood | Deteriorated | 2022 | Tier 2 - Elevated | Distribution Circuit | 6 | 22 | 2022-06-22 | 1738802 | Sus | Y | EquipmentFailureInvolved¦Overhead¦CrossarmWood¦Deteriorated
22-0079282 | Equipment Failure/Involved | Overhead | Transformer (OH) | Failed/Faulted | 2022 | Tier 2 - Elevated | Transformer only | 6 | 28 | 2022-06-28 | 1743968 | Sus | Y | EquipmentFailureInvolved¦Overhead¦Transformer(OH)¦FailedFaulted
22-0086111 | Equipment Failure/Involved | Overhead | Recloser | Leaking | 2022 | Tier 3 - Extreme | Distribution Circuit | 7 | 16 | 2022-07-16 | 1757671 | Sus | Y | EquipmentFailureInvolved¦Overhead¦Recloser¦Leaking
22-0092232 | Unknown Cause | Patrol - found nothing |  |  | 2022 | Tier 3 - Extreme | Transformer only | 8 | 1 | 2022-08-01 | 1770173 | Sus | Y | UnknownCause¦Patrolfoundnothing¦¦
22-0092652 | Equipment Failure/Involved | Overhead | Pole-Wood | Broken | 2022 | Tier 3 - Extreme | Transformer only | 8 | 2 | 2022-08-02 | 1771158 | Sus | Y | EquipmentFailureInvolved¦Overhead¦PoleWood¦Broken
22-0097094 | Equipment Failure/Involved | Electrical Overload | Transformer | Burned/flashed | 2022 | Tier 2 - Elevated | Transformer only | 8 | 12 | 2022-08-12 | 1779749 | Sus | Y | EquipmentFailureInvolved¦ElectricalOverload¦Transformer¦Burnedflashed
22-0098353 | Equipment Failure/Involved | Electrical Overload | Circuit Breaker | Normal | 2022 | Tier 2 - Elevated | Distribution Circuit | 8 | 16 | 2022-08-16 | 1782820 | Sus | Y | EquipmentFailureInvolved¦ElectricalOverload¦CircuitBreaker¦Normal
22-0101590 | Animal | Squirrel | Transformer (OH) | Normal | 2022 | Tier 3 - Extreme | Distribution Circuit | 8 | 24 | 2022-08-24 | 1790743 | Sus | Y | Animal¦Squirrel¦Transformer(OH)¦Normal
22-0102915 | Vegetation | Tree - fell into line | Conductor, Overhead | Broken, wire on ground | 2022 | Tier 2 - Elevated | Distribution Circuit | 8 | 29 | 2022-08-29 | 1793774 | Sus | Y | Vegetation¦Treefellintoline¦ConductorOverhead¦Brokenwireonground
22-0105468 | Animal | Bird found | Fuse | Failed/Faulted | 2022 | Tier 2 - Elevated | Transformer only | 9 | 3 | 2022-09-03 | 1798153 | Sus | Y | Animal¦Birdfound¦Fuse¦FailedFaulted
22-0111511 | Unknown Cause | Patrol - found nothing |  |  | 2022 | Tier 2 - Elevated | Distribution Circuit | 9 | 17 | 2022-09-17 | 1813591 | Sus | Y | UnknownCause¦Patrolfoundnothing¦¦
22-0124797 | Unknown Cause | Patrol - found nothing |  |  | 2022 | Tier 3 - Extreme | Distribution Circuit | 10 | 25 | 2022-10-25 | 1845455 | Sus | Y | UnknownCause¦Patrolfoundnothing¦¦
22-0125123 | Unknown Cause | Patrol - found nothing |  |  | 2022 | Tier 2 - Elevated | Distribution Circuit | 10 | 26 | 2022-10-26 | 1846300 | Sus | Y | UnknownCause¦Patrolfoundnothing¦¦
22-0125685 | Unknown Cause | Patrol - found nothing |  |  | 2022 | Tier 2 - Elevated | Distribution Circuit | 10 | 25 | 2022-10-25 | 184103 | Sus | Y | UnknownCause¦Patrolfoundnothing¦¦
22-0131920 | 3rd Party | Vehicle | Pole-Wood | Broken | 2022 | Tier 2 - Elevated | Distribution Circuit | 11 | 17 | 2022-11-17 | 1864422 | Sus | Y | 3rdParty¦Vehicle¦PoleWood¦Broken
22-0132927 | Unknown Cause | Patrol - not conducted |  |  | 2022 | Tier 2 - Elevated | Distribution Circuit | 11 | 20 | 2022-11-20 | 1866437 | Sus | Y | UnknownCause¦Patrolnotconducted¦¦
22-0134025 | Unknown Cause | Patrol - found nothing |  |  | 2022 | Tier 2 - Elevated | Distribution Circuit | 11 | 24 | 2022-11-24 | 1868779 | Sus | Y | UnknownCause¦Patrolfoundnothing¦¦
22-0134316 | 3rd Party | Vehicle | Conductor, Overhead | Normal | 2022 | Tier 2 - Elevated | Distribution Circuit | 11 | 27 | 2022-11-27 | 1869903 | Sus | Y | 3rdParty¦Vehicle¦ConductorOverhead¦Normal
22-0138149 | Vegetation | Tree - branch fell on line | Conductor, Overhead | Normal | 2022 | Tier 3 - Extreme | Distribution Circuit | 12 | 10 | 2022-12-10 | 1880839 | Sus | N | Vegetation¦Treebranchfellonline¦ConductorOverhead¦Normal
22-0138624 | Unknown Cause | Patrol - found nothing |  |  | 2022 | Tier 2 - Elevated | Distribution Circuit | 12 | 10 | 2022-12-10 | 1883599 | Sus | N | UnknownCause¦Patrolfoundnothing¦¦
22-0139035 | Unknown Cause | Patrol - found nothing |  |  | 2022 | Tier 3 - Extreme | Distribution Circuit | 12 | 11 | 2022-12-11 | 1885833 | Sus | N | UnknownCause¦Patrolfoundnothing¦¦
22-0141340 | Equipment Failure/Involved | Overhead | Lightning Arrestor | Burned/flashed | 2022 | Tier 2 - Elevated | Distribution Circuit | 12 | 26 | 2022-12-26 | 1897664 | Sus | N | EquipmentFailureInvolved¦Overhead¦LightningArrestor¦Burnedflashed
22-0141487 | Vegetation | Tree - fell into line | Pole-Wood | Broken, wire on ground | 2022 | Tier 2 - Elevated | Distribution Circuit | 12 | 27 | 2022-12-27 | 1898374 | Sus | N | Vegetation¦Treefellintoline¦PoleWood¦Brokenwireonground
22-0142669 | Environmental/External | Flood/Erosion | Pole-Wood | Broken, wire on ground | 2022 | Tier 2 - Elevated | Distribution Circuit | 12 | 31 | 2022-12-31 | 1904773 | Sus | N | EnvironmentalExternal¦FloodErosion¦PoleWood¦Brokenwireonground
23-0004430 | Vegetation | Tree - branch fell on line | Conductor, Overhead | Broken, wire on ground | 2022 | Tier 3 - Extreme | Distribution Circuit | 12 | 31 | 2022-12-31 | 1903125 | Sus | N | Vegetation¦Treebranchfellonline¦ConductorOverhead¦Brokenwireonground
15-0002216 | Unknown Cause | Patrol - found nothing |  |  | 2015 | Tier 3 - Extreme | Transformer only | 1 | 2 | 2015-01-02 | 1158413 | Sus | N | UnknownCause¦Patrolfoundnothing¦¦
15-0003809 | Equipment Failure/Involved | Other | Transformer | Malfunctioning | 2015 | Tier 3 - Extreme | Distribution Circuit | 1 | 11 | 2015-01-11 | 1162352 | Sus | N | EquipmentFailureInvolved¦Other¦Transformer¦Malfunctioning
15-0004225 | Equipment Failure/Involved | Other | Connector or Splice (OH) | Burned/flashed | 2015 | Tier 2 - Elevated | Transformer only | 1 | 13 | 2015-01-13 | 1163038 | Sus | N | EquipmentFailureInvolved¦Other¦ConnectororSplice(OH)¦Burnedflashed
15-0006136 | Vegetation | Tree - fell into line | Conductor, Overhead | Broken, wire on ground | 2015 | Tier 3 - Extreme | Distribution Circuit | 1 | 21 | 2015-01-21 | 1166954 | Sus | N | Vegetation¦Treefellintoline¦ConductorOverhead¦Brokenwireonground
15-0010742 | Equipment Failure/Involved | Other | Conductor, Overhead | On Ground | 2015 | Tier 3 - Extreme | Distribution Circuit | 2 | 6 | 2015-02-06 | 1175980 | Sus | N | EquipmentFailureInvolved¦Other¦ConductorOverhead¦OnGround
15-0010830 | Unknown Cause | Patrol - not conducted |  |  | 2015 | Tier 2 - Elevated | Distribution Circuit | 2 | 6 | 2015-02-06 | 1177888 | Sus | N | UnknownCause¦Patrolnotconducted¦¦
15-0012552 | Equipment Failure/Involved | Other | Pole-Wood | Bent or Twisted | 2015 | Tier 2 - Elevated | Distribution Circuit | 2 | 10 | 2015-02-10 | 1188028 | Sus | N | EquipmentFailureInvolved¦Other¦PoleWood¦BentorTwisted
15-0024837 | Unknown Cause | Patrol - found nothing |  |  | 2015 | Tier 2 - Elevated | Distribution Circuit | 4 | 7 | 2015-04-07 | 1214749 | Sus | N | UnknownCause¦Patrolfoundnothing¦¦
15-0031348 | Equipment Failure/Involved | Other | Pole-Wood | Broken | 2015 | Tier 2 - Elevated | Distribution Circuit | 5 | 3 | 2015-05-03 | 1228755 | Sus | Y | EquipmentFailureInvolved¦Other¦PoleWood¦Broken
15-0033093 | Vegetation | Tree - fell into line | Conductor, Overhead | Broken, wire on ground | 2015 | Tier 2 - Elevated | Distribution Circuit | 5 | 9 | 2015-05-09 | 1232059 | Sus | Y | Vegetation¦Treefellintoline¦ConductorOverhead¦Brokenwireonground
15-0039682 | Equipment Failure/Involved | Overhead | Transformer | Failed/Faulted | 2015 | Tier 2 - Elevated | Transformer only | 6 | 9 | 2015-06-09 | 1247289 | Sus | Y | EquipmentFailureInvolved¦Overhead¦Transformer¦FailedFaulted
15-0040530 | Vegetation | Tree - fell into line | Conductor, Overhead | Broken, wire on ground | 2015 | Tier 3 - Extreme | Distribution Circuit | 6 | 11 | 2015-06-11 | 1249527 | Sus | Y | Vegetation¦Treefellintoline¦ConductorOverhead¦Brokenwireonground
15-0043180 | Vegetation | Tree - fell into line | Secondary | Broken | 2015 | Tier 3 - Extreme | Transformer only | 6 | 25 | 2015-06-25 | 1256107 | Sus | Y | Vegetation¦Treefellintoline¦Secondary¦Broken
15-0044596 | Equipment Failure/Involved | Overhead | Insulator | Broken | 2015 | Tier 2 - Elevated | Distribution Circuit | 7 | 1 | 2015-07-01 | 1260403 | Sus | Y | EquipmentFailureInvolved¦Overhead¦Insulator¦Broken
15-0048893 | Environmental/External | Lightning | Fuse | Failed/Faulted | 2015 | Tier 3 - Extreme | Distribution Circuit | 7 | 19 | 2015-07-19 | 1272386 | Sus | Y | EnvironmentalExternal¦Lightning¦Fuse¦FailedFaulted
15-0053345 | Vegetation | Tree - fell into line | Conductor, Overhead | Broken, wire on ground | 2015 | Tier 2 - Elevated | Distribution Circuit | 8 | 6 | 2015-08-06 | 1283761 | Sus | Y | Vegetation¦Treefellintoline¦ConductorOverhead¦Brokenwireonground
15-0054454 | Animal | Squirrel | Transformer | Failed/Faulted | 2015 | Tier 3 - Extreme | Transformer only | 8 | 12 | 2015-08-12 | 1287012 | Sus | Y | Animal¦Squirrel¦Transformer¦FailedFaulted
15-0055224 | Unknown Cause | Patrol - found nothing |  |  | 2015 | Tier 2 - Elevated | Distribution Circuit | 8 | 15 | 2015-08-15 | 1288778 | Sus | Y | UnknownCause¦Patrolfoundnothing¦¦
15-0055306 | Animal | Squirrel | Cutout, fuse holder | Failed/Faulted | 2015 | Tier 3 - Extreme | Transformer only | 8 | 16 | 2015-08-16 | 1289086 | Sus | Y | Animal¦Squirrel¦Cutoutfuseholder¦FailedFaulted
15-0055438 | Equipment Failure/Involved | Fire, pole | Pole-Wood | Burned/flashed | 2015 | Tier 2 - Elevated | Distribution Circuit | 8 | 17 | 2015-08-17 | 1289929 | Sus | Y | EquipmentFailureInvolved¦Firepole¦PoleWood¦Burnedflashed
15-0055818 | Unknown Cause | Patrol - found nothing |  |  | 2015 | Tier 2 - Elevated | Distribution Circuit | 8 | 18 | 2015-08-18 | 1290924 | Sus | Y | UnknownCause¦Patrolfoundnothing¦¦
15-0057352 | Vegetation | Tree - fell into line | Conductor, Overhead | Broken, wire on ground | 2015 | Tier 2 - Elevated | Distribution Circuit | 8 | 25 | 2015-08-25 | 1294589 | Sus | Y | Vegetation¦Treefellintoline¦ConductorOverhead¦Brokenwireonground
15-0058995 | Equipment Failure/Involved | Overhead | Transformer (OH) | Failed/Faulted | 2015 | Tier 2 - Elevated | Transformer only | 9 | 2 | 2015-09-02 | 1299307 | Sus | Y | EquipmentFailureInvolved¦Overhead¦Transformer(OH)¦FailedFaulted
15-0059148 | Equipment Failure/Involved | Overhead | Crossarm, Wood | Broken | 2015 | Tier 3 - Extreme | Distribution Circuit | 9 | 3 | 2015-09-03 | 1299757 | Sus | Y | EquipmentFailureInvolved¦Overhead¦CrossarmWood¦Broken
15-0060267 | 3rd Party | Vehicle | Pole-Wood | Broken, wire on ground | 2015 | Tier 2 - Elevated | Distribution Circuit | 9 | 9 | 2015-09-09 | 1302570 | Sus | Y | 3rdParty¦Vehicle¦PoleWood¦Brokenwireonground
15-0063070 | Unknown Cause | Patrol - found nothing |  |  | 2015 | Tier 2 - Elevated | Distribution Circuit | 9 | 24 | 2015-09-24 | 1311221 | Sus | Y | UnknownCause¦Patrolfoundnothing¦¦
15-0075063 | Environmental/External | Lightning |  | Failed/Faulted | 2015 | Tier 3 - Extreme | Transformer only | 11 | 2 | 2015-11-02 | 1333882 | Sus | Y | EnvironmentalExternal¦Lightning¦¦FailedFaulted
15-0076515 | Equipment Failure/Involved | Underground | Conductor, Underground | Broken | 2015 | Tier 2 - Elevated | Transformer only | 11 | 8 | 2015-11-08 | 1337519 | Sus | Y | EquipmentFailureInvolved¦Underground¦ConductorUnderground¦Broken
15-0083799 | Vegetation | Tree - fell into line | Secondary | Broken, wire on ground | 2015 | Tier 2 - Elevated | Distribution Circuit | 12 | 10 | 2015-12-10 | 1357010 | Sus | N | Vegetation¦Treefellintoline¦Secondary¦Brokenwireonground
15-0084603 | Vegetation | Tree - fell into line | Conductor, Overhead | Broken, wire on ground | 2015 | Tier 2 - Elevated | Distribution Circuit | 12 | 13 | 2015-12-13 | 1360165 | Sus | N | Vegetation¦Treefellintoline¦ConductorOverhead¦Brokenwireonground
16-0005283 | Equipment Failure/Involved | Electrical Overload | Transformer | Failed/Faulted | 2016 | Tier 2 - Elevated | Transformer only | 1 | 14 | 2016-01-14 | 1383569 | Sus | N | EquipmentFailureInvolved¦ElectricalOverload¦Transformer¦FailedFaulted
16-0006993 | Equipment Failure/Involved | Underground | Elbow | Failed/Faulted | 2016 | Tier 2 - Elevated | Distribution Circuit | 1 | 20 | 2016-01-20 | 1388977 | Sus | N | EquipmentFailureInvolved¦Underground¦Elbow¦FailedFaulted
16-0009429 | Vegetation | Tree - fell into line | Conductor, Overhead | Broken, wire on ground | 2016 | Tier 2 - Elevated | Distribution Circuit | 1 | 31 | 2016-01-31 | 1394936 | Sus | N | Vegetation¦Treefellintoline¦ConductorOverhead¦Brokenwireonground
16-0013009 | Vegetation | Tree - branch fell on line | Conductor, Overhead | Broken, wire on ground | 2016 | Tier 3 - Extreme | Distribution Circuit | 2 | 17 | 2016-02-17 | 1404585 | Sus | N | Vegetation¦Treebranchfellonline¦ConductorOverhead¦Brokenwireonground
16-0013956 | Vegetation | Tree - fell into line | Conductor, Overhead | Normal | 2016 | Tier 2 - Elevated | Distribution Circuit | 2 | 18 | 2016-02-18 | 1408745 | Sus | N | Vegetation¦Treefellintoline¦ConductorOverhead¦Normal
16-0017372 | Vegetation | Tree - fell into line | Conductor, Overhead | Normal | 2016 | Tier 3 - Extreme | Distribution Circuit | 3 | 5 | 2016-03-05 | 1416214 | Sus | N | Vegetation¦Treefellintoline¦ConductorOverhead¦Normal
16-0018057 | Vegetation | Tree - branch fell on line | Conductor, Overhead | Normal | 2016 | Tier 3 - Extreme | Distribution Circuit | 3 | 5 | 2016-03-05 | 1420547 | Sus | N | Vegetation¦Treebranchfellonline¦ConductorOverhead¦Normal
16-0018150 | Vegetation | Tree - fell into line | Conductor, Overhead | Broken | 2016 | Tier 2 - Elevated | Distribution Circuit | 3 | 5 | 2016-03-05 | 1420687 | Sus | N | Vegetation¦Treefellintoline¦ConductorOverhead¦Broken
16-0018776 | Vegetation | Tree - fell into line | Pole-Wood | Broken, wire on ground | 2016 | Tier 3 - Extreme | Distribution Circuit | 3 | 7 | 2016-03-07 | 1423224 | Sus | N | Vegetation¦Treefellintoline¦PoleWood¦Brokenwireonground
16-0019992 | Unknown Cause | Patrol - found nothing |  |  | 2016 | Tier 3 - Extreme | Transformer only | 3 | 10 | 2016-03-10 | 1426575 | Sus | N | UnknownCause¦Patrolfoundnothing¦¦
16-0020083 | Vegetation | Tree - fell into line | Pole-Wood | Broken | 2016 | Tier 2 - Elevated | Distribution Circuit | 3 | 10 | 2016-03-10 | 1426838 | Sus | N | Vegetation¦Treefellintoline¦PoleWood¦Broken
16-0020209 | Equipment Failure/Involved | Overhead | Cutout, fuse holder | Broken | 2016 | Tier 2 - Elevated | Distribution Circuit | 3 | 11 | 2016-03-11 | 1427103 | Sus | N | EquipmentFailureInvolved¦Overhead¦Cutoutfuseholder¦Broken
16-0022378 | Equipment Failure/Involved | Overhead | Transformer (OH) | Broken | 2016 | Tier 2 - Elevated | Transformer only | 3 | 17 | 2016-03-17 | 1433530 | Sus | N | EquipmentFailureInvolved¦Overhead¦Transformer(OH)¦Broken
16-0022600 | Unknown Cause | Patrol - found nothing |  |  | 2016 | Tier 2 - Elevated | Distribution Circuit | 3 | 18 | 2016-03-18 | 1434051 | Sus | N | UnknownCause¦Patrolfoundnothing¦¦
16-0027553 | Equipment Failure/Involved | Overhead |  | Broken | 2016 | Tier 2 - Elevated | Transformer only | 4 | 10 | 2016-04-10 | 1448042 | Sus | N | EquipmentFailureInvolved¦Overhead¦¦Broken
16-0030922 | Equipment Failure/Involved | Overhead | Transformer | Failed/Faulted | 2016 | Tier 2 - Elevated | Transformer only | 4 | 23 | 2016-04-23 | 1456558 | Sus | N | EquipmentFailureInvolved¦Overhead¦Transformer¦FailedFaulted
16-0031744 | Equipment Failure/Involved | Overhead |  | Broken | 2016 | Tier 2 - Elevated | Transformer only | 4 | 26 | 2016-04-26 | 1459626 | Sus | N | EquipmentFailureInvolved¦Overhead¦¦Broken
16-0037696 | 3rd Party | Other | Pole-Wood | Broken | 2016 | Tier 2 - Elevated | Distribution Circuit | 5 | 22 | 2016-05-22 | 1474846 | Sus | Y | 3rdParty¦Other¦PoleWood¦Broken
16-0039456 | Equipment Failure/Involved | Overhead | Pole-Wood | Broken | 2016 | Tier 3 - Extreme | Distribution Circuit | 5 | 28 | 2016-05-28 | 1478471 | Sus | Y | EquipmentFailureInvolved¦Overhead¦PoleWood¦Broken
16-0039607 | Unknown Cause | Patrol - found nothing |  |  | 2016 | Tier 2 - Elevated | Distribution Circuit | 5 | 29 | 2016-05-29 | 1478849 | Sus | Y | UnknownCause¦Patrolfoundnothing¦¦
16-0040018 | Animal | Squirrel | Transformer (OH) | Normal | 2016 | Tier 3 - Extreme | Distribution Circuit | 5 | 31 | 2016-05-31 | 1480082 | Sus | Y | Animal¦Squirrel¦Transformer(OH)¦Normal
16-0040967 | Unknown Cause | Patrol - found nothing |  |  | 2016 | Tier 2 - Elevated | Distribution Circuit | 6 | 3 | 2016-06-03 | 1482523 | Sus | Y | UnknownCause¦Patrolfoundnothing¦¦
16-0044308 | Equipment Failure/Involved | Overhead | Transformer (OH) | Broken | 2016 | Tier 3 - Extreme | Transformer only | 6 | 18 | 2016-06-18 | 1492005 | Sus | Y | EquipmentFailureInvolved¦Overhead¦Transformer(OH)¦Broken
16-0050678 | Unknown Cause | Patrol - found nothing |  |  | 2016 | Tier 2 - Elevated | Distribution Circuit | 7 | 18 | 2016-07-18 | 1512006 | Sus | Y | UnknownCause¦Patrolfoundnothing¦¦
16-0058002 | Vegetation | Tree - fell into line | Conductor, Overhead | Broken, wire on ground | 2016 | Tier 2 - Elevated | Distribution Circuit | 8 | 17 | 2016-08-17 | 1527917 | Sus | Y | Vegetation¦Treefellintoline¦ConductorOverhead¦Brokenwireonground
16-0060336 | Vegetation | Tree - fell into line | Conductor, Overhead | Normal | 2016 | Tier 2 - Elevated | Distribution Circuit | 8 | 26 | 2016-08-26 | 1532670 | Sus | Y | Vegetation¦Treefellintoline¦ConductorOverhead¦Normal
16-0070405 | Unknown Cause | Patrol - not conducted |  |  | 2016 | Tier 2 - Elevated | Distribution Circuit | 10 | 7 | 2016-10-07 | 1554600 | Sus | Y | UnknownCause¦Patrolnotconducted¦¦
16-0070566 | Unknown Cause | Patrol - not conducted |  |  | 2016 | Tier 2 - Elevated | Distribution Circuit | 10 | 8 | 2016-10-08 | 1555043 | Sus | Y | UnknownCause¦Patrolnotconducted¦¦
16-0076173 | Vegetation | Tree - fell into line | Conductor, Overhead | Broken, wire on ground | 2016 | Tier 3 - Extreme | Distribution Circuit | 10 | 27 | 2016-10-27 | 1571263 | Sus | Y | Vegetation¦Treefellintoline¦ConductorOverhead¦Brokenwireonground
16-0079171 | Vegetation | Tree - branch fell on line | Conductor, Overhead | Normal | 2016 | Tier 2 - Elevated | Distribution Circuit | 11 | 10 | 2016-11-10 | 1579354 | Sus | Y | Vegetation¦Treebranchfellonline¦ConductorOverhead¦Normal
16-0082246 | Vegetation | Tree - fell into line | Conductor, Overhead | Broken, wire on ground | 2016 | Tier 2 - Elevated | Distribution Circuit | 11 | 26 | 2016-11-26 | 1588895 | Sus | Y | Vegetation¦Treefellintoline¦ConductorOverhead¦Brokenwireonground
16-0082483 | Vegetation | Tree - fell into line | Conductor, Overhead | Broken | 2016 | Tier 3 - Extreme | Distribution Circuit | 11 | 27 | 2016-11-27 | 1589794 | Sus | Y | Vegetation¦Treefellintoline¦ConductorOverhead¦Broken
16-0083380 | Unknown Cause | Patrol - not conducted | Cutout, fuse holder | Broken | 2016 | Tier 2 - Elevated | Distribution Circuit | 12 | 1 | 2016-12-01 | 1592624 | Sus | N | UnknownCause¦Patrolnotconducted¦Cutoutfuseholder¦Broken
16-0084924 | Unknown Cause | Patrol - found nothing |  |  | 2016 | Tier 3 - Extreme | Transformer only | 12 | 10 | 2016-12-10 | 1598287 | Sus | N | UnknownCause¦Patrolfoundnothing¦¦
17-0002958 | Animal | Bird found | Transformer (OH) | Normal | 2017 | Tier 3 - Extreme | Distribution Circuit | 1 | 3 | 2017-01-03 | 1615511 | Sus | N | Animal¦Birdfound¦Transformer(OH)¦Normal
17-0003242 | Unknown Cause | Patrol - found nothing |  |  | 2017 | Tier 2 - Elevated | Distribution Circuit | 1 | 3 | 2017-01-03 | 1616756 | Sus | N | UnknownCause¦Patrolfoundnothing¦¦
17-0004092 | Unknown Cause | Patrol - found nothing |  |  | 2017 | Tier 2 - Elevated | Distribution Circuit | 1 | 5 | 2017-01-05 | 1619675 | Sus | N | UnknownCause¦Patrolfoundnothing¦¦
17-0004541 | Vegetation | Tree - branch fell on line | Secondary | On Ground | 2017 | Tier 2 - Elevated | Transformer only | 1 | 7 | 2017-01-07 | 1620840 | Sus | N | Vegetation¦Treebranchfellonline¦Secondary¦OnGround
17-0005087 | Equipment Failure/Involved | Overhead | Pole-Wood | Broken | 2017 | Tier 2 - Elevated | Transmission line | 1 | 8 | 2017-01-08 | 1624429 | Sus | N | EquipmentFailureInvolved¦Overhead¦PoleWood¦Broken
17-0006057 | Vegetation | Tree - branch fell on line | Conductor, Overhead | Normal | 2017 | Tier 2 - Elevated | Distribution Circuit | 1 | 9 | 2017-01-09 | 1630442 | Sus | N | Vegetation¦Treebranchfellonline¦ConductorOverhead¦Normal
17-0006289 | Unknown Cause | Patrol - found nothing |  |  | 2017 | Tier 2 - Elevated | Distribution Circuit | 1 | 8 | 2017-01-08 | 1625008 | Sus | N | UnknownCause¦Patrolfoundnothing¦¦
17-0006292 | Unknown Cause | Patrol - found nothing |  |  | 2017 | Tier 3 - Extreme | Distribution Circuit | 1 | 8 | 2017-01-08 | 1626318 | Sus | N | UnknownCause¦Patrolfoundnothing¦¦
17-0006368 | Unknown Cause | Patrol - found nothing |  |  | 2017 | Tier 3 - Extreme | Distribution Circuit | 1 | 8 | 2017-01-08 | 1627247 | Sus | N | UnknownCause¦Patrolfoundnothing¦¦
17-0007304 | Vegetation | Tree - fell into line | Conductor, Overhead | Broken, wire on ground | 2017 | Tier 3 - Extreme | Distribution Circuit | 1 | 10 | 2017-01-10 | 1635207 | Sus | N | Vegetation¦Treefellintoline¦ConductorOverhead¦Brokenwireonground
17-0009098 | Unknown Cause | Patrol - found nothing |  |  | 2017 | Tier 2 - Elevated | Distribution Circuit | 1 | 14 | 2017-01-14 | 1643138 | Sus | N | UnknownCause¦Patrolfoundnothing¦¦
17-0009708 | Equipment Failure/Involved | Overhead | Insulator | Broken | 2017 | Tier 2 - Elevated | Distribution Circuit | 1 | 17 | 2017-01-17 | 1645629 | Sus | N | EquipmentFailureInvolved¦Overhead¦Insulator¦Broken
17-0010579 | Equipment Failure/Involved | Overhead | Transformer | Burned/flashed | 2017 | Tier 3 - Extreme | Distribution Circuit | 1 | 18 | 2017-01-18 | 1648763 | Sus | N | EquipmentFailureInvolved¦Overhead¦Transformer¦Burnedflashed
17-0013071 | Equipment Failure/Involved | Underground | Transformer (UG) | Arcing | 2017 | Tier 2 - Elevated | Distribution Circuit | 1 | 22 | 2017-01-22 | 1660021 | Sus | N | EquipmentFailureInvolved¦Underground¦Transformer(UG)¦Arcing
17-0013886 | Vegetation | Tree - fell into line | Conductor, Overhead | Normal | 2017 | Zone 1 - HHZ | Transmission line | 1 | 23 | 2017-01-23 | 1664351 | Sus | N | Vegetation¦Treefellintoline¦ConductorOverhead¦Normal
17-0017404 | Environmental/External | Lightning | Transformer | Failed/Faulted | 2017 | Tier 2 - Elevated | Transformer only | 2 | 4 | 2017-02-04 | 1674553 | Sus | N | EnvironmentalExternal¦Lightning¦Transformer¦FailedFaulted
17-0018201 | Vegetation | Tree - fell into line | Conductor, Overhead | Normal | 2017 | Tier 2 - Elevated | Distribution Circuit | 2 | 7 | 2017-02-07 | 1677815 | Sus | N | Vegetation¦Treefellintoline¦ConductorOverhead¦Normal
17-0018585 | Unknown Cause | Patrol - not conducted |  |  | 2017 | Tier 3 - Extreme | Distribution Circuit | 2 | 7 | 2017-02-07 | 1680183 | Sus | N | UnknownCause¦Patrolnotconducted¦¦
17-0019309 | Vegetation | Tree - fell into line | Conductor, Overhead | Broken, wire on ground | 2017 | Tier 2 - Elevated | Distribution Circuit | 2 | 9 | 2017-02-09 | 1682879 | Sus | N | Vegetation¦Treefellintoline¦ConductorOverhead¦Brokenwireonground
17-0019546 | Vegetation | Tree - fell into line | Secondary | Broken, wire on ground | 2017 | Tier 3 - Extreme | Transformer only | 2 | 9 | 2017-02-09 | 1683545 | Sus | N | Vegetation¦Treefellintoline¦Secondary¦Brokenwireonground
17-0019774 | Vegetation | Tree - fell into line | Pole-Wood | Broken | 2017 | Tier 2 - Elevated | Distribution Circuit | 2 | 10 | 2017-02-10 | 1684525 | Sus | N | Vegetation¦Treefellintoline¦PoleWood¦Broken
17-0023207 | Environmental/External | Flood/Erosion | Pole-Wood | Broken | 2017 | Tier 2 - Elevated | Distribution Circuit | 2 | 18 | 2017-02-18 | 1700415 | Sus | N | EnvironmentalExternal¦FloodErosion¦PoleWood¦Broken
17-0025874 | Environmental/External | Flood/Erosion | Conductor, Overhead | Broken, wire on ground | 2017 | Tier 3 - Extreme | Distribution Circuit | 2 | 22 | 2017-02-22 | 1711513 | Sus | N | EnvironmentalExternal¦FloodErosion¦ConductorOverhead¦Brokenwireonground
17-0026389 | Environmental/External | Flood/Erosion | Pole-Wood | Broken, wire on ground | 2017 | Tier 2 - Elevated | Distribution Circuit | 2 | 18 | 2017-02-18 | 1700449 | Sus | N | EnvironmentalExternal¦FloodErosion¦PoleWood¦Brokenwireonground
17-0026452 | Unknown Cause | Patrol - found nothing |  |  | 2017 | Tier 3 - Extreme | Distribution Circuit | 2 | 24 | 2017-02-24 | 1712728 | Sus | N | UnknownCause¦Patrolfoundnothing¦¦
17-0027055 | Equipment Failure/Involved | Electrical Overload | Transformer (OH) | Broken | 2017 | Tier 2 - Elevated | Distribution Circuit | 2 | 27 | 2017-02-27 | 1715136 | Sus | N | EquipmentFailureInvolved¦ElectricalOverload¦Transformer(OH)¦Broken
17-0029821 | Equipment Failure/Involved | Overhead | Insulator | Broken | 2017 | Tier 2 - Elevated | Distribution Circuit | 3 | 9 | 2017-03-09 | 1723418 | Sus | N | EquipmentFailureInvolved¦Overhead¦Insulator¦Broken
17-0031794 | Vegetation | Tree - fell into line | Conductor, Overhead | Broken, wire on ground | 2017 | Tier 2 - Elevated | Distribution Circuit | 3 | 19 | 2017-03-19 | 1730326 | Sus | N | Vegetation¦Treefellintoline¦ConductorOverhead¦Brokenwireonground
17-0032160 | Vegetation | Tree - branch fell on line | Conductor, Overhead | Normal | 2017 | Tier 3 - Extreme | Distribution Circuit | 3 | 21 | 2017-03-21 | 1731397 | Sus | N | Vegetation¦Treebranchfellonline¦ConductorOverhead¦Normal
17-0037546 | Vegetation | Tree - branch fell on line | Fuse | Failed/Faulted | 2017 | Tier 3 - Extreme | Distribution Circuit | 4 | 6 | 2017-04-06 | 1748206 | Sus | N | Vegetation¦Treebranchfellonline¦Fuse¦FailedFaulted
17-0037563 | Vegetation | Tree - fell into line | Conductor, Overhead | Broken, wire on ground | 2017 | Tier 3 - Extreme | Distribution Circuit | 4 | 6 | 2017-04-06 | 1748319 | Sus | N | Vegetation¦Treefellintoline¦ConductorOverhead¦Brokenwireonground
17-0037703 | Equipment Failure/Involved | Overhead | Conductor, Overhead | Together | 2017 | Tier 2 - Elevated | Distribution Circuit | 4 | 7 | 2017-04-07 | 1750225 | Sus | N | EquipmentFailureInvolved¦Overhead¦ConductorOverhead¦Together
17-0045691 | Equipment Failure/Involved | Overhead | Transformer | Failed/Faulted | 2017 | Tier 3 - Extreme | Transformer only | 5 | 5 | 2017-05-05 | 1775676 | Sus | Y | EquipmentFailureInvolved¦Overhead¦Transformer¦FailedFaulted
17-0045799 | Vegetation | Tree - branch fell on line | Conductor, Overhead | Together | 2017 | Tier 2 - Elevated | Distribution Circuit | 5 | 6 | 2017-05-06 | 1776184 | Sus | Y | Vegetation¦Treebranchfellonline¦ConductorOverhead¦Together
17-0052190 | Unknown Cause | Patrol - found nothing |  |  | 2017 | Tier 2 - Elevated | Distribution Circuit | 6 | 1 | 2017-06-01 | 1795273 | Sus | Y | UnknownCause¦Patrolfoundnothing¦¦
17-0053621 | Vegetation | Tree - fell into line | Conductor, Overhead | Bent or Twisted | 2017 | Tier 2 - Elevated | Distribution Circuit | 6 | 8 | 2017-06-08 | 1799408 | Sus | Y | Vegetation¦Treefellintoline¦ConductorOverhead¦BentorTwisted
17-0054378 | Environmental/External | Lightning | Transformer | Failed/Faulted | 2017 | Tier 2 - Elevated | Transformer only | 6 | 11 | 2017-06-11 | 1802002 | Sus | Y | EnvironmentalExternal¦Lightning¦Transformer¦FailedFaulted
17-0055888 | Equipment Failure/Involved | Overhead | Jumper | Burned Open | 2017 | Tier 2 - Elevated | Distribution Circuit | 6 | 17 | 2017-06-17 | 1806547 | Sus | Y | EquipmentFailureInvolved¦Overhead¦Jumper¦BurnedOpen
17-0056658 | Equipment Failure/Involved | Overhead | Pole-Wood | Broken | 2017 | Tier 3 - Extreme | Distribution Circuit | 6 | 19 | 2017-06-19 | 1810896 | Sus | Y | EquipmentFailureInvolved¦Overhead¦PoleWood¦Broken
17-0057866 | Equipment Failure/Involved | Electrical Overload | Fuse | Failed/Faulted | 2017 | Tier 2 - Elevated | Distribution Circuit | 6 | 22 | 2017-06-22 | 1815366 | Sus | Y | EquipmentFailureInvolved¦ElectricalOverload¦Fuse¦FailedFaulted
17-0058941 | Equipment Failure/Involved | Overhead | Transformer | Failed/Faulted | 2017 | Tier 2 - Elevated | Transformer only | 6 | 27 | 2017-06-27 | 1819082 | Sus | Y | EquipmentFailureInvolved¦Overhead¦Transformer¦FailedFaulted
17-0061424 | Vegetation | Tree - fell into line | Conductor, Overhead | Normal | 2017 | Tier 3 - Extreme | Distribution Circuit | 7 | 8 | 2017-07-08 | 1826359 | Sus | Y | Vegetation¦Treefellintoline¦ConductorOverhead¦Normal
17-0063504 | Vegetation | Tree - branch fell on line | Conductor, Overhead | Normal | 2017 | Tier 3 - Extreme | Distribution Circuit | 7 | 17 | 2017-07-17 | 1833953 | Sus | Y | Vegetation¦Treebranchfellonline¦ConductorOverhead¦Normal
17-0068344 | Vegetation | Tree - branch fell on line | Conductor, Overhead | Normal | 2017 | Tier 3 - Extreme | Distribution Circuit | 8 | 6 | 2017-08-06 | 1847508 | Sus | Y | Vegetation¦Treebranchfellonline¦ConductorOverhead¦Normal
17-0071140 | Environmental/External | Fire, Forest/Grass | Transformer | Failed/Faulted | 2017 | Tier 3 - Extreme | Transformer only | 8 | 17 | 2017-08-17 | 1854122 | Sus | Y | EnvironmentalExternal¦FireForestGrass¦Transformer¦FailedFaulted
17-0073640 | Vegetation | Tree - bark fell into line | Pole-Wood | Broken, wire on ground | 2017 | Tier 2 - Elevated | Distribution Circuit | 8 | 28 | 2017-08-28 | 1862054 | Sus | Y | Vegetation¦Treebarkfellintoline¦PoleWood¦Brokenwireonground
17-0073663 | Equipment Failure/Involved | Overhead | Switch (OH) | Broken | 2017 | Tier 3 - Extreme | Distribution Circuit | 8 | 29 | 2017-08-29 | 1862202 | Sus | Y | EquipmentFailureInvolved¦Overhead¦Switch(OH)¦Broken
17-0074331 | 3rd Party | Customer Equipment | Customer Equipment | Broken | 2017 | Tier 3 - Extreme | Distribution Circuit | 8 | 30 | 2017-08-30 | 1863727 | Sus | Y | 3rdParty¦CustomerEquipment¦CustomerEquipment¦Broken
17-0075184 | Equipment Failure/Involved | Overhead | Jumper | Burned Open | 2017 | Tier 2 - Elevated | Distribution Circuit | 9 | 2 | 2017-09-02 | 1866637 | Sus | Y | EquipmentFailureInvolved¦Overhead¦Jumper¦BurnedOpen
17-0075953 | Vegetation | Tree - fell into line | Conductor, Overhead | Broken, wire on ground | 2017 | Tier 3 - Extreme | Distribution Circuit | 9 | 4 | 2017-09-04 | 1870182 | Sus | Y | Vegetation¦Treefellintoline¦ConductorOverhead¦Brokenwireonground
17-0080942 | Animal | Bird found | Conductor, Overhead | Normal | 2017 | Tier 2 - Elevated | Distribution Circuit | 9 | 22 | 2017-09-22 | 1883843 | Sus | Y | Animal¦Birdfound¦ConductorOverhead¦Normal
17-0081209 | 3rd Party | Tree - cutting, 3rd party | Conductor, Overhead | Normal | 2017 | Tier 3 - Extreme | Distribution Circuit | 9 | 23 | 2017-09-23 | 1884604 | Sus | Y | 3rdParty¦Treecutting3rdparty¦ConductorOverhead¦Normal
17-0083080 | Unknown Cause | Patrol - found nothing |  |  | 2017 | Tier 3 - Extreme | Distribution Circuit | 9 | 30 | 2017-09-30 | 1888704 | Sus | Y | UnknownCause¦Patrolfoundnothing¦¦
17-0086476 | Equipment Failure/Involved | Fire, pole | Conductor, Overhead | Broken, wire on ground | 2017 | Tier 2 - Elevated | Distribution Circuit | 10 | 8 | 2017-10-08 | 1898920 | Sus | Y | EquipmentFailureInvolved¦Firepole¦ConductorOverhead¦Brokenwireonground
17-0086482 | 3rd Party | Vehicle | Service conductor | Normal | 2017 | Tier 2 - Elevated | Distribution Circuit | 10 | 11 | 2017-10-11 | 1898869 | Sus | Y | 3rdParty¦Vehicle¦Serviceconductor¦Normal
17-0087151 | Equipment Failure/Involved | Overhead | Crossarm, Wood | Broken | 2017 | Tier 3 - Extreme | Distribution Circuit | 10 | 9 | 2017-10-09 | 1900179 | Sus | Y | EquipmentFailureInvolved¦Overhead¦CrossarmWood¦Broken
17-0087573 | Unknown Cause | Patrol - not conducted |  |  | 2017 | Tier 3 - Extreme | Distribution Circuit | 10 | 9 | 2017-10-09 | 1901422 | Sus | Y | UnknownCause¦Patrolnotconducted¦¦
17-0089371 | Unknown Cause | Patrol - found nothing |  |  | 2017 | Tier 2 - Elevated | Distribution Circuit | 10 | 21 | 2017-10-21 | 1906709 | Sus | Y | UnknownCause¦Patrolfoundnothing¦¦
17-0094492 | Equipment Failure/Involved | Overhead | Fuse | Failed/Faulted | 2017 | Tier 2 - Elevated | Distribution Circuit | 11 | 12 | 2017-11-12 | 1920780 | Sus | Y | EquipmentFailureInvolved¦Overhead¦Fuse¦FailedFaulted
17-0097689 | Equipment Failure/Involved | Overhead | Pole-Wood | Broken | 2017 | Tier 3 - Extreme | Distribution Circuit | 11 | 27 | 2017-11-27 | 1929734 | Sus | Y | EquipmentFailureInvolved¦Overhead¦PoleWood¦Broken
17-0098454 | Equipment Failure/Involved | Overhead | Transformer | Failed/Faulted | 2017 | Tier 2 - Elevated | Transformer only | 11 | 29 | 2017-11-29 | 1932117 | Sus | Y | EquipmentFailureInvolved¦Overhead¦Transformer¦FailedFaulted
17-0099844 | Unknown Cause | Patrol - found nothing |  |  | 2017 | Tier 2 - Elevated | Distribution Circuit | 12 | 4 | 2017-12-04 | 1936063 | Sus | N | UnknownCause¦Patrolfoundnothing¦¦
17-0101209 | Equipment Failure/Involved | Underground | Conductor, Underground | Broken | 2017 | Tier 2 - Elevated | Transformer only | 12 | 11 | 2017-12-11 | 1940919 | Sus | N | EquipmentFailureInvolved¦Underground¦ConductorUnderground¦Broken
18-0003087 | Equipment Failure/Involved | Overhead | Connector or Splice (OH) | Arcing | 2018 | Tier 3 - Extreme | Transformer only | 1 | 2 | 2018-01-02 | 740 | Sus | N | EquipmentFailureInvolved¦Overhead¦ConnectororSplice(OH)¦Arcing
18-0004745 | Animal | Squirrel | Fuse | Failed/Faulted | 2018 | Tier 2 - Elevated | Distribution Circuit | 1 | 9 | 2018-01-09 | 5077 | Sus | N | Animal¦Squirrel¦Fuse¦FailedFaulted
18-0006249 | 3rd Party | Vehicle | Pole-Wood | Broken | 2018 | Tier 2 - Elevated | Distribution Circuit | 1 | 16 | 2018-01-16 | 8664 | Sus | N | 3rdParty¦Vehicle¦PoleWood¦Broken
18-0011401 | Equipment Failure/Involved | Overhead | Transformer (OH) | Failed/Faulted | 2018 | Tier 2 - Elevated | Transformer only | 2 | 4 | 2018-02-04 | 19108 | Sus | N | EquipmentFailureInvolved¦Overhead¦Transformer(OH)¦FailedFaulted
18-0019300 | Equipment Failure/Involved | Underground | Conductor, Underground | Broken | 2018 | Tier 3 - Extreme | Distribution Circuit | 3 | 3 | 2018-03-03 | 37034 | Sus | N | EquipmentFailureInvolved¦Underground¦ConductorUnderground¦Broken
18-0024415 | Unknown Cause | Patrol - found nothing |  |  | 2018 | Tier 2 - Elevated | Distribution Circuit | 3 | 20 | 2018-03-20 | 48555 | Sus | N | UnknownCause¦Patrolfoundnothing¦¦
18-0025757 | Equipment Failure/Involved | Overhead | Fuse | Failed/Faulted | 2018 | Tier 3 - Extreme | Distribution Circuit | 3 | 22 | 2018-03-22 | 50905 | Sus | N | EquipmentFailureInvolved¦Overhead¦Fuse¦FailedFaulted
18-0025781 | Environmental/External | Lightning | Transformer (OH) | Failed/Faulted | 2018 | Tier 2 - Elevated | Distribution Circuit | 3 | 22 | 2018-03-22 | 51200 | Sus | N | EnvironmentalExternal¦Lightning¦Transformer(OH)¦FailedFaulted
18-0025845 | Environmental/External | Lightning | Transformer | Failed/Faulted | 2018 | Tier 2 - Elevated | Transformer only | 3 | 22 | 2018-03-22 | 51309 | Sus | N | EnvironmentalExternal¦Lightning¦Transformer¦FailedFaulted
18-0025971 | Unknown Cause | Patrol - found nothing |  |  | 2018 | Tier 2 - Elevated | Distribution Circuit | 3 | 22 | 2018-03-22 | 51117 | Sus | N | UnknownCause¦Patrolfoundnothing¦¦
18-0032394 | Unknown Cause | Patrol - found nothing |  |  | 2018 | Tier 2 - Elevated | Distribution Circuit | 4 | 15 | 2018-04-15 | 67229 | Sus | N | UnknownCause¦Patrolfoundnothing¦¦
18-0032593 | Unknown Cause | Patrol - found nothing |  |  | 2018 | Tier 2 - Elevated | Distribution Circuit | 4 | 16 | 2018-04-16 | 67822 | Sus | N | UnknownCause¦Patrolfoundnothing¦¦
18-0038905 | Unknown Cause | Patrol - found nothing |  |  | 2018 | Tier 2 - Elevated | Distribution Circuit | 5 | 7 | 2018-05-07 | 80912 | Sus | Y | UnknownCause¦Patrolfoundnothing¦¦
18-0052468 | Equipment Failure/Involved | Overhead | Crossarm, Wood | Broken | 2018 | Tier 3 - Extreme | Distribution Circuit | 6 | 19 | 2018-06-19 | 113286 | Sus | Y | EquipmentFailureInvolved¦Overhead¦CrossarmWood¦Broken
18-0055992 | Unknown Cause | Patrol - found nothing |  |  | 2018 | Tier 2 - Elevated | Distribution Circuit | 6 | 30 | 2018-06-30 | 121816 | Sus | Y | UnknownCause¦Patrolfoundnothing¦¦
18-0066134 | Environmental/External | Fire, Forest/Grass | Pole-Wood | Burned/flashed | 2018 | Tier 3 - Extreme | Distribution Circuit | 7 | 26 | 2018-07-26 | 147493 | Sus | Y | EnvironmentalExternal¦FireForestGrass¦PoleWood¦Burnedflashed
18-0066751 | Environmental/External | Fire, Forest/Grass | Pole-Wood | Burned/flashed | 2018 | Tier 3 - Extreme | Distribution Circuit | 7 | 26 | 2018-07-26 | 148927 | Sus | Y | EnvironmentalExternal¦FireForestGrass¦PoleWood¦Burnedflashed
18-0066984 | Vegetation | Tree - fell into line | Conductor, Overhead | Broken, wire on ground | 2018 | Tier 3 - Extreme | Distribution Circuit | 8 | 6 | 2018-08-06 | 149627 | Sus | Y | Vegetation¦Treefellintoline¦ConductorOverhead¦Brokenwireonground
18-0068302 | Equipment Failure/Involved | Overhead | Pole-Wood | Burned/flashed | 2018 | Tier 3 - Extreme | Distribution Circuit | 8 | 9 | 2018-08-09 | 152192 | Sus | Y | EquipmentFailureInvolved¦Overhead¦PoleWood¦Burnedflashed
18-0070946 | Unknown Cause | Patrol - found nothing |  |  | 2018 | Tier 2 - Elevated | Distribution Circuit | 8 | 17 | 2018-08-17 | 156845 | Sus | Y | UnknownCause¦Patrolfoundnothing¦¦
18-0071461 | Equipment Failure/Involved | Overhead | Conductor, Overhead | Burned/flashed | 2018 | Tier 3 - Extreme | Transformer only | 8 | 19 | 2018-08-19 | 158111 | Sus | Y | EquipmentFailureInvolved¦Overhead¦ConductorOverhead¦Burnedflashed
18-0074658 | Unknown Cause | Patrol - found nothing |  |  | 2018 | Tier 2 - Elevated | Distribution Circuit | 8 | 29 | 2018-08-29 | 164456 | Sus | Y | UnknownCause¦Patrolfoundnothing¦¦
18-0086084 | Equipment Failure/Involved | Overhead | Transformer | Failed/Faulted | 2018 | Tier 2 - Elevated | Distribution Circuit | 10 | 3 | 2018-10-03 | 186977 | Sus | Y | EquipmentFailureInvolved¦Overhead¦Transformer¦FailedFaulted
18-0090245 | Wildfire Mitigation | Public Safety Power Shut-off |  |  | 2018 | Tier 2 - Elevated | Distribution Circuit | 10 | 14 | 2018-10-14 | 195068 | Sus | Y | WildfireMitigation¦PublicSafetyPowerShutoff¦¦
18-0096206 | Wildfire Mitigation | CWSP - Vegetation Removal |  |  | 2018 | Tier 3 - Extreme | Distribution Circuit | 11 | 1 | 2018-11-01 | 206801 | Sus | Y | WildfireMitigation¦CWSPVegetationRemoval¦¦
18-0098232 | Unknown Cause | Patrol - not conducted |  |  | 2018 | Tier 3 - Extreme | Distribution Circuit | 11 | 7 | 2018-11-07 | 210861 | Sus | Y | UnknownCause¦Patrolnotconducted¦¦
18-0101310 | Environmental/External | Fire, Forest/Grass | Pole-Wood | Burned/flashed | 2018 | Tier 2 - Elevated | Distribution Circuit | 11 | 8 | 2018-11-08 | 218696 | Sus | Y | EnvironmentalExternal¦FireForestGrass¦PoleWood¦Burnedflashed
18-0105324 | Vegetation | Tree - fell into line | Conductor, Overhead | Normal | 2018 | Tier 2 - Elevated | Distribution Circuit | 11 | 29 | 2018-11-29 | 229510 | Sus | Y | Vegetation¦Treefellintoline¦ConductorOverhead¦Normal
18-0110991 | Unknown Cause | Patrol - found nothing |  |  | 2018 | Tier 2 - Elevated | Distribution Circuit | 12 | 28 | 2018-12-28 | 249051 | Sus | N | UnknownCause¦Patrolfoundnothing¦¦
19-0004684 | Equipment Failure/Involved | Overhead | Conductor, Overhead | Together | 2019 | Tier 3 - Extreme | Distribution Circuit | 1 | 5 | 2019-01-05 | 253738 | Sus | N | EquipmentFailureInvolved¦Overhead¦ConductorOverhead¦Together
19-0009847 | Vegetation | Tree - branch fell on line | Conductor, Overhead | Normal | 2019 | Tier 2 - Elevated | Distribution Circuit | 1 | 16 | 2019-01-16 | 267470 | Sus | N | Vegetation¦Treebranchfellonline¦ConductorOverhead¦Normal
19-0009965 | Vegetation | Tree - fell into line | Crossarm, Wood | Broken | 2019 | Tier 2 - Elevated | Transformer only | 1 | 16 | 2019-01-16 | 267913 | Sus | N | Vegetation¦Treefellintoline¦CrossarmWood¦Broken
19-0010312 | Equipment Failure/Involved | Overhead | Conductor, Overhead | Broken, wire on ground | 2019 | Tier 3 - Extreme | Distribution Circuit | 1 | 16 | 2019-01-16 | 270487 | Sus | N | EquipmentFailureInvolved¦Overhead¦ConductorOverhead¦Brokenwireonground
19-0010595 | Unknown Cause | Patrol - found nothing |  |  | 2019 | Tier 3 - Extreme | Distribution Circuit | 1 | 17 | 2019-01-17 | 272665 | Sus | N | UnknownCause¦Patrolfoundnothing¦¦
19-0014662 | Equipment Failure/Involved | Overhead | Secondary | Burned/flashed | 2019 | Tier 3 - Extreme | Transformer only | 1 | 25 | 2019-01-25 | 281620 | Sus | N | EquipmentFailureInvolved¦Overhead¦Secondary¦Burnedflashed
19-0017327 | Vegetation | Tree - fell into line | Conductor, Overhead | Broken, wire on ground | 2019 | Tier 2 - Elevated | Distribution Circuit | 2 | 2 | 2019-02-02 | 287589 | Sus | N | Vegetation¦Treefellintoline¦ConductorOverhead¦Brokenwireonground
19-0017495 | Unknown Cause | Patrol - not conducted |  |  | 2019 | Tier 2 - Elevated | Distribution Circuit | 2 | 3 | 2019-02-03 | 288410 | Sus | N | UnknownCause¦Patrolnotconducted¦¦
19-0017578 | Vegetation | Tree - fell into line | Fuse | Failed/Faulted | 2019 | Tier 3 - Extreme | Distribution Circuit | 2 | 3 | 2019-02-03 | 288648 | Sus | N | Vegetation¦Treefellintoline¦Fuse¦FailedFaulted
19-0018218 | Vegetation | Tree - fell into line | Conductor, Overhead | Broken, wire on ground | 2019 | Tier 3 - Extreme | Distribution Circuit | 2 | 5 | 2019-02-05 | 291286 | Sus | N | Vegetation¦Treefellintoline¦ConductorOverhead¦Brokenwireonground
19-0018395 | Unknown Cause | Patrol - found nothing |  |  | 2019 | Tier 2 - Elevated | Distribution Circuit | 2 | 4 | 2019-02-04 | 292296 | Sus | N | UnknownCause¦Patrolfoundnothing¦¦
19-0019309 | Vegetation | Tree - fell into line | Conductor, Overhead | Broken, wire on ground | 2019 | Tier 3 - Extreme | Distribution Circuit | 2 | 4 | 2019-02-04 | 294581 | Sus | N | Vegetation¦Treefellintoline¦ConductorOverhead¦Brokenwireonground
19-0020487 | Vegetation | Tree - branch fell on line | Conductor, Overhead | Together | 2019 | Tier 2 - Elevated | Distribution Circuit | 2 | 9 | 2019-02-09 | 297564 | Sus | N | Vegetation¦Treebranchfellonline¦ConductorOverhead¦Together
19-0020550 | Vegetation | Tree - fell into line | Pole-Wood | Broken, wire on ground | 2019 | Tier 2 - Elevated | Distribution Circuit | 2 | 10 | 2019-02-10 | 297988 | Sus | N | Vegetation¦Treefellintoline¦PoleWood¦Brokenwireonground
19-0020872 | Vegetation | Tree - fell into line | Conductor, Overhead | Normal | 2019 | Tier 2 - Elevated | Distribution Circuit | 2 | 10 | 2019-02-10 | 299468 | Sus | N | Vegetation¦Treefellintoline¦ConductorOverhead¦Normal
19-0022711 | Vegetation | Tree - fell into line | Conductor, Overhead | Broken, wire on ground | 2019 | Tier 3 - Extreme | Distribution Circuit | 2 | 13 | 2019-02-13 | 305746 | Sus | N | Vegetation¦Treefellintoline¦ConductorOverhead¦Brokenwireonground
19-0022743 | Vegetation | Tree - fell into line | Conductor, Overhead | Broken, wire on ground | 2019 | Tier 3 - Extreme | Distribution Circuit | 2 | 14 | 2019-02-14 | 306275 | Sus | N | Vegetation¦Treefellintoline¦ConductorOverhead¦Brokenwireonground
19-0023821 | Vegetation | Tree - fell into line | Conductor, Overhead | Broken, wire on ground | 2019 | Tier 3 - Extreme | Distribution Circuit | 2 | 14 | 2019-02-14 | 310675 | Sus | N | Vegetation¦Treefellintoline¦ConductorOverhead¦Brokenwireonground
19-0023860 | Environmental/External | Ice or snow | Conductor, Overhead | Normal | 2019 | Tier 2 - Elevated | Distribution Circuit | 2 | 13 | 2019-02-13 | 311914 | Sus | N | EnvironmentalExternal¦Iceorsnow¦ConductorOverhead¦Normal
19-0024205 | Unknown Cause | Patrol - found nothing |  |  | 2019 | Tier 3 - Extreme | Distribution Circuit | 2 | 15 | 2019-02-15 | 312514 | Sus | N | UnknownCause¦Patrolfoundnothing¦¦
19-0024225 | Vegetation | Tree - fell into line | Conductor, Overhead | Normal | 2019 | Tier 3 - Extreme | Distribution Circuit | 2 | 15 | 2019-02-15 | 312739 | Sus | N | Vegetation¦Treefellintoline¦ConductorOverhead¦Normal
19-0024235 | Vegetation | Tree - fell into line | Conductor, Overhead | Broken, wire on ground | 2019 | Tier 2 - Elevated | Distribution Circuit | 2 | 13 | 2019-02-13 | 312778 | Sus | N | Vegetation¦Treefellintoline¦ConductorOverhead¦Brokenwireonground
19-0024728 | Vegetation | Tree - fell into line | Conductor, Overhead | Normal | 2019 | Tier 3 - Extreme | Distribution Circuit | 2 | 16 | 2019-02-16 | 314022 | Sus | N | Vegetation¦Treefellintoline¦ConductorOverhead¦Normal
19-0025289 | Unknown Cause | Patrol - found nothing |  |  | 2019 | Tier 2 - Elevated | Distribution Circuit | 2 | 17 | 2019-02-17 | 315288 | Sus | N | UnknownCause¦Patrolfoundnothing¦¦
19-0027523 | Equipment Failure/Involved | Overhead | Transformer | Deteriorated | 2019 | Tier 2 - Elevated | Transformer only | 2 | 23 | 2019-02-23 | 322045 | Sus | N | EquipmentFailureInvolved¦Overhead¦Transformer¦Deteriorated
19-0028583 | Vegetation | Tree - fell into line | Connector or Splice (OH) | Broken | 2019 | Tier 3 - Extreme | Distribution Circuit | 2 | 26 | 2019-02-26 | 325310 | Sus | N | Vegetation¦Treefellintoline¦ConnectororSplice(OH)¦Broken
19-0028596 | Vegetation | Tree - fell into line | Pole-Wood | Broken | 2019 | Tier 3 - Extreme | Distribution Circuit | 2 | 26 | 2019-02-26 | 325474 | Sus | N | Vegetation¦Treefellintoline¦PoleWood¦Broken
19-0030785 | Unknown Cause | Patrol - found nothing |  |  | 2019 | Tier 2 - Elevated | Transformer only | 3 | 5 | 2019-03-05 | 331397 | Sus | N | UnknownCause¦Patrolfoundnothing¦¦
19-0031065 | Unknown Cause | Patrol - not conducted |  |  | 2019 | Tier 2 - Elevated | Distribution Circuit | 3 | 6 | 2019-03-06 | 332131 | Sus | N | UnknownCause¦Patrolnotconducted¦¦
19-0033730 | Vegetation | Tree - branch fell on line | Conductor, Overhead | Normal | 2019 | Tier 2 - Elevated | Distribution Circuit | 3 | 14 | 2019-03-14 | 339063 | Sus | N | Vegetation¦Treebranchfellonline¦ConductorOverhead¦Normal
19-0033982 | Equipment Failure/Involved | Overhead | Transformer | Failed/Faulted | 2019 | Tier 3 - Extreme | Transformer only | 3 | 14 | 2019-03-14 | 339491 | Sus | N | EquipmentFailureInvolved¦Overhead¦Transformer¦FailedFaulted
19-0034490 | Vegetation | Tree - bark fell into line | Conductor, Overhead | Broken, wire on ground | 2019 | Tier 3 - Extreme | Distribution Circuit | 3 | 17 | 2019-03-17 | 341496 | Sus | N | Vegetation¦Treebarkfellintoline¦ConductorOverhead¦Brokenwireonground
19-0038889 | Equipment Failure/Involved | Overhead | Conductor, Overhead | Broken | 2019 | Tier 2 - Elevated | Distribution Circuit | 4 | 1 | 2019-04-01 | 351864 | Sus | N | EquipmentFailureInvolved¦Overhead¦ConductorOverhead¦Broken
19-0040136 | Equipment Failure/Involved | Overhead | Insulator | Broken | 2019 | Tier 2 - Elevated | Distribution Circuit | 4 | 5 | 2019-04-05 | 354468 | Sus | N | EquipmentFailureInvolved¦Overhead¦Insulator¦Broken
19-0042707 | Equipment Failure/Involved | Overhead | Conductor, Overhead | Broken | 2019 | Tier 3 - Extreme | Distribution Circuit | 4 | 15 | 2019-04-15 | 361390 | Sus | N | EquipmentFailureInvolved¦Overhead¦ConductorOverhead¦Broken
19-0046239 | Equipment Failure/Involved | Overhead | Crossarm, Wood | Broken | 2019 | Tier 2 - Elevated | Distribution Circuit | 4 | 25 | 2019-04-25 | 368308 | Sus | N | EquipmentFailureInvolved¦Overhead¦CrossarmWood¦Broken
19-0046613 | Unknown Cause | Patrol - found nothing |  |  | 2019 | Tier 2 - Elevated | Distribution Circuit | 4 | 26 | 2019-04-26 | 368833 | Sus | N | UnknownCause¦Patrolfoundnothing¦¦
19-0047549 | Company Initiated | Construction Activity/equip, company | Transformer (OH) | Normal | 2019 | Tier 3 - Extreme | Transformer only | 4 | 30 | 2019-04-30 | 371057 | Sus | N | CompanyInitiated¦ConstructionActivityequipcompany¦Transformer(OH)¦Normal
19-0049619 | Unknown Cause | Patrol - found nothing |  |  | 2019 | Tier 2 - Elevated | Distribution Circuit | 5 | 7 | 2019-05-07 | 375326 | Sus | Y | UnknownCause¦Patrolfoundnothing¦¦
19-0050641 | Vegetation | Tree - fell into line | Crossarm, Wood | Broken, wire on ground | 2019 | Tier 2 - Elevated | Distribution Circuit | 5 | 10 | 2019-05-10 | 377602 | Sus | Y | Vegetation¦Treefellintoline¦CrossarmWood¦Brokenwireonground
19-0050926 | Equipment Failure/Involved | Overhead | Bushing | Broken | 2019 | Tier 3 - Extreme | Distribution Circuit | 5 | 10 | 2019-05-10 | 378221 | Sus | Y | EquipmentFailureInvolved¦Overhead¦Bushing¦Broken
19-0053109 | Vegetation | Tree - fell into line | Conductor, Overhead | Normal | 2019 | Tier 3 - Extreme | Distribution Circuit | 5 | 16 | 2019-05-16 | 383172 | Sus | Y | Vegetation¦Treefellintoline¦ConductorOverhead¦Normal
19-0061732 | Environmental/External | Lightning | Transformer (OH) | Failed/Faulted | 2019 | Tier 3 - Extreme | Distribution Circuit | 6 | 3 | 2019-06-03 | 396072 | Sus | Y | EnvironmentalExternal¦Lightning¦Transformer(OH)¦FailedFaulted
19-0063729 | Equipment Failure/Involved | Overhead | Transformer | Failed/Faulted | 2019 | Tier 3 - Extreme | Transformer only | 6 | 6 | 2019-06-06 | 399611 | Sus | Y | EquipmentFailureInvolved¦Overhead¦Transformer¦FailedFaulted
19-0064062 | Vegetation | Tree - fell into line | Conductor, Overhead | Normal | 2019 | Tier 2 - Elevated | Distribution Circuit | 6 | 6 | 2019-06-06 | 400255 | Sus | Y | Vegetation¦Treefellintoline¦ConductorOverhead¦Normal
19-0066108 | Unknown Cause | Patrol - found nothing |  |  | 2019 | Tier 2 - Elevated | Distribution Circuit | 6 | 11 | 2019-06-11 | 405698 | Sus | Y | UnknownCause¦Patrolfoundnothing¦¦
19-0066199 | Equipment Failure/Involved | Overhead | Transformer | Failed/Faulted | 2019 | Tier 2 - Elevated | Transformer only | 6 | 11 | 2019-06-11 | 406533 | Sus | Y | EquipmentFailureInvolved¦Overhead¦Transformer¦FailedFaulted
19-0070603 | Equipment Failure/Involved | Overhead | Crossarm, Wood | Deteriorated | 2019 | Tier 3 - Extreme | Distribution Circuit | 6 | 21 | 2019-06-21 | 425426 | Sus | Y | EquipmentFailureInvolved¦Overhead¦CrossarmWood¦Deteriorated
19-0073218 | Vegetation | Tree - fell into line | Pole-Wood | Broken, wire on ground | 2019 | Tier 2 - Elevated | Distribution Circuit | 6 | 28 | 2019-06-28 | 434493 | Sus | Y | Vegetation¦Treefellintoline¦PoleWood¦Brokenwireonground
19-0075028 | Animal | Bird found | Fuse | Failed/Faulted | 2019 | Tier 3 - Extreme | Distribution Circuit | 7 | 7 | 2019-07-07 | 442136 | Sus | Y | Animal¦Birdfound¦Fuse¦FailedFaulted
19-0079854 | Equipment Failure/Involved | Overhead | Transformer (OH) | Broken | 2019 | Tier 3 - Extreme | Transformer only | 7 | 22 | 2019-07-22 | 466639 | Sus | Y | EquipmentFailureInvolved¦Overhead¦Transformer(OH)¦Broken
19-0081898 | Equipment Failure/Involved | Overhead | Lightning Arrestor | Failed/Faulted | 2019 | Tier 3 - Extreme | Distribution Circuit | 7 | 28 | 2019-07-28 | 473705 | Sus | Y | EquipmentFailureInvolved¦Overhead¦LightningArrestor¦FailedFaulted
19-0084727 | Vegetation | Tree - fell into line | Conductor, Overhead | Broken, wire on ground | 2019 | Tier 2 - Elevated | Distribution Circuit | 8 | 6 | 2019-08-06 | 486513 | Sus | Y | Vegetation¦Treefellintoline¦ConductorOverhead¦Brokenwireonground
19-0085427 | Equipment Failure/Involved | Overhead | Pole - Tower, steel | Bent or Twisted | 2019 | Tier 2 - Elevated | Distribution Circuit | 8 | 7 | 2019-08-07 | 490934 | Sus | Y | EquipmentFailureInvolved¦Overhead¦PoleTowersteel¦BentorTwisted
19-0092590 | Unknown Cause | Patrol - found nothing |  |  | 2019 | Tier 2 - Elevated | Distribution Circuit | 8 | 27 | 2019-08-27 | 541695 | Sus | Y | UnknownCause¦Patrolfoundnothing¦¦
19-0093597 | Equipment Failure/Involved | Overhead | Conductor, Overhead | Deteriorated | 2019 | Tier 3 - Extreme | Distribution Circuit | 8 | 29 | 2019-08-29 | 546828 | Sus | Y | EquipmentFailureInvolved¦Overhead¦ConductorOverhead¦Deteriorated
19-0099772 | Vegetation | Tree - fell into line | Conductor, Overhead | Broken, wire on ground | 2019 | Tier 2 - Elevated | Distribution Circuit | 9 | 16 | 2019-09-16 | 585340 | Sus | Y | Vegetation¦Treefellintoline¦ConductorOverhead¦Brokenwireonground
19-0105103 | Unknown Cause | Patrol - found nothing |  |  | 2019 | Tier 3 - Extreme | Distribution Circuit | 9 | 28 | 2019-09-28 | 628250 | Sus | Y | UnknownCause¦Patrolfoundnothing¦¦
19-0109225 | Wildfire Mitigation | Public Safety Power Shut-off | Conductor, Overhead | Normal | 2019 | Tier 3 - Extreme | Distribution Circuit | 10 | 9 | 2019-10-09 | 648204 | Sus | Y | WildfireMitigation¦PublicSafetyPowerShutoff¦ConductorOverhead¦Normal
19-0109961 | Vegetation | Tree - fell into line | Conductor, Overhead | Normal | 2019 | Tier 2 - Elevated | Distribution Circuit | 10 | 10 | 2019-10-10 |  | Sus | Y | Vegetation¦Treefellintoline¦ConductorOverhead¦Normal
19-0112113 | Animal | Bird found | Conductor, Overhead | Broken, wire on ground | 2019 | Tier 2 - Elevated | Distribution Circuit | 10 | 15 | 2019-10-15 | 659986 | Sus | Y | Animal¦Birdfound¦ConductorOverhead¦Brokenwireonground
19-0115601 | Unknown Cause | Patrol - found nothing |  |  | 2019 | Tier 2 - Elevated | Distribution Circuit | 10 | 24 | 2019-10-24 | 679461 | Sus | Y | UnknownCause¦Patrolfoundnothing¦¦
19-0125973 | Vegetation | Tree - branch fell on line | Conductor, Overhead | Normal | 2019 | Tier 3 - Extreme | Distribution Circuit | 11 | 18 | 2019-11-18 | 709655 | Sus | Y | Vegetation¦Treebranchfellonline¦ConductorOverhead¦Normal
19-0127507 | Unknown Cause | Patrol - found nothing |  |  | 2019 | Tier 2 - Elevated | Distribution Circuit | 11 | 22 | 2019-11-22 | 712698 | Sus | Y | UnknownCause¦Patrolfoundnothing¦¦
19-0130245 | Vegetation | Tree - branch fell on line | Conductor, Overhead | Normal | 2019 | Tier 3 - Extreme | Distribution Circuit | 11 | 26 | 2019-11-26 | 719056 | Sus | Y | Vegetation¦Treebranchfellonline¦ConductorOverhead¦Normal
19-0130261 | Vegetation | Tree - fell into line | Pole-Wood | Broken, wire on ground | 2019 | Tier 2 - Elevated | Distribution Circuit | 11 | 26 | 2019-11-26 | 717470 | Sus | Y | Vegetation¦Treefellintoline¦PoleWood¦Brokenwireonground
19-0130605 | Vegetation | Tree - fell into line | Transformer (OH) | Normal | 2019 | Tier 3 - Extreme | Distribution Circuit | 11 | 27 | 2019-11-27 | 721594 | Sus | Y | Vegetation¦Treefellintoline¦Transformer(OH)¦Normal
19-0134606 | Vegetation | Tree - branch fell on line | Conductor, Overhead | Normal | 2019 | Tier 2 - Elevated | Transmission line | 12 | 6 | 2019-12-06 | 731898 | Sus | N | Vegetation¦Treebranchfellonline¦ConductorOverhead¦Normal
20-0010266 | Vegetation | Tree - branch fell on line | Conductor, Overhead | Normal | 2020 | Tier 3 - Extreme | Distribution Circuit | 1 | 16 | 2020-01-16 | 763390 | Sus | N | Vegetation¦Treebranchfellonline¦ConductorOverhead¦Normal
20-0013787 | Unknown Cause | Patrol - found nothing |  |  | 2020 | Tier 2 - Elevated | Distribution Circuit | 1 | 26 | 2020-01-26 | 770451 | Sus | N | UnknownCause¦Patrolfoundnothing¦¦
20-0020039 | Vegetation | Tree - branch fell on line | Conductor, Overhead | Broken, wire on ground | 2020 | Tier 2 - Elevated | Distribution Circuit | 2 | 10 | 2020-02-10 | 787534 | Sus | N | Vegetation¦Treebranchfellonline¦ConductorOverhead¦Brokenwireonground
20-0027541 | Equipment Failure/Involved | Overhead | Pole-Wood | Deteriorated | 2020 | Tier 2 - Elevated | Distribution Circuit | 3 | 1 | 2020-03-01 | 820915 | Sus | N | EquipmentFailureInvolved¦Overhead¦PoleWood¦Deteriorated
20-0027613 | Vegetation | Tree - fell into line | Conductor, Overhead | Broken, wire on ground | 2020 | Tier 3 - Extreme | Distribution Circuit | 3 | 2 | 2020-03-02 | 821137 | Sus | N | Vegetation¦Treefellintoline¦ConductorOverhead¦Brokenwireonground
20-0032900 | Vegetation | Tree - fell into line | Conductor, Overhead | Normal | 2020 | Tier 3 - Extreme | Distribution Circuit | 3 | 16 | 2020-03-16 | 853726 | Sus | N | Vegetation¦Treefellintoline¦ConductorOverhead¦Normal
20-0033105 | Vegetation | Tree - fell into line | Conductor, Overhead | Broken, wire on ground | 2020 | Tier 3 - Extreme | Distribution Circuit | 3 | 16 | 2020-03-16 | 856066 | Sus | N | Vegetation¦Treefellintoline¦ConductorOverhead¦Brokenwireonground
20-0033225 | Equipment Failure/Involved | Overhead | Pole-Wood | Broken | 2020 | Tier 2 - Elevated | Distribution Circuit | 3 | 16 | 2020-03-16 | 855741 | Sus | N | EquipmentFailureInvolved¦Overhead¦PoleWood¦Broken
20-0033907 | Vegetation | Tree - branch fell on line | Conductor, Overhead | Normal | 2020 | Tier 2 - Elevated | Distribution Circuit | 3 | 16 | 2020-03-16 | 857478 | Sus | N | Vegetation¦Treebranchfellonline¦ConductorOverhead¦Normal
20-0036487 | Unknown Cause | Patrol - found nothing |  |  | 2020 | Tier 2 - Elevated | Distribution Circuit | 3 | 26 | 2020-03-26 | 867766 | Sus | N | UnknownCause¦Patrolfoundnothing¦¦
20-0038651 | Vegetation | Tree - branch fell on line | Conductor, Overhead | Together | 2020 | Tier 3 - Extreme | Distribution Circuit | 4 | 5 | 2020-04-05 | 883353 | Sus | N | Vegetation¦Treebranchfellonline¦ConductorOverhead¦Together
20-0038692 | Vegetation | Tree - fell into line | Crossarm, Wood | Broken, wire on ground | 2020 | Tier 3 - Extreme | Distribution Circuit | 4 | 5 | 2020-04-05 | 883352 | Sus | N | Vegetation¦Treefellintoline¦CrossarmWood¦Brokenwireonground
20-0040811 | Vegetation | Tree - fell into line | Conductor, Overhead | Normal | 2020 | Tier 2 - Elevated | Distribution Circuit | 4 | 13 | 2020-04-13 | 894524 | Sus | N | Vegetation¦Treefellintoline¦ConductorOverhead¦Normal
20-0054863 | Equipment Failure/Involved | Overhead | Transformer | Failed/Faulted | 2020 | Tier 3 - Extreme | Transformer only | 5 | 27 | 2020-05-27 | 923458 | Sus | Y | EquipmentFailureInvolved¦Overhead¦Transformer¦FailedFaulted
20-0058595 | 3rd Party | Tree - cutting, 3rd party | Conductor, Overhead | Broken, wire on ground | 2020 | Tier 3 - Extreme | Distribution Circuit | 6 | 7 | 2020-06-07 | 933447 | Sus | Y | 3rdParty¦Treecutting3rdparty¦ConductorOverhead¦Brokenwireonground
20-0073257 | Unknown Cause | Patrol - found nothing |  |  | 2020 | Tier 3 - Extreme | Distribution Circuit | 7 | 17 | 2020-07-17 | 966984 | Sus | Y | UnknownCause¦Patrolfoundnothing¦¦
20-0073357 | Unknown Cause | Patrol - found nothing |  |  | 2020 | Tier 2 - Elevated | Distribution Circuit | 7 | 18 | 2020-07-18 | 967506 | Sus | Y | UnknownCause¦Patrolfoundnothing¦¦
20-0075684 | Equipment Failure/Involved | Overhead | Transformer | Failed/Faulted | 2020 | Tier 3 - Extreme | Transformer only | 7 | 24 | 2020-07-24 | 971195 | Sus | Y | EquipmentFailureInvolved¦Overhead¦Transformer¦FailedFaulted
20-0078642 | Equipment Failure/Involved | Overhead | Crossarm, Wood | Broken | 2020 | Tier 2 - Elevated | Transformer only | 7 | 31 | 2020-07-31 | 976272 | Sus | Y | EquipmentFailureInvolved¦Overhead¦CrossarmWood¦Broken
20-0087593 | Vegetation | Tree - fell into line | Conductor, Overhead | Broken, wire on ground | 2020 | Tier 3 - Extreme | Distribution Circuit | 8 | 18 | 2020-08-18 | 1020306 | Sus | Y | Vegetation¦Treefellintoline¦ConductorOverhead¦Brokenwireonground
20-0088943 | Unknown Cause | Patrol - found nothing |  |  | 2020 | Tier 2 - Elevated | Distribution Circuit | 8 | 22 | 2020-08-22 | 1027222 | Sus | Y | UnknownCause¦Patrolfoundnothing¦¦
20-0093855 | Environmental/External | Fire, Forest/Grass | Pole-Wood | Burned/flashed | 2020 | Tier 3 - Extreme | Distribution Circuit | 9 | 6 | 2020-09-06 | 1056843 | Sus | Y | EnvironmentalExternal¦FireForestGrass¦PoleWood¦Burnedflashed
20-0098433 | Equipment Failure/Involved | Overhead | Transformer (OH) | Failed/Faulted | 2020 | Tier 2 - Elevated | Transformer only | 9 | 17 | 2020-09-17 | 1076921 | Sus | Y | EquipmentFailureInvolved¦Overhead¦Transformer(OH)¦FailedFaulted
20-0099840 | Vegetation | Tree - fell into line | Service conductor | Broken, wire on ground | 2020 | Tier 2 - Elevated | Transformer only | 9 | 21 | 2020-09-21 | 1086170 | Sus | Y | Vegetation¦Treefellintoline¦Serviceconductor¦Brokenwireonground
20-0101025 | Equipment Failure/Involved | Overhead | Crossarm, Wood | Broken | 2020 | Tier 3 - Extreme | Distribution Circuit | 9 | 24 | 2020-09-24 | 1091185 | Sus | Y | EquipmentFailureInvolved¦Overhead¦CrossarmWood¦Broken
20-0101382 | Equipment Failure/Involved | Overhead | Conductor, Overhead | Bent or Twisted | 2020 | Tier 3 - Extreme | Distribution Circuit | 9 | 25 | 2020-09-25 | 1092423 | Sus | Y | EquipmentFailureInvolved¦Overhead¦ConductorOverhead¦BentorTwisted
20-0105566 | Animal | Squirrel | Fuse | Broken | 2020 | Tier 3 - Extreme | Distribution Circuit | 10 | 6 | 2020-10-06 | 1111828 | Sus | Y | Animal¦Squirrel¦Fuse¦Broken
20-0110950 | Unknown Cause | Patrol - found nothing |  |  | 2020 | Tier 2 - Elevated | Transformer only | 10 | 20 | 2020-10-20 | 1121883 | Sus | Y | UnknownCause¦Patrolfoundnothing¦¦
20-0113280 | Vegetation | Tree - fell into line | Conductor, Overhead | Broken, wire on ground | 2020 | Tier 2 - Elevated | Distribution Circuit | 10 | 26 | 2020-10-26 | 1128407 | Sus | Y | Vegetation¦Treefellintoline¦ConductorOverhead¦Brokenwireonground
20-0113894 | 3rd Party | Tree - cutting, 3rd party | Conductor, Overhead | Normal | 2020 | Tier 2 - Elevated | Distribution Circuit | 10 | 27 | 2020-10-27 | 1129971 | Sus | Y | 3rdParty¦Treecutting3rdparty¦ConductorOverhead¦Normal
20-0122198 | Unknown Cause | Patrol - found nothing |  |  | 2020 | Tier 3 - Extreme | Distribution Circuit | 11 | 17 | 2020-11-17 | 1147981 | Sus | Y | UnknownCause¦Patrolfoundnothing¦¦
20-0125512 | Animal | Squirrel | Transformer (OH) | Failed/Faulted | 2020 | Tier 2 - Elevated | Transformer only | 11 | 27 | 2020-11-27 | 1155206 | Sus | Y | Animal¦Squirrel¦Transformer(OH)¦FailedFaulted
20-0126749 | Animal | Squirrel | Fuse | Failed/Faulted | 2020 | Tier 2 - Elevated | Distribution Circuit | 12 | 2 | 2020-12-02 | 1157825 | Sus | N | Animal¦Squirrel¦Fuse¦FailedFaulted
20-0128990 | 3rd Party | Tree - cutting, 3rd party | Conductor, Overhead | Broken, wire on object | 2020 | Tier 2 - Elevated | Distribution Circuit | 12 | 8 | 2020-12-08 | 1172607 | Sus | N | 3rdParty¦Treecutting3rdparty¦ConductorOverhead¦Brokenwireonobject
20-0129606 | Unknown Cause | Patrol - not conducted |  |  | 2020 | Tier 2 - Elevated | Distribution Circuit | 12 | 11 | 2020-12-11 | 1178043 | Sus | N | UnknownCause¦Patrolnotconducted¦¦
20-0130189 | Equipment Failure/Involved | Overhead | Cutout, fuse holder | Broken | 2020 | Tier 3 - Extreme | Distribution Circuit | 12 | 13 | 2020-12-13 | 1182701 | Sus | N | EquipmentFailureInvolved¦Overhead¦Cutoutfuseholder¦Broken
21-0004719 | Vegetation | Tree - fell into line | Pole-Wood | Broken, wire on ground | 2021 | Tier 3 - Extreme | Distribution Circuit | 1 | 4 | 2021-01-04 | 1203677 | Sus | N | Vegetation¦Treefellintoline¦PoleWood¦Brokenwireonground
21-0006373 | Unknown Cause | Patrol - found nothing |  |  | 2021 | Tier 2 - Elevated | Distribution Circuit | 1 | 7 | 2021-01-07 | 1206523 | Sus | N | UnknownCause¦Patrolfoundnothing¦¦
21-0010093 | Vegetation | Tree - branch fell on line | Pole-Wood | Broken, wire on ground | 2021 | Tier 2 - Elevated | Distribution Circuit | 1 | 19 | 2021-01-19 | 1214306 | Sus | N | Vegetation¦Treebranchfellonline¦PoleWood¦Brokenwireonground
21-0012275 | Vegetation | Tree - fell into line | Service conductor | Broken, wire on ground | 2021 | Tier 3 - Extreme | Transformer only | 1 | 21 | 2021-01-21 | 1219843 | Sus | N | Vegetation¦Treefellintoline¦Serviceconductor¦Brokenwireonground
21-0013591 | Unknown Cause | Patrol - found nothing |  |  | 2021 | Tier 2 - Elevated | Distribution Circuit | 1 | 25 | 2021-01-25 | 1223361 | Sus | N | UnknownCause¦Patrolfoundnothing¦¦
21-0013643 | Equipment Failure/Involved | Overhead | Conductor, Overhead | Broken | 2021 | Tier 3 - Extreme | Distribution Circuit | 1 | 25 | 2021-01-25 | 1223610 | Sus | N | EquipmentFailureInvolved¦Overhead¦ConductorOverhead¦Broken
21-0013888 | Unknown Cause | Patrol - found nothing |  |  | 2021 | Tier 3 - Extreme | Distribution Circuit | 1 | 25 | 2021-01-25 | 1224290 | Sus | N | UnknownCause¦Patrolfoundnothing¦¦
21-0016665 | Vegetation | Tree - fell into line | Crossarm, Wood | Broken, wire on ground | 2021 | Tier 3 - Extreme | Distribution Circuit | 1 | 27 | 2021-01-27 | 1236578 | Sus | N | Vegetation¦Treefellintoline¦CrossarmWood¦Brokenwireonground
21-0027710 | Animal | Squirrel | Secondary | Normal | 2021 | Tier 3 - Extreme | Transformer only | 2 | 20 | 2021-02-20 | 1258525 | Sus | N | Animal¦Squirrel¦Secondary¦Normal
21-0032633 | Equipment Failure/Involved | Overhead | Transformer (OH) | Failed/Faulted | 2021 | Tier 2 - Elevated | Distribution Circuit | 3 | 5 | 2021-03-05 | 1268689 | Sus | N | EquipmentFailureInvolved¦Overhead¦Transformer(OH)¦FailedFaulted
21-0036554 | Vegetation | Tree - fell into line | Conductor, Overhead | Normal | 2021 | Tier 3 - Extreme | Distribution Circuit | 3 | 15 | 2021-03-15 | 1283054 | Sus | N | Vegetation¦Treefellintoline¦ConductorOverhead¦Normal
21-0055713 | Unknown Cause | Patrol - found nothing |  |  | 2021 | Tier 3 - Extreme | Transformer only | 5 | 1 | 2021-05-01 | 1338409 | Sus | Y | UnknownCause¦Patrolfoundnothing¦¦
21-0056974 | Unknown Cause | Patrol - found nothing |  |  | 2021 | Tier 2 - Elevated | Distribution Circuit | 5 | 4 | 2021-05-04 | 1341040 | Sus | Y | UnknownCause¦Patrolfoundnothing¦¦
21-0058722 | Vegetation | Tree - branch fell on line | Conductor, Overhead | Normal | 2021 | Tier 2 - Elevated | Distribution Circuit | 5 | 7 | 2021-05-07 | 1343550 | Sus | Y | Vegetation¦Treebranchfellonline¦ConductorOverhead¦Normal
21-0059902 | Vegetation | Tree - branch fell on line | Conductor, Overhead | Normal | 2021 | Tier 3 - Extreme | Distribution Circuit | 5 | 11 | 2021-05-11 | 1346220 | Sus | Y | Vegetation¦Treebranchfellonline¦ConductorOverhead¦Normal
21-0061987 | Environmental/External | Lightning | Transformer (OH) | Failed/Faulted | 2021 | Tier 2 - Elevated | Transformer only | 5 | 16 | 2021-05-16 | 1350809 | Sus | Y | EnvironmentalExternal¦Lightning¦Transformer(OH)¦FailedFaulted
21-0064594 | Equipment Failure/Involved | Overhead | Crossarm, Wood | Deteriorated | 2021 | Tier 2 - Elevated | Distribution Circuit | 5 | 21 | 2021-05-21 | 1355841 | Sus | Y | EquipmentFailureInvolved¦Overhead¦CrossarmWood¦Deteriorated
21-0070604 | Vegetation | Tree - branch fell on line | Conductor, Overhead | Normal | 2021 | Tier 2 - Elevated | Distribution Circuit | 6 | 6 | 2021-06-06 | 1366975 | Sus | Y | Vegetation¦Treebranchfellonline¦ConductorOverhead¦Normal
21-0071742 | Equipment Failure/Involved | Overhead | Transformer | Failed/Faulted | 2021 | Tier 2 - Elevated | Transformer only | 6 | 8 | 2021-06-08 | 1368783 | Sus | Y | EquipmentFailureInvolved¦Overhead¦Transformer¦FailedFaulted
21-0073596 | Animal | Bird found | Conductor, Overhead | Normal | 2021 | Tier 2 - Elevated | Distribution Circuit | 6 | 13 | 2021-06-13 | 1371975 | Sus | Y | Animal¦Birdfound¦ConductorOverhead¦Normal
21-0075978 | Animal | Squirrel | Transformer (OH) | Normal | 2021 | Tier 2 - Elevated | Transformer only | 6 | 18 | 2021-06-18 | 1377151 | Sus | Y | Animal¦Squirrel¦Transformer(OH)¦Normal
21-0087254 | Unknown Cause | Patrol - found nothing |  |  | 2021 | Tier 2 - Elevated | Distribution Circuit | 7 | 9 | 2021-07-09 | 1396451 | Sus | Y | UnknownCause¦Patrolfoundnothing¦¦
21-0092652 | Equipment Failure/Involved | Overhead | Cutout, fuse holder | Broken | 2021 | Tier 2 - Elevated | Transformer only | 7 | 21 | 2021-07-21 | 1409480 | Sus | Y | EquipmentFailureInvolved¦Overhead¦Cutoutfuseholder¦Broken
21-0095254 | Equipment Failure/Involved | Overhead | Transformer | Failed/Faulted | 2021 | Tier 2 - Elevated | Transformer only | 7 | 26 | 2021-07-26 | 1415199 | Sus | Y | EquipmentFailureInvolved¦Overhead¦Transformer¦FailedFaulted
21-0095490 | Equipment Failure/Involved | Overhead | Other | Broken | 2021 | Tier 2 - Elevated | Distribution Circuit | 7 | 27 | 2021-07-27 | 1416421 | Sus | Y | EquipmentFailureInvolved¦Overhead¦Other¦Broken
21-0102548 | Unknown Cause | Patrol - found nothing |  |  | 2021 | Tier 2 - Elevated | Transformer only | 8 | 10 | 2021-08-10 | 1439129 | Sus | Y | UnknownCause¦Patrolfoundnothing¦¦
21-0104409 | Equipment Failure/Involved | Overhead | Service conductor | Broken | 2021 | Tier 3 - Extreme | Transformer only | 8 | 13 | 2021-08-13 | 1442269 | Sus | Y | EquipmentFailureInvolved¦Overhead¦Serviceconductor¦Broken
21-0109689 | Equipment Failure/Involved | Overhead | Cutout, fuse holder | Broken | 2021 | Tier 2 - Elevated | Transformer only | 8 | 26 | 2021-08-26 | 1454024 | Sus | Y | EquipmentFailureInvolved¦Overhead¦Cutoutfuseholder¦Broken
21-0114446 | Vegetation | Tree - branch fell on line | Conductor, Overhead | Normal | 2021 | Tier 2 - Elevated | Distribution Circuit | 9 | 7 | 2021-09-07 | 1464099 | Sus | Y | Vegetation¦Treebranchfellonline¦ConductorOverhead¦Normal
21-0119190 | Animal | Squirrel | Transformer (OH) | Normal | 2021 | Tier 2 - Elevated | Transformer only | 9 | 17 | 2021-09-17 | 1474142 | Sus | Y | Animal¦Squirrel¦Transformer(OH)¦Normal
21-0121856 | Unknown Cause | Patrol - found nothing |  |  | 2021 | Tier 2 - Elevated | Distribution Circuit | 9 | 24 | 2021-09-24 | 1479336 | Sus | Y | UnknownCause¦Patrolfoundnothing¦¦
21-0121891 | Unknown Cause | Patrol - found nothing |  |  | 2021 | Tier 3 - Extreme | Distribution Circuit | 9 | 24 | 2021-09-24 | 1479432 | Sus | Y | UnknownCause¦Patrolfoundnothing¦¦
21-0125075 | Equipment Failure/Involved | Overhead | Pole-Wood | Broken | 2021 | Tier 3 - Extreme | Transformer only | 10 | 1 | 2021-10-01 | 1485086 | Sus | Y | EquipmentFailureInvolved¦Overhead¦PoleWood¦Broken
21-0128061 | Equipment Failure/Involved | Overhead | Conductor, Overhead | Bent or Twisted | 2021 | Tier 2 - Elevated | Distribution Circuit | 10 | 8 | 2021-10-08 | 1490845 | Sus | Y | EquipmentFailureInvolved¦Overhead¦ConductorOverhead¦BentorTwisted
21-0128522 | Unknown Cause | Patrol - found nothing |  |  | 2021 | Tier 2 - Elevated | Distribution Circuit | 10 | 11 | 2021-10-11 | 1491887 | Sus | Y | UnknownCause¦Patrolfoundnothing¦¦
21-0129412 | Vegetation | Tree - branch fell on line | Conductor, Overhead | Normal | 2021 | Tier 2 - Elevated | Distribution Circuit | 10 | 11 | 2021-10-11 | 1494369 | Sus | Y | Vegetation¦Treebranchfellonline¦ConductorOverhead¦Normal
21-0136036 | Vegetation | Tree - bark fell into line | Conductor, Overhead | Normal | 2021 | Tier 3 - Extreme | Distribution Circuit | 10 | 24 | 2021-10-24 | 1510739 | Sus | Y | Vegetation¦Treebarkfellintoline¦ConductorOverhead¦Normal
21-0136696 | Unknown Cause | Patrol - not conducted |  |  | 2021 | Tier 2 - Elevated | Distribution Circuit | 10 | 24 | 2021-10-24 | 1514188 | Sus | Y | UnknownCause¦Patrolnotconducted¦¦
21-0137046 | Vegetation | Tree - fell into line | Transformer | Broken | 2021 | Tier 3 - Extreme | Transformer only | 10 | 24 | 2021-10-24 | 1507459 | Sus | Y | Vegetation¦Treefellintoline¦Transformer¦Broken
21-0145180 | Unknown Cause | Patrol - found nothing |  |  | 2021 | Tier 3 - Extreme | Distribution Circuit | 11 | 12 | 2021-11-12 | 1542040 | Sus | Y | UnknownCause¦Patrolfoundnothing¦¦
21-0152858 | Company Initiated | Coordination failure | Recloser | Normal | 2021 | Tier 3 - Extreme | Distribution Circuit | 11 | 30 | 2021-11-30 | 1556071 | Sus | Y | CompanyInitiated¦Coordinationfailure¦Recloser¦Normal
21-0158235 | Vegetation | Tree - fell into line | Transformer (OH) | Normal | 2021 | Tier 3 - Extreme | Transformer only | 12 | 14 | 2021-12-14 | 1571839 | Sus | N | Vegetation¦Treefellintoline¦Transformer(OH)¦Normal
21-0159983 | Unknown Cause | Patrol - found nothing |  |  | 2021 | Tier 3 - Extreme | Distribution Circuit | 12 | 21 | 2021-12-21 | 1578683 | Sus | N | UnknownCause¦Patrolfoundnothing¦¦
21-0160985 | Unknown Cause | Patrol - not conducted |  |  | 2021 | Tier 2 - Elevated | Transmission line | 12 | 27 | 2021-12-27 | 1584677 | Sus | N | UnknownCause¦Patrolnotconducted¦¦
21-0161886 | Vegetation | Tree - fell into line | Conductor, Overhead | Broken, wire on ground | 2021 | Tier 2 - Elevated | Distribution Circuit | 12 | 27 | 2021-12-27 | 1590098 | Sus | N | Vegetation¦Treefellintoline¦ConductorOverhead¦Brokenwireonground
22-0005079 | Equipment Failure/Involved | Overhead | Transformer | Broken | 2021 | Tier 3 - Extreme | Transformer only | 12 | 31 | 2021-12-31 | 1590446 | Sus | N | EquipmentFailureInvolved¦Overhead¦Transformer¦Broken
22-0005448 | Vegetation | Tree - fell into line | Pole-Wood | Broken, wire on ground | 2021 | Tier 2 - Elevated | Distribution Circuit | 12 | 27 | 2021-12-27 | 1593517 | Sus | N | Vegetation¦Treefellintoline¦PoleWood¦Brokenwireonground
22-0005755 | Vegetation | Tree - branch fell on line | Conductor, Overhead | Broken, wire on ground | 2022 | Tier 3 - Extreme | Distribution Circuit | 1 | 3 | 2022-01-03 | 1594297 | Sus | N | Vegetation¦Treebranchfellonline¦ConductorOverhead¦Brokenwireonground
22-0009506 | Vegetation | Tree - fell into line | Conductor, Overhead | Normal | 2022 | Tier 3 - Extreme | Distribution Circuit | 1 | 13 | 2022-01-13 | 1601646 | Sus | N | Vegetation¦Treefellintoline¦ConductorOverhead¦Normal
22-0013083 | Vegetation | Tree - branch fell on line | Conductor, Overhead | Normal | 2022 | Tier 3 - Extreme | Distribution Circuit | 1 | 22 | 2022-01-22 | 1609311 | Sus | N | Vegetation¦Treebranchfellonline¦ConductorOverhead¦Normal
22-0017899 | Equipment Failure/Involved | Overhead | Jumper | Burned Open | 2022 | Tier 3 - Extreme | Distribution Circuit | 2 | 2 | 2022-02-02 | 1619257 | Sus | N | EquipmentFailureInvolved¦Overhead¦Jumper¦BurnedOpen
22-0019328 | Equipment Failure/Involved | Overhead | Secondary | Broken | 2022 | Tier 2 - Elevated | Distribution Circuit | 2 | 7 | 2022-02-07 | 1622763 | Sus | N | EquipmentFailureInvolved¦Overhead¦Secondary¦Broken
22-0026001 | Equipment Failure/Involved | Overhead | Transformer | Failed/Faulted | 2022 | Tier 3 - Extreme | Transformer only | 2 | 23 | 2022-02-23 | 1635029 | Sus | N | EquipmentFailureInvolved¦Overhead¦Transformer¦FailedFaulted
22-0035812 | Equipment Failure/Involved | Overhead | Jumper | Broken | 2022 | Tier 2 - Elevated | Distribution Circuit | 3 | 18 | 2022-03-18 | 1651284 | Sus | N | EquipmentFailureInvolved¦Overhead¦Jumper¦Broken
22-0036058 | Unknown Cause | Patrol - found nothing |  |  | 2022 | Tier 2 - Elevated | Distribution Circuit | 3 | 19 | 2022-03-19 | 1651843 | Sus | N | UnknownCause¦Patrolfoundnothing¦¦
22-0038972 | Equipment Failure/Involved | Overhead | Bushing | Burned/flashed | 2022 | Tier 3 - Extreme | Transformer only | 3 | 27 | 2022-03-27 | 1656627 | Sus | N | EquipmentFailureInvolved¦Overhead¦Bushing¦Burnedflashed
22-0045078 | Unknown Cause | Patrol - found nothing |  |  | 2022 | Tier 3 - Extreme | Distribution Circuit | 4 | 10 | 2022-04-10 | 1667264 | Sus | N | UnknownCause¦Patrolfoundnothing¦¦
22-0055755 | Vegetation | Tree - grew into line | Conductor, Overhead | Normal | 2022 | Tier 3 - Extreme | Distribution Circuit | 4 | 28 | 2022-04-28 | 1684162 | Sus | N | Vegetation¦Treegrewintoline¦ConductorOverhead¦Normal
22-0065369 | 3rd Party | Vehicle | Conductor, Overhead | Normal | 2022 | Tier 3 - Extreme | Distribution Circuit | 5 | 23 | 2022-05-23 | 1708215 | Sus | Y | 3rdParty¦Vehicle¦ConductorOverhead¦Normal
22-0076821 | Unknown Cause | Patrol - found nothing |  |  | 2022 | Tier 2 - Elevated | Distribution Circuit | 6 | 22 | 2022-06-22 | 1737768 | Sus | Y | UnknownCause¦Patrolfoundnothing¦¦
22-0081293 | Vegetation | Tree - fell into line | Conductor, Overhead | Broken, wire on ground | 2022 | Tier 3 - Extreme | Distribution Circuit | 7 | 1 | 2022-07-01 | 1747585 | Sus | Y | Vegetation¦Treefellintoline¦ConductorOverhead¦Brokenwireonground
22-0082037 | Animal | Bird found | Cutout, fuse holder | Normal | 2022 | Tier 2 - Elevated | Distribution Circuit | 7 | 5 | 2022-07-05 | 1749486 | Sus | Y | Animal¦Birdfound¦Cutoutfuseholder¦Normal
22-0084514 | Equipment Failure/Involved | Electrical Overload | Transformer | Deteriorated | 2022 | Tier 2 - Elevated | Transformer only | 7 | 12 | 2022-07-12 | 1754671 | Sus | Y | EquipmentFailureInvolved¦ElectricalOverload¦Transformer¦Deteriorated
22-0086043 | Equipment Failure/Involved | Overhead | Transformer (OH) | Failed/Faulted | 2022 | Tier 2 - Elevated | Transformer only | 7 | 15 | 2022-07-15 | 1757479 | Sus | Y | EquipmentFailureInvolved¦Overhead¦Transformer(OH)¦FailedFaulted
22-0087562 | Vegetation | Tree - branch fell on line | Secondary | Broken | 2022 | Tier 3 - Extreme | Transformer only | 7 | 20 | 2022-07-20 | 1760903 | Sus | Y | Vegetation¦Treebranchfellonline¦Secondary¦Broken
22-0088837 | Equipment Failure/Involved | Overhead | Transformer (OH) | Broken | 2022 | Tier 2 - Elevated | Transformer only | 7 | 22 | 2022-07-22 | 1763328 | Sus | Y | EquipmentFailureInvolved¦Overhead¦Transformer(OH)¦Broken
22-0098128 | Equipment Failure/Involved | Overhead | Transformer (OH) | Leaking | 2022 | Tier 2 - Elevated | Transformer only | 8 | 16 | 2022-08-16 | 1782327 | Sus | Y | EquipmentFailureInvolved¦Overhead¦Transformer(OH)¦Leaking
22-0098319 | Unknown Cause | Patrol - found nothing |  |  | 2022 | Tier 2 - Elevated | Distribution Circuit | 8 | 16 | 2022-08-16 | 1782587 | Sus | Y | UnknownCause¦Patrolfoundnothing¦¦
22-0105732 | Unknown Cause | Patrol - found nothing |  |  | 2022 | Tier 3 - Extreme | Distribution Circuit | 9 | 4 | 2022-09-04 | 1798975 | Sus | Y | UnknownCause¦Patrolfoundnothing¦¦
22-0106222 | Equipment Failure/Involved | Overhead | Transformer (OH) | Burned/flashed | 2022 | Tier 3 - Extreme | Transformer only | 9 | 6 | 2022-09-06 | 1801130 | Sus | Y | EquipmentFailureInvolved¦Overhead¦Transformer(OH)¦Burnedflashed
22-0106393 | Unknown Cause | Patrol - found nothing |  |  | 2022 | Tier 3 - Extreme | Transformer only | 9 | 6 | 2022-09-06 | 1801351 | Sus | Y | UnknownCause¦Patrolfoundnothing¦¦
22-0106798 | Environmental/External | Fire, Forest/Grass | Conductor, Overhead | Normal | 2022 | Tier 3 - Extreme | Distribution Circuit | 9 | 6 | 2022-09-06 | 1802704 | Sus | Y | EnvironmentalExternal¦FireForestGrass¦ConductorOverhead¦Normal
22-0108305 | Equipment Failure/Involved | Electrical Overload | Transformer (OH) | Normal | 2022 | Tier 2 - Elevated | Transformer only | 9 | 9 | 2022-09-09 | 1806862 | Sus | Y | EquipmentFailureInvolved¦ElectricalOverload¦Transformer(OH)¦Normal
22-0117279 | 3rd Party | Gun Shot | Conductor, Overhead | Broken | 2022 | Tier 2 - Elevated | Distribution Circuit | 10 | 3 | 2022-10-03 | 1826855 | Sus | Y | 3rdParty¦GunShot¦ConductorOverhead¦Broken
22-0120849 | Equipment Failure/Involved | Overhead | Cutout, fuse holder | Broken | 2022 | Tier 2 - Elevated | Transformer only | 10 | 12 | 2022-10-12 | 1836017 | Sus | Y | EquipmentFailureInvolved¦Overhead¦Cutoutfuseholder¦Broken
22-0121834 | Equipment Failure/Involved | Overhead | Transformer (OH) | Normal | 2022 | Tier 2 - Elevated | Transformer only | 10 | 15 | 2022-10-15 | 1838148 | Sus | Y | EquipmentFailureInvolved¦Overhead¦Transformer(OH)¦Normal
22-0124775 | Unknown Cause | Patrol - found nothing |  |  | 2022 | Tier 3 - Extreme | Distribution Circuit | 10 | 25 | 2022-10-25 | 1845408 | Sus | Y | UnknownCause¦Patrolfoundnothing¦¦
22-0137797 | Vegetation | Tree - branch fell on line | Pole-Wood | Broken, wire on ground | 2022 | Tier 3 - Extreme | Distribution Circuit | 12 | 9 | 2022-12-09 | 1879370 | Sus | N | Vegetation¦Treebranchfellonline¦PoleWood¦Brokenwireonground
22-0139325 | Vegetation | Tree - fell into line | Transformer (OH) | Failed/Faulted | 2022 | Tier 3 - Extreme | Transformer only | 12 | 10 | 2022-12-10 | 1887514 | Sus | N | Vegetation¦Treefellintoline¦Transformer(OH)¦FailedFaulted
22-0142033 | Vegetation | Tree - fell into line | Conductor, Overhead | Broken, wire on ground | 2022 | Tier 2 - Elevated | Distribution Circuit | 12 | 28 | 2022-12-28 | 1900419 | Sus | N | Vegetation¦Treefellintoline¦ConductorOverhead¦Brokenwireonground
22-0142606 | Vegetation | Tree - branch fell on line | Conductor, Overhead | Normal | 2022 | Tier 2 - Elevated | Distribution Circuit | 12 | 31 | 2022-12-31 | 1904333 | Sus | N | Vegetation¦Treebranchfellonline¦ConductorOverhead¦Normal
22-0142909 | Vegetation | Tree - fell into line | Pole-Wood | Broken | 2022 | Tier 2 - Elevated | Distribution Circuit | 12 | 31 | 2022-12-31 | 1905069 | Sus | N | Vegetation¦Treefellintoline¦PoleWood¦Broken
15-0011274 | Vegetation | Tree - fell into line | Conductor, Overhead | Broken, wire on ground | 2015 | Tier 2 - Elevated | Distribution Circuit | 2 | 7 | 2015-02-07 | 1181338 | Sus | N | Vegetation¦Treefellintoline¦ConductorOverhead¦Brokenwireonground
15-0011538 | Equipment Failure/Involved | Other | Pole-Wood | Broken, wire on ground | 2015 | Tier 2 - Elevated | Distribution Circuit | 2 | 8 | 2015-02-08 | 1182637 | Sus | N | EquipmentFailureInvolved¦Other¦PoleWood¦Brokenwireonground
15-0012115 | Vegetation | Tree - fell into line | Transformer | On Ground | 2015 | Tier 3 - Extreme | Transformer only | 2 | 8 | 2015-02-08 | 1183029 | Sus | N | Vegetation¦Treefellintoline¦Transformer¦OnGround
15-0032706 | Environmental/External | Lightning | Transformer | Failed/Faulted | 2015 | Tier 2 - Elevated | Transformer only | 5 | 7 | 2015-05-07 | 1230696 | Sus | Y | EnvironmentalExternal¦Lightning¦Transformer¦FailedFaulted
15-0044589 | Equipment Failure/Involved | Overhead | Transformer | Failed/Faulted | 2015 | Tier 2 - Elevated | Transformer only | 7 | 1 | 2015-07-01 | 1260286 | Sus | Y | EquipmentFailureInvolved¦Overhead¦Transformer¦FailedFaulted
15-0044986 | Vegetation | Tree - branch fell on line | Conductor, Overhead | Normal | 2015 | Tier 3 - Extreme | Distribution Circuit | 7 | 2 | 2015-07-02 | 1261801 | Sus | Y | Vegetation¦Treebranchfellonline¦ConductorOverhead¦Normal
15-0046838 | Unknown Cause | Patrol - found nothing |  |  | 2015 | Tier 2 - Elevated | Distribution Circuit | 7 | 10 | 2015-07-10 | 1266145 | Sus | Y | UnknownCause¦Patrolfoundnothing¦¦
15-0048920 | Environmental/External | Lightning | Fuse | Failed/Faulted | 2015 | Tier 2 - Elevated | Distribution Circuit | 7 | 19 | 2015-07-19 | 1271684 | Sus | Y | EnvironmentalExternal¦Lightning¦Fuse¦FailedFaulted
15-0050291 | Equipment Failure/Involved | Electrical Overload | Transformer | Failed/Faulted | 2015 | Tier 2 - Elevated | Transformer only | 7 | 24 | 2015-07-24 | 1276593 | Sus | Y | EquipmentFailureInvolved¦ElectricalOverload¦Transformer¦FailedFaulted
15-0050504 | Equipment Failure/Involved | Overhead | Secondary | Burned Open | 2015 | Tier 2 - Elevated | Transformer only | 7 | 25 | 2015-07-25 | 1277264 | Sus | Y | EquipmentFailureInvolved¦Overhead¦Secondary¦BurnedOpen
15-0052743 | Equipment Failure/Involved | Overhead | Secondary | Burned/flashed | 2015 | Tier 2 - Elevated | Distribution Circuit | 8 | 4 | 2015-08-04 | 1282805 | Sus | Y | EquipmentFailureInvolved¦Overhead¦Secondary¦Burnedflashed
15-0055467 | Unknown Cause | Patrol - found nothing |  |  | 2015 | Tier 2 - Elevated | Distribution Circuit | 8 | 17 | 2015-08-17 | 1289976 | Sus | Y | UnknownCause¦Patrolfoundnothing¦¦
15-0057613 | Equipment Failure/Involved | Overhead | Conductor, Overhead | Broken, wire on ground | 2015 | Tier 2 - Elevated | Distribution Circuit | 8 | 26 | 2015-08-26 | 1295224 | Sus | Y | EquipmentFailureInvolved¦Overhead¦ConductorOverhead¦Brokenwireonground
15-0062435 | Environmental/External | Fire, Forest/Grass | Customer Equipment | Burned/flashed | 2015 | Tier 3 - Extreme | Distribution Circuit | 9 | 10 | 2015-09-10 | 1309155 | Sus | Y | EnvironmentalExternal¦FireForestGrass¦CustomerEquipment¦Burnedflashed
15-0071004 | Equipment Failure/Involved | Overhead | Pole-Wood | Broken | 2015 | Tier 2 - Elevated | Distribution Circuit | 10 | 16 | 2015-10-16 | 1323361 | Sus | Y | EquipmentFailureInvolved¦Overhead¦PoleWood¦Broken
15-0073810 | Equipment Failure/Involved | Overhead | Transformer (OH) | Leaking | 2015 | Tier 2 - Elevated | Distribution Circuit | 10 | 28 | 2015-10-28 | 1330357 | Sus | Y | EquipmentFailureInvolved¦Overhead¦Transformer(OH)¦Leaking
15-0075094 | Equipment Failure/Involved | Overhead | Transformer | Failed/Faulted | 2015 | Tier 2 - Elevated | Transformer only | 11 | 2 | 2015-11-02 | 1333779 | Sus | Y | EquipmentFailureInvolved¦Overhead¦Transformer¦FailedFaulted
15-0076266 | Unknown Cause | Patrol - found nothing |  |  | 2015 | Tier 3 - Extreme | Distribution Circuit | 11 | 6 | 2015-11-06 | 1336811 | Sus | Y | UnknownCause¦Patrolfoundnothing¦¦
15-0076292 | Unknown Cause | Patrol - found nothing |  |  | 2015 | Tier 2 - Elevated | Transformer only | 11 | 6 | 2015-11-06 | 1336854 | Sus | Y | UnknownCause¦Patrolfoundnothing¦¦
15-0078657 | Environmental/External | Lightning | Other | Broken | 2015 | Tier 2 - Elevated | Transformer only | 11 | 17 | 2015-11-17 | 1344167 | Sus | Y | EnvironmentalExternal¦Lightning¦Other¦Broken
15-0079179 | Unknown Cause | Patrol - found nothing |  |  | 2015 | Tier 2 - Elevated | Distribution Circuit | 11 | 19 | 2015-11-19 | 1345139 | Sus | Y | UnknownCause¦Patrolfoundnothing¦¦
15-0084457 | Unknown Cause | Patrol - found nothing |  |  | 2015 | Tier 2 - Elevated | Distribution Circuit | 12 | 13 | 2015-12-13 | 1359652 | Sus | N | UnknownCause¦Patrolfoundnothing¦¦
15-0086605 | Vegetation | Tree - fell into line | Anchor or Guy | Normal | 2015 | Tier 2 - Elevated | Distribution Circuit | 12 | 22 | 2015-12-22 | 1368483 | Sus | N | Vegetation¦Treefellintoline¦AnchororGuy¦Normal
16-0006688 | Unknown Cause | Patrol - found nothing |  |  | 2016 | Tier 2 - Elevated | Distribution Circuit | 1 | 19 | 2016-01-19 | 1388189 | Sus | N | UnknownCause¦Patrolfoundnothing¦¦
16-0007240 | Vegetation | Tree - branch fell on line | Conductor, Overhead | Normal | 2016 | Tier 2 - Elevated | Distribution Circuit | 1 | 21 | 2016-01-21 | 1389571 | Sus | N | Vegetation¦Treebranchfellonline¦ConductorOverhead¦Normal
16-0013625 | Vegetation | Tree - fell into line | Conductor, Overhead | Broken, wire on ground | 2016 | Tier 2 - Elevated | Distribution Circuit | 2 | 18 | 2016-02-18 | 1407795 | Sus | N | Vegetation¦Treefellintoline¦ConductorOverhead¦Brokenwireonground
16-0014007 | Equipment Failure/Involved | Overhead | Transformer (OH) | Failed/Faulted | 2016 | Tier 2 - Elevated | Distribution Circuit | 2 | 18 | 2016-02-18 | 1408602 | Sus | N | EquipmentFailureInvolved¦Overhead¦Transformer(OH)¦FailedFaulted
16-0017426 | Vegetation | Tree - fell into line | Conductor, Overhead | Broken, wire on ground | 2016 | Tier 2 - Elevated | Distribution Circuit | 3 | 5 | 2016-03-05 | 1416467 | Sus | N | Vegetation¦Treefellintoline¦ConductorOverhead¦Brokenwireonground
16-0019824 | Equipment Failure/Involved | Overhead | Insulator | Broken | 2016 | Tier 2 - Elevated | Distribution Circuit | 3 | 10 | 2016-03-10 | 1426189 | Sus | N | EquipmentFailureInvolved¦Overhead¦Insulator¦Broken
16-0020588 | Vegetation | Tree - fell into line | Secondary | Broken | 2016 | Tier 2 - Elevated | Transformer only | 3 | 11 | 2016-03-11 | 1428354 | Sus | N | Vegetation¦Treefellintoline¦Secondary¦Broken
16-0023418 | Unknown Cause | Patrol - not conducted |  |  | 2016 | Tier 2 - Elevated | Distribution Circuit | 3 | 23 | 2016-03-23 | 1436640 | Sus | N | UnknownCause¦Patrolnotconducted¦¦
16-0029826 | Vegetation | Tree - branch fell on line | Pole-Wood | Broken | 2016 | Tier 2 - Elevated | Distribution Circuit | 4 | 19 | 2016-04-19 | 1454026 | Sus | N | Vegetation¦Treebranchfellonline¦PoleWood¦Broken
16-0030998 | Unknown Cause | Patrol - not conducted |  |  | 2016 | Tier 3 - Extreme | Distribution Circuit | 4 | 24 | 2016-04-24 | 1456941 | Sus | N | UnknownCause¦Patrolnotconducted¦¦
16-0036770 | 3rd Party | Tree - cutting, 3rd party | Conductor, Overhead | Normal | 2016 | Tier 2 - Elevated | Distribution Circuit | 5 | 18 | 2016-05-18 | 1471937 | Sus | Y | 3rdParty¦Treecutting3rdparty¦ConductorOverhead¦Normal
16-0041505 | 3rd Party | Vehicle | Pole-Wood | Broken | 2016 | Tier 2 - Elevated | Distribution Circuit | 6 | 6 | 2016-06-06 | 1484321 | Sus | Y | 3rdParty¦Vehicle¦PoleWood¦Broken
16-0043216 | Animal | Squirrel | Fuse | Normal | 2016 | Tier 2 - Elevated | Distribution Circuit | 6 | 14 | 2016-06-14 | 1488754 | Sus | Y | Animal¦Squirrel¦Fuse¦Normal
16-0044995 | Equipment Failure/Involved | Overhead |  | Failed/Faulted | 2016 | Tier 3 - Extreme | Transformer only | 6 | 22 | 2016-06-22 | 1493858 | Sus | Y | EquipmentFailureInvolved¦Overhead¦¦FailedFaulted
16-0046084 | Environmental/External | Fire, Forest/Grass | Conductor, Overhead | Normal | 2016 | Tier 2 - Elevated | Distribution Circuit | 6 | 27 | 2016-06-27 | 1496858 | Sus | Y | EnvironmentalExternal¦FireForestGrass¦ConductorOverhead¦Normal
16-0046752 | Vegetation | Tree - fell into line | Conductor, Overhead | Broken, wire on ground | 2016 | Tier 3 - Extreme | Distribution Circuit | 6 | 29 | 2016-06-29 | 1498452 | Sus | Y | Vegetation¦Treefellintoline¦ConductorOverhead¦Brokenwireonground
16-0049161 | Equipment Failure/Involved | Overhead | Transformer (OH) | Failed/Faulted | 2016 | Tier 3 - Extreme | Distribution Circuit | 7 | 11 | 2016-07-11 | 1508462 | Sus | Y | EquipmentFailureInvolved¦Overhead¦Transformer(OH)¦FailedFaulted
16-0050424 | Animal | Bird found | Conductor, Overhead | Normal | 2016 | Tier 2 - Elevated | Distribution Circuit | 7 | 16 | 2016-07-16 | 1511340 | Sus | Y | Animal¦Birdfound¦ConductorOverhead¦Normal
16-0051968 | Vegetation | Tree - branch fell on line | Fuse | Failed/Faulted | 2016 | Tier 2 - Elevated | Distribution Circuit | 7 | 23 | 2016-07-23 | 1514571 | Sus | Y | Vegetation¦Treebranchfellonline¦Fuse¦FailedFaulted
16-0055140 | Environmental/External | Fire, Forest/Grass | Pole-Wood | Burned/flashed | 2016 | Tier 2 - Elevated | Distribution Circuit | 8 | 4 | 2016-08-04 | 1521595 | Sus | Y | EnvironmentalExternal¦FireForestGrass¦PoleWood¦Burnedflashed
16-0058602 | Environmental/External | Fire, Forest/Grass | Transformer (OH) | Burned/flashed | 2016 | Tier 2 - Elevated | Transformer only | 8 | 18 | 2016-08-18 | 1529082 | Sus | Y | EnvironmentalExternal¦FireForestGrass¦Transformer(OH)¦Burnedflashed
16-0059390 | Equipment Failure/Involved | Electrical Overload | Service conductor | Arcing | 2016 | Tier 3 - Extreme | Transformer only | 8 | 23 | 2016-08-23 | 1530847 | Sus | Y | EquipmentFailureInvolved¦ElectricalOverload¦Serviceconductor¦Arcing
16-0062274 | Equipment Failure/Involved | Overhead | Conductor, Overhead | Broken, wire on ground | 2016 | Tier 2 - Elevated | Distribution Circuit | 9 | 3 | 2016-09-03 | 1536434 | Sus | Y | EquipmentFailureInvolved¦Overhead¦ConductorOverhead¦Brokenwireonground
16-0072921 | Vegetation | Tree - bark fell into line | Fuse | Failed/Faulted | 2016 | Tier 2 - Elevated | Distribution Circuit | 10 | 16 | 2016-10-16 | 1563195 | Sus | Y | Vegetation¦Treebarkfellintoline¦Fuse¦FailedFaulted
16-0078327 | Vegetation | Other ground vegetation | Fuse | Failed/Faulted | 2016 | Tier 3 - Extreme | Distribution Circuit | 11 | 6 | 2016-11-06 | 1577471 | Sus | Y | Vegetation¦Othergroundvegetation¦Fuse¦FailedFaulted
16-0082207 | Equipment Failure/Involved | Overhead | Jumper | Broken | 2016 | Tier 2 - Elevated | Transformer only | 11 | 25 | 2016-11-25 | 1588789 | Sus | Y | EquipmentFailureInvolved¦Overhead¦Jumper¦Broken
17-0002795 | Equipment Failure/Involved | Overhead | Connector or Splice (OH) | Broken | 2017 | Tier 2 - Elevated | Transformer only | 1 | 2 | 2017-01-02 | 1614799 | Sus | N | EquipmentFailureInvolved¦Overhead¦ConnectororSplice(OH)¦Broken
17-0004006 | Vegetation | Tree - branch fell on line | Conductor, Overhead | Normal | 2017 | Tier 2 - Elevated | Distribution Circuit | 1 | 5 | 2017-01-05 | 1619481 | Sus | N | Vegetation¦Treebranchfellonline¦ConductorOverhead¦Normal
17-0004652 | Equipment Failure/Involved | Overhead | Other | Broken | 2017 | Tier 2 - Elevated | Distribution Circuit | 1 | 7 | 2017-01-07 | 1621379 | Sus | N | EquipmentFailureInvolved¦Overhead¦Other¦Broken
17-0005269 | Vegetation | Tree - branch fell on line | Conductor, Overhead | Broken, wire on ground | 2017 | Tier 3 - Extreme | Distribution Circuit | 1 | 8 | 2017-01-08 | 1626288 | Sus | N | Vegetation¦Treebranchfellonline¦ConductorOverhead¦Brokenwireonground
17-0006800 | Vegetation | Tree - fell into line | Conductor, Overhead | Broken, wire on object | 2017 | Tier 3 - Extreme | Distribution Circuit | 1 | 10 | 2017-01-10 | 1634069 | Sus | N | Vegetation¦Treefellintoline¦ConductorOverhead¦Brokenwireonobject
17-0006988 | Vegetation | Tree - fell into line | Conductor, Overhead | Broken, wire on ground | 2017 | Tier 2 - Elevated | Distribution Circuit | 1 | 10 | 2017-01-10 | 1636505 | Sus | N | Vegetation¦Treefellintoline¦ConductorOverhead¦Brokenwireonground
17-0007823 | Vegetation | Tree - branch fell on line | Conductor, Overhead | Broken, wire on ground | 2017 | Tier 2 - Elevated | Distribution Circuit | 1 | 11 | 2017-01-11 | 1638729 | Sus | N | Vegetation¦Treebranchfellonline¦ConductorOverhead¦Brokenwireonground
17-0008254 | Unknown Cause | Patrol - found nothing |  |  | 2017 | Tier 2 - Elevated | Distribution Circuit | 1 | 11 | 2017-01-11 | 1640879 | Sus | N | UnknownCause¦Patrolfoundnothing¦¦
17-0010883 | Unknown Cause | Patrol - found nothing |  |  | 2017 | Tier 3 - Extreme | Distribution Circuit | 1 | 19 | 2017-01-19 | 1651029 | Sus | N | UnknownCause¦Patrolfoundnothing¦¦
17-0011441 | Vegetation | Tree - fell into line | Conductor, Overhead | Broken, wire on ground | 2017 | Tier 3 - Extreme | Distribution Circuit | 1 | 20 | 2017-01-20 | 1653163 | Sus | N | Vegetation¦Treefellintoline¦ConductorOverhead¦Brokenwireonground
17-0011995 | Vegetation | Tree - branch fell on line | Conductor, Overhead | Normal | 2017 | Tier 3 - Extreme | Distribution Circuit | 1 | 21 | 2017-01-21 | 1655684 | Sus | N | Vegetation¦Treebranchfellonline¦ConductorOverhead¦Normal
17-0012022 | Unknown Cause | Patrol - found nothing |  |  | 2017 | Tier 3 - Extreme | Transformer only | 1 | 20 | 2017-01-20 | 1654752 | Sus | N | UnknownCause¦Patrolfoundnothing¦¦
17-0012093 | Vegetation | Tree - fell into line | Conductor, Overhead | Broken, wire on ground | 2017 | Tier 3 - Extreme | Distribution Circuit | 1 | 21 | 2017-01-21 | 1656282 | Sus | N | Vegetation¦Treefellintoline¦ConductorOverhead¦Brokenwireonground
17-0012951 | Vegetation | Tree - fell into line | Conductor, Overhead | Broken, wire on ground | 2017 | Tier 2 - Elevated | Distribution Circuit | 1 | 22 | 2017-01-22 | 1659444 | Sus | N | Vegetation¦Treefellintoline¦ConductorOverhead¦Brokenwireonground
17-0014207 | Vegetation | Tree - branch fell on line | Conductor, Overhead | Normal | 2017 | Tier 2 - Elevated | Distribution Circuit | 1 | 23 | 2017-01-23 | 1664949 | Sus | N | Vegetation¦Treebranchfellonline¦ConductorOverhead¦Normal
17-0017329 | Equipment Failure/Involved | Overhead | Crossarm, Wood | Broken | 2017 | Tier 3 - Extreme | Distribution Circuit | 2 | 3 | 2017-02-03 | 1674224 | Sus | N | EquipmentFailureInvolved¦Overhead¦CrossarmWood¦Broken
17-0017674 | Equipment Failure/Involved | Overhead | Crossarm, Wood | Broken | 2017 | Tier 2 - Elevated | Distribution Circuit | 2 | 6 | 2017-02-06 | 1675859 | Sus | N | EquipmentFailureInvolved¦Overhead¦CrossarmWood¦Broken
17-0018595 | Vegetation | Tree - fell into line | Conductor, Overhead | Together | 2017 | Tier 3 - Extreme | Distribution Circuit | 2 | 6 | 2017-02-06 | 1677110 | Sus | N | Vegetation¦Treefellintoline¦ConductorOverhead¦Together
17-0018737 | Vegetation | Tree - branch fell on line | Conductor, Overhead | Broken, wire on ground | 2017 | Tier 2 - Elevated | Distribution Circuit | 2 | 7 | 2017-02-07 | 1680503 | Sus | N | Vegetation¦Treebranchfellonline¦ConductorOverhead¦Brokenwireonground
17-0019078 | Vegetation | Tree - fell into line | Conductor, Overhead | Together | 2017 | Tier 2 - Elevated | Distribution Circuit | 2 | 8 | 2017-02-08 | 1682096 | Sus | N | Vegetation¦Treefellintoline¦ConductorOverhead¦Together
17-0019788 | Vegetation | Tree - fell into line | Conductor, Overhead | Bent or Twisted | 2017 | Tier 2 - Elevated | Distribution Circuit | 2 | 10 | 2017-02-10 | 1684658 | Sus | N | Vegetation¦Treefellintoline¦ConductorOverhead¦BentorTwisted
17-0019875 | Vegetation | Tree - branch fell on line | Conductor, Overhead | Broken, wire on ground | 2017 | Tier 3 - Extreme | Distribution Circuit | 2 | 10 | 2017-02-10 | 1684931 | Sus | N | Vegetation¦Treebranchfellonline¦ConductorOverhead¦Brokenwireonground
17-0020763 | Equipment Failure/Involved | Overhead | Insulator | Broken | 2017 | Tier 2 - Elevated | Distribution Circuit | 2 | 13 | 2017-02-13 |  | Sus | N | EquipmentFailureInvolved¦Overhead¦Insulator¦Broken
17-0022050 | Unknown Cause | Patrol - found nothing |  |  | 2017 | Tier 2 - Elevated | Distribution Circuit | 2 | 17 | 2017-02-17 | 1693388 | Sus | N | UnknownCause¦Patrolfoundnothing¦¦
17-0023463 | Vegetation | Tree - fell into line | Conductor, Overhead | Broken, wire on ground | 2017 | Tier 2 - Elevated | Distribution Circuit | 2 | 17 | 2017-02-17 | 1701681 | Sus | N | Vegetation¦Treefellintoline¦ConductorOverhead¦Brokenwireonground
17-0024937 | Vegetation | Tree - fell into line | Conductor, Overhead | Broken, wire on ground | 2017 | Tier 2 - Elevated | Distribution Circuit | 2 | 21 | 2017-02-21 | 1707172 | Sus | N | Vegetation¦Treefellintoline¦ConductorOverhead¦Brokenwireonground
17-0025292 | Unknown Cause | Patrol - found nothing |  |  | 2017 | Tier 3 - Extreme | Distribution Circuit | 2 | 21 | 2017-02-21 | 1708128 | Sus | N | UnknownCause¦Patrolfoundnothing¦¦
17-0025856 | Equipment Failure/Involved | Underground | Service conductor | Burned Open | 2017 | Tier 2 - Elevated | Transformer only | 2 | 22 | 2017-02-22 | 1711121 | Sus | N | EquipmentFailureInvolved¦Underground¦Serviceconductor¦BurnedOpen
17-0026694 | Unknown Cause | Patrol - found nothing |  |  | 2017 | Tier 2 - Elevated | Distribution Circuit | 2 | 25 | 2017-02-25 | 1713647 | Sus | N | UnknownCause¦Patrolfoundnothing¦¦
17-0029346 | Vegetation | Tree - fell into line | Conductor, Overhead | Broken, wire on ground | 2017 | Tier 3 - Extreme | Distribution Circuit | 3 | 8 | 2017-03-08 | 1722363 | Sus | N | Vegetation¦Treefellintoline¦ConductorOverhead¦Brokenwireonground
17-0034561 | Vegetation | Tree - branch fell on line | Fuse | Failed/Faulted | 2017 | Tier 3 - Extreme | Distribution Circuit | 3 | 28 | 2017-03-28 | 1737568 | Sus | N | Vegetation¦Treebranchfellonline¦Fuse¦FailedFaulted
17-0037551 | Vegetation | Tree - fell into line | Pole-Wood | Broken | 2017 | Tier 3 - Extreme | Distribution Circuit | 4 | 6 | 2017-04-06 | 1748338 | Sus | N | Vegetation¦Treefellintoline¦PoleWood¦Broken
17-0039435 | Animal | Bird found | Fuse | Failed/Faulted | 2017 | Tier 2 - Elevated | Distribution Circuit | 4 | 12 | 2017-04-12 | 1755849 | Sus | N | Animal¦Birdfound¦Fuse¦FailedFaulted
17-0043482 | Unknown Cause | Patrol - found nothing |  |  | 2017 | Tier 3 - Extreme | Distribution Circuit | 4 | 27 | 2017-04-27 | 1768741 | Sus | N | UnknownCause¦Patrolfoundnothing¦¦
17-0044181 | Equipment Failure/Involved | Overhead | Transformer | Failed/Faulted | 2017 | Tier 3 - Extreme | Transformer only | 5 | 1 | 2017-05-01 | 1771296 | Sus | Y | EquipmentFailureInvolved¦Overhead¦Transformer¦FailedFaulted
17-0044573 | Equipment Failure/Involved | Overhead | Conductor, Overhead | Normal | 2017 | Tier 2 - Elevated | Distribution Circuit | 5 | 2 | 2017-05-02 | 1772371 | Sus | Y | EquipmentFailureInvolved¦Overhead¦ConductorOverhead¦Normal
17-0053497 | Equipment Failure/Involved | Overhead | Transformer (OH) | Deteriorated | 2017 | Tier 2 - Elevated | Transformer only | 6 | 7 | 2017-06-07 | 1799160 | Sus | Y | EquipmentFailureInvolved¦Overhead¦Transformer(OH)¦Deteriorated
17-0055557 | 3rd Party | Vehicle | Pole-Wood | Broken, wire on ground | 2017 | Tier 2 - Elevated | Distribution Circuit | 6 | 15 | 2017-06-15 | 1805231 | Sus | Y | 3rdParty¦Vehicle¦PoleWood¦Brokenwireonground
17-0056299 | Equipment Failure/Involved | Overhead | Transformer | Failed/Faulted | 2017 | Tier 2 - Elevated | Transformer only | 6 | 18 | 2017-06-18 | 1808925 | Sus | Y | EquipmentFailureInvolved¦Overhead¦Transformer¦FailedFaulted
17-0057432 | Equipment Failure/Involved | Underground | Transformer | Failed/Faulted | 2017 | Tier 2 - Elevated | Distribution Circuit | 6 | 21 | 2017-06-21 | 1814054 | Sus | Y | EquipmentFailureInvolved¦Underground¦Transformer¦FailedFaulted
17-0058754 | Unknown Cause | Patrol - found nothing |  |  | 2017 | Tier 3 - Extreme | Distribution Circuit | 6 | 26 | 2017-06-26 | 1818597 | Sus | Y | UnknownCause¦Patrolfoundnothing¦¦
17-0065094 | 3rd Party | Customer Equipment | Secondary | Deteriorated | 2017 | Tier 2 - Elevated | Transformer only | 7 | 24 | 2017-07-24 | 1838883 | Sus | Y | 3rdParty¦CustomerEquipment¦Secondary¦Deteriorated
17-0068638 | Vegetation | Tree - branch fell on line | Conductor, Overhead | Broken, wire on ground | 2017 | Tier 2 - Elevated | Distribution Circuit | 8 | 7 | 2017-08-07 | 1848210 | Sus | Y | Vegetation¦Treebranchfellonline¦ConductorOverhead¦Brokenwireonground
17-0070014 | Vegetation | Tree - fell into line | Conductor, Overhead | Broken, wire on ground | 2017 | Tier 3 - Extreme | Distribution Circuit | 8 | 14 | 2017-08-14 | 1851899 | Sus | Y | Vegetation¦Treefellintoline¦ConductorOverhead¦Brokenwireonground
17-0074957 | Equipment Failure/Involved | Overhead | Transformer | Failed/Faulted | 2017 | Tier 2 - Elevated | Transformer only | 9 | 1 | 2017-09-01 | 1865396 | Sus | Y | EquipmentFailureInvolved¦Overhead¦Transformer¦FailedFaulted
17-0077935 | Vegetation | Tree - fell into line | Service conductor | Broken, wire on ground | 2017 | Tier 2 - Elevated | Transformer only | 9 | 11 | 2017-09-11 | 1876160 | Sus | Y | Vegetation¦Treefellintoline¦Serviceconductor¦Brokenwireonground
17-0082482 | Vegetation | Tree - branch fell on line | Conductor, Overhead | Normal | 2017 | Tier 2 - Elevated | Distribution Circuit | 9 | 28 | 2017-09-28 | 1887238 | Sus | Y | Vegetation¦Treebranchfellonline¦ConductorOverhead¦Normal
17-0084562 | Unknown Cause | Patrol - found nothing |  |  | 2017 | Tier 2 - Elevated | Distribution Circuit | 10 | 5 | 2017-10-05 | 1891574 | Sus | Y | UnknownCause¦Patrolfoundnothing¦¦
17-0086143 | Environmental/External | Fire, Forest/Grass | Conductor, Overhead | Broken, wire on ground | 2017 | Tier 2 - Elevated | Distribution Circuit | 10 | 8 | 2017-10-08 | 1897875 | Sus | Y | EnvironmentalExternal¦FireForestGrass¦ConductorOverhead¦Brokenwireonground
17-0087416 | Unknown Cause | Patrol - found nothing |  | Failed/Faulted | 2017 | Tier 3 - Extreme | Distribution Circuit | 10 | 14 | 2017-10-14 | 1900950 | Sus | Y | UnknownCause¦Patrolfoundnothing¦¦FailedFaulted
17-0087693 | Animal | Bird found | Conductor, Overhead | Normal | 2017 | Tier 2 - Elevated | Distribution Circuit | 10 | 16 | 2017-10-16 | 1901594 | Sus | Y | Animal¦Birdfound¦ConductorOverhead¦Normal
17-0089660 | Environmental/External | Fire, Forest/Grass | Pole-Wood | Burned/flashed | 2017 | Tier 3 - Extreme | Distribution Circuit | 10 | 9 | 2017-10-09 | 1907751 | Sus | Y | EnvironmentalExternal¦FireForestGrass¦PoleWood¦Burnedflashed
17-0090656 | Equipment Failure/Involved | Overhead | Pole-Wood | Burned/flashed | 2017 | Tier 2 - Elevated | Distribution Circuit | 10 | 26 | 2017-10-26 | 1910466 | Sus | Y | EquipmentFailureInvolved¦Overhead¦PoleWood¦Burnedflashed
17-0093041 | Unknown Cause | Patrol - found nothing |  |  | 2017 | Tier 2 - Elevated | Distribution Circuit | 11 | 6 | 2017-11-06 | 1917092 | Sus | Y | UnknownCause¦Patrolfoundnothing¦¦
17-0097343 | Animal | Bird found | Conductor, Overhead | Deteriorated | 2017 | Tier 2 - Elevated | Distribution Circuit | 11 | 24 | 2017-11-24 | 1928481 | Sus | Y | Animal¦Birdfound¦ConductorOverhead¦Deteriorated
17-0100256 | Equipment Failure/Involved | Overhead | Pole-Wood | Broken | 2017 | Tier 2 - Elevated | Distribution Circuit | 12 | 6 | 2017-12-06 | 1937342 | Sus | N | EquipmentFailureInvolved¦Overhead¦PoleWood¦Broken
17-0100765 | Equipment Failure/Involved | Overhead | Connector or Splice (OH) | Deteriorated | 2017 | Tier 2 - Elevated | Transformer only | 12 | 8 | 2017-12-08 | 1938781 | Sus | N | EquipmentFailureInvolved¦Overhead¦ConnectororSplice(OH)¦Deteriorated
18-0007797 | Vegetation | Tree - fell into line | Secondary | On Ground | 2018 | Tier 3 - Extreme | Transformer only | 1 | 22 | 2018-01-22 | 11925 | Sus | N | Vegetation¦Treefellintoline¦Secondary¦OnGround
18-0011299 | Equipment Failure/Involved | Electrical Overload | Transformer | Failed/Faulted | 2018 | Tier 2 - Elevated | Distribution Circuit | 2 | 3 | 2018-02-03 | 18655 | Sus | N | EquipmentFailureInvolved¦ElectricalOverload¦Transformer¦FailedFaulted
18-0014638 | 3rd Party | Vehicle | Conductor, Overhead | Broken, wire on ground | 2018 | Tier 2 - Elevated | Distribution Circuit | 2 | 15 | 2018-02-15 | 25333 | Sus | N | 3rdParty¦Vehicle¦ConductorOverhead¦Brokenwireonground
18-0019322 | Vegetation | Tree - branch fell on line | Conductor, Overhead | Normal | 2018 | Tier 2 - Elevated | Distribution Circuit | 3 | 3 | 2018-03-03 | 37084 | Sus | N | Vegetation¦Treebranchfellonline¦ConductorOverhead¦Normal
18-0021473 | Animal | Bird found | Transformer (OH) | Normal | 2018 | Tier 2 - Elevated | Distribution Circuit | 3 | 9 | 2018-03-09 | 41287 | Sus | N | Animal¦Birdfound¦Transformer(OH)¦Normal
18-0024677 | Vegetation | Tree - fell into line | Conductor, Overhead | Broken, wire on ground | 2018 | Tier 2 - Elevated | Distribution Circuit | 3 | 21 | 2018-03-21 | 49112 | Sus | N | Vegetation¦Treefellintoline¦ConductorOverhead¦Brokenwireonground
18-0030783 | Unknown Cause | Patrol - found nothing |  |  | 2018 | Tier 2 - Elevated | Distribution Circuit | 4 | 10 | 2018-04-10 | 63604 | Sus | N | UnknownCause¦Patrolfoundnothing¦¦
18-0037638 | Environmental/External | Lightning | Transformer (OH) | Failed/Faulted | 2018 | Tier 2 - Elevated | Distribution Circuit | 5 | 2 | 2018-05-02 | 78282 | Sus | Y | EnvironmentalExternal¦Lightning¦Transformer(OH)¦FailedFaulted
18-0049792 | Equipment Failure/Involved | Electrical Overload | Transformer | Failed/Faulted | 2018 | Tier 2 - Elevated | Transformer only | 6 | 11 | 2018-06-11 | 106603 | Sus | Y | EquipmentFailureInvolved¦ElectricalOverload¦Transformer¦FailedFaulted
18-0054831 | Equipment Failure/Involved | Overhead | Transformer | Failed/Faulted | 2018 | Tier 3 - Extreme | Transformer only | 6 | 26 | 2018-06-26 | 118895 | Sus | Y | EquipmentFailureInvolved¦Overhead¦Transformer¦FailedFaulted
18-0055557 | Vegetation | Tree - fell into line | Conductor, Overhead | Together | 2018 | Tier 2 - Elevated | Distribution Circuit | 6 | 28 | 2018-06-28 | 120437 | Sus | Y | Vegetation¦Treefellintoline¦ConductorOverhead¦Together
18-0055557 | Vegetation | Tree - fell into line | Conductor, Overhead | Together | 2018 | Tier 2 - Elevated | Distribution Circuit | 6 | 28 | 2018-06-28 | 120437 | Sus | Y | Vegetation¦Treefellintoline¦ConductorOverhead¦Together
18-0058688 | Equipment Failure/Involved | Electrical Overload | Transformer | Failed/Faulted | 2018 | Tier 2 - Elevated | Transformer only | 7 | 10 | 2018-07-10 | 128637 | Sus | Y | EquipmentFailureInvolved¦ElectricalOverload¦Transformer¦FailedFaulted
18-0062474 | 3rd Party | Vehicle | Pole-Wood | Broken | 2018 | Tier 2 - Elevated | Distribution Circuit | 7 | 22 | 2018-07-22 | 137481 | Sus | Y | 3rdParty¦Vehicle¦PoleWood¦Broken
18-0067461 | Unknown Cause | Patrol - found nothing |  |  | 2018 | Tier 3 - Extreme | Distribution Circuit | 8 | 7 | 2018-08-07 | 150747 | Sus | Y | UnknownCause¦Patrolfoundnothing¦¦
18-0071447 | Animal | Other | Conductor, Overhead | Normal | 2018 | Tier 2 - Elevated | Distribution Circuit | 8 | 19 | 2018-08-19 | 158047 | Sus | Y | Animal¦Other¦ConductorOverhead¦Normal
18-0071913 | Equipment Failure/Involved | Overhead | Transformer (OH) | Failed/Faulted | 2018 | Tier 2 - Elevated | Distribution Circuit | 8 | 20 | 2018-08-20 | 159089 | Sus | Y | EquipmentFailureInvolved¦Overhead¦Transformer(OH)¦FailedFaulted
18-0089184 | 3rd Party | Vehicle | Crossarm, Wood | Broken | 2018 | Tier 2 - Elevated | Distribution Circuit | 10 | 10 | 2018-10-10 | 192670 | Sus | Y | 3rdParty¦Vehicle¦CrossarmWood¦Broken
18-0089512 | 3rd Party | Vehicle | Pole-Wood | Broken | 2018 | Tier 2 - Elevated | Distribution Circuit | 10 | 11 | 2018-10-11 | 193343 | Sus | Y | 3rdParty¦Vehicle¦PoleWood¦Broken
18-0092506 | Equipment Failure/Involved | Overhead | Pole-Wood | Broken, wire on ground | 2018 | Tier 2 - Elevated | Distribution Circuit | 10 | 20 | 2018-10-20 | 199424 | Sus | Y | EquipmentFailureInvolved¦Overhead¦PoleWood¦Brokenwireonground
18-0094639 | 3rd Party | Tree - cutting, 3rd party | Fuse | Burned Open | 2018 | Tier 3 - Extreme | Distribution Circuit | 10 | 26 | 2018-10-26 | 202925 | Sus | Y | 3rdParty¦Treecutting3rdparty¦Fuse¦BurnedOpen
18-0098096 | Environmental/External | Fire, Forest/Grass | Conductor, Overhead | Normal | 2018 | Tier 2 - Elevated | Transmission line | 11 | 8 | 2018-11-08 | 211247 | Sus | Y | EnvironmentalExternal¦FireForestGrass¦ConductorOverhead¦Normal
18-0099136 | Unknown Cause | Patrol - found nothing |  |  | 2018 | Tier 3 - Extreme | Distribution Circuit | 11 | 12 | 2018-11-12 | 213660 | Sus | Y | UnknownCause¦Patrolfoundnothing¦¦
18-0101143 | Environmental/External | Fire, Forest/Grass | Pole-Wood | Burned/flashed | 2018 | Tier 3 - Extreme | Distribution Circuit | 11 | 8 | 2018-11-08 | 218413 | Sus | Y | EnvironmentalExternal¦FireForestGrass¦PoleWood¦Burnedflashed
18-0101653 | 3rd Party | Vehicle | Pole-Wood | Broken | 2018 | Tier 2 - Elevated | Distribution Circuit | 11 | 20 | 2018-11-20 | 219434 | Sus | Y | 3rdParty¦Vehicle¦PoleWood¦Broken
18-0101749 | Environmental/External | Fire, Forest/Grass | Pole-Wood | Burned/flashed | 2018 | Tier 3 - Extreme | Distribution Circuit | 11 | 8 | 2018-11-08 | 219720 | Sus | Y | EnvironmentalExternal¦FireForestGrass¦PoleWood¦Burnedflashed
18-0102554 | Equipment Failure/Involved | Overhead | Conductor, Overhead | Together | 2018 | Tier 2 - Elevated | Distribution Circuit | 11 | 23 | 2018-11-23 | 222817 | Sus | Y | EquipmentFailureInvolved¦Overhead¦ConductorOverhead¦Together
18-0102608 | 3rd Party | Fire, house or bldg. | Fuse | Normal | 2018 | Tier 2 - Elevated | Distribution Circuit | 11 | 23 | 2018-11-23 | 223026 | Sus | Y | 3rdParty¦Firehouseorbldg¦Fuse¦Normal
18-0103348 | Environmental/External | Fire, Forest/Grass | Pole-Wood | Burned/flashed | 2018 | Tier 3 - Extreme | Distribution Circuit | 11 | 8 | 2018-11-08 | 224915 | Sus | Y | EnvironmentalExternal¦FireForestGrass¦PoleWood¦Burnedflashed
18-0105036 | Unknown Cause | Patrol - found nothing |  |  | 2018 | Tier 3 - Extreme | Distribution Circuit | 11 | 29 | 2018-11-29 | 228143 | Sus | Y | UnknownCause¦Patrolfoundnothing¦¦
18-0106340 | Equipment Failure/Involved | Overhead | Connector or Splice (OH) | Broken, wire on ground | 2018 | Tier 2 - Elevated | Distribution Circuit | 12 | 3 | 2018-12-03 | 232256 | Sus | N | EquipmentFailureInvolved¦Overhead¦ConnectororSplice(OH)¦Brokenwireonground
18-0109732 | Equipment Failure/Involved | Underground | Bus | Burned/flashed | 2018 | Tier 2 - Elevated | Transformer only | 12 | 17 | 2018-12-17 | 242661 | Sus | N | EquipmentFailureInvolved¦Underground¦Bus¦Burnedflashed
18-0110237 | Wildfire Mitigation | CWSP - Vegetation Removal | Conductor, Overhead | Normal | 2018 | Tier 3 - Extreme | Distribution Circuit | 12 | 21 | 2018-12-21 | 245069 | Sus | N | WildfireMitigation¦CWSPVegetationRemoval¦ConductorOverhead¦Normal
18-0110804 | Equipment Failure/Involved | Overhead | Transformer (OH) | Broken | 2018 | Tier 3 - Extreme | Transformer only | 12 | 27 | 2018-12-27 | 247871 | Sus | N | EquipmentFailureInvolved¦Overhead¦Transformer(OH)¦Broken
19-0005043 | Unknown Cause | Patrol - found nothing |  |  | 2019 | Tier 2 - Elevated | Distribution Circuit | 1 | 6 | 2019-01-06 | 254963 | Sus | N | UnknownCause¦Patrolfoundnothing¦¦
19-0005378 | Vegetation | Tree - branch fell on line | Conductor, Overhead | Broken, wire on ground | 2019 | Tier 3 - Extreme | Distribution Circuit | 1 | 6 | 2019-01-06 | 256877 | Sus | N | Vegetation¦Treebranchfellonline¦ConductorOverhead¦Brokenwireonground
19-0010073 | Vegetation | Tree - branch fell on line | Conductor, Overhead | Normal | 2019 | Tier 3 - Extreme | Distribution Circuit | 1 | 16 | 2019-01-16 | 268683 | Sus | N | Vegetation¦Treebranchfellonline¦ConductorOverhead¦Normal
19-0010172 | Vegetation | Tree - fell into line | Conductor, Overhead | Broken, wire on ground | 2019 | Tier 2 - Elevated | Distribution Circuit | 1 | 16 | 2019-01-16 | 270366 | Sus | N | Vegetation¦Treefellintoline¦ConductorOverhead¦Brokenwireonground
19-0010437 | Unknown Cause | Patrol - found nothing |  |  | 2019 | Tier 2 - Elevated | Distribution Circuit | 1 | 16 | 2019-01-16 | 271468 | Sus | N | UnknownCause¦Patrolfoundnothing¦¦
19-0010964 | Vegetation | Tree - fell into line | Conductor, Overhead | Broken | 2019 | Tier 2 - Elevated | Distribution Circuit | 1 | 17 | 2019-01-17 | 272779 | Sus | N | Vegetation¦Treefellintoline¦ConductorOverhead¦Broken
19-0011177 | Unknown Cause | Patrol - found nothing |  |  | 2019 | Tier 3 - Extreme | Distribution Circuit | 1 | 16 | 2019-01-16 | 271261 | Sus | N | UnknownCause¦Patrolfoundnothing¦¦
19-0016957 | Vegetation | Tree - fell into line | Conductor, Overhead | Broken, wire on ground | 2019 | Tier 2 - Elevated | Distribution Circuit | 2 | 2 | 2019-02-02 | 286104 | Sus | N | Vegetation¦Treefellintoline¦ConductorOverhead¦Brokenwireonground
19-0017504 | Equipment Failure/Involved | Electrical Overload | Transformer | Broken | 2019 | Tier 2 - Elevated | Transformer only | 2 | 2 | 2019-02-02 | 288073 | Sus | N | EquipmentFailureInvolved¦ElectricalOverload¦Transformer¦Broken
19-0018046 | Vegetation | Tree - fell into line | Pole-Wood | Broken, wire on ground | 2019 | Tier 3 - Extreme | Distribution Circuit | 2 | 4 | 2019-02-04 | 290572 | Sus | N | Vegetation¦Treefellintoline¦PoleWood¦Brokenwireonground
19-0018488 | Unknown Cause | Patrol - found nothing |  |  | 2019 | Tier 2 - Elevated | Distribution Circuit | 2 | 5 | 2019-02-05 | 292594 | Sus | N | UnknownCause¦Patrolfoundnothing¦¦
19-0018489 | Vegetation | Tree - fell into line | Conductor, Overhead | Broken, wire on ground | 2019 | Tier 2 - Elevated | Distribution Circuit | 2 | 5 | 2019-02-05 | 292598 | Sus | N | Vegetation¦Treefellintoline¦ConductorOverhead¦Brokenwireonground
19-0018646 | Vegetation | Tree - fell into line | Pole-Wood | Broken, wire on ground | 2019 | Tier 3 - Extreme | Distribution Circuit | 2 | 5 | 2019-02-05 | 291730 | Sus | N | Vegetation¦Treefellintoline¦PoleWood¦Brokenwireonground
19-0018665 | Unknown Cause | Patrol - found nothing |  |  | 2019 | Tier 2 - Elevated | Distribution Circuit | 2 | 5 | 2019-02-05 | 292964 | Sus | N | UnknownCause¦Patrolfoundnothing¦¦
19-0018672 | Vegetation | Tree - branch fell on line | Conductor, Overhead | Normal | 2019 | Tier 3 - Extreme | Distribution Circuit | 2 | 5 | 2019-02-05 | 292992 | Sus | N | Vegetation¦Treebranchfellonline¦ConductorOverhead¦Normal
19-0019539 | Vegetation | Tree - fell into line | Conductor, Overhead | Broken, wire on ground | 2019 | Tier 3 - Extreme | Distribution Circuit | 2 | 6 | 2019-02-06 | 295181 | Sus | N | Vegetation¦Treefellintoline¦ConductorOverhead¦Brokenwireonground
19-0019594 | Vegetation | Tree - fell into line | Conductor, Overhead | On Ground | 2019 | Tier 3 - Extreme | Distribution Circuit | 2 | 5 | 2019-02-05 | 295287 | Sus | N | Vegetation¦Treefellintoline¦ConductorOverhead¦OnGround
19-0019997 | Vegetation | Tree - branch fell on line | Crossarm, Wood | Broken | 2019 | Tier 2 - Elevated | Distribution Circuit | 2 | 6 | 2019-02-06 | 294275 | Sus | N | Vegetation¦Treebranchfellonline¦CrossarmWood¦Broken
19-0020434 | Vegetation | Tree - fell into line | Conductor, Overhead | Broken, wire on ground | 2019 | Tier 3 - Extreme | Distribution Circuit | 2 | 9 | 2019-02-09 | 297435 | Sus | N | Vegetation¦Treefellintoline¦ConductorOverhead¦Brokenwireonground
19-0021176 | Vegetation | Tree - fell into line | Conductor, Overhead | Broken, wire on object | 2019 | Tier 3 - Extreme | Distribution Circuit | 2 | 11 | 2019-02-11 | 300038 | Sus | N | Vegetation¦Treefellintoline¦ConductorOverhead¦Brokenwireonobject
19-0021364 | Equipment Failure/Involved | Overhead | Transformer | Failed/Faulted | 2019 | Tier 2 - Elevated | Transformer only | 2 | 12 | 2019-02-12 | 300545 | Sus | N | EquipmentFailureInvolved¦Overhead¦Transformer¦FailedFaulted
19-0022008 | Vegetation | Tree - fell into line | Conductor, Overhead | Normal | 2019 | Tier 2 - Elevated | Distribution Circuit | 2 | 13 | 2019-02-13 | 303525 | Sus | N | Vegetation¦Treefellintoline¦ConductorOverhead¦Normal
19-0022437 | Vegetation | Tree - fell into line | Conductor, Overhead | Together | 2019 | Tier 2 - Elevated | Distribution Circuit | 2 | 13 | 2019-02-13 | 305139 | Sus | N | Vegetation¦Treefellintoline¦ConductorOverhead¦Together
19-0022641 | Vegetation | Tree - branch fell on line | Conductor, Overhead | Together | 2019 | Tier 2 - Elevated | Distribution Circuit | 2 | 13 | 2019-02-13 | 305664 | Sus | N | Vegetation¦Treebranchfellonline¦ConductorOverhead¦Together
19-0023393 | Vegetation | Tree - branch fell on line | Conductor, Overhead | Together | 2019 | Tier 2 - Elevated | Distribution Circuit | 2 | 13 | 2019-02-13 | 309772 | Sus | N | Vegetation¦Treebranchfellonline¦ConductorOverhead¦Together
19-0024127 | Environmental/External | Lightning | Transformer | Failed/Faulted | 2019 | Tier 2 - Elevated | Transformer only | 2 | 15 | 2019-02-15 | 311911 | Sus | N | EnvironmentalExternal¦Lightning¦Transformer¦FailedFaulted
19-0024164 | Vegetation | Tree - fell into line | Conductor, Overhead | Together | 2019 | Tier 2 - Elevated | Distribution Circuit | 2 | 12 | 2019-02-12 | 301705 | Sus | N | Vegetation¦Treefellintoline¦ConductorOverhead¦Together
19-0024525 | Equipment Failure/Involved | Underground | Elbow | Normal | 2019 | Tier 3 - Extreme | Distribution Circuit | 2 | 16 | 2019-02-16 | 314058 | Sus | N | EquipmentFailureInvolved¦Underground¦Elbow¦Normal
19-0024672 | Unknown Cause | Patrol - found nothing |  |  | 2019 | Tier 3 - Extreme | Distribution Circuit | 2 | 16 | 2019-02-16 | 314660 | Sus | N | UnknownCause¦Patrolfoundnothing¦¦
19-0027455 | Animal | Bird found | Fuse | Failed/Faulted | 2019 | Tier 3 - Extreme | Distribution Circuit | 2 | 23 | 2019-02-23 | 321782 | Sus | N | Animal¦Birdfound¦Fuse¦FailedFaulted
19-0028531 | Equipment Failure/Involved | Underground | Conductor, Underground | Broken | 2019 | Tier 2 - Elevated | Distribution Circuit | 2 | 26 | 2019-02-26 | 324882 | Sus | N | EquipmentFailureInvolved¦Underground¦ConductorUnderground¦Broken
19-0031039 | Vegetation | Tree - branch fell on line | Crossarm, Wood | Broken | 2019 | Tier 3 - Extreme | Distribution Circuit | 3 | 5 | 2019-03-05 | 331983 | Sus | N | Vegetation¦Treebranchfellonline¦CrossarmWood¦Broken
19-0032995 | 3rd Party | Tree - cutting, 3rd party | Conductor, Overhead | Normal | 2019 | Tier 3 - Extreme | Distribution Circuit | 3 | 12 | 2019-03-12 | 337125 | Sus | N | 3rdParty¦Treecutting3rdparty¦ConductorOverhead¦Normal
19-0033177 | Equipment Failure/Involved | Overhead | Pole-Wood | Burned/flashed | 2019 | Tier 3 - Extreme | Distribution Circuit | 3 | 12 | 2019-03-12 | 337803 | Sus | N | EquipmentFailureInvolved¦Overhead¦PoleWood¦Burnedflashed
19-0035246 | Unknown Cause | Patrol - found nothing |  |  | 2019 | Tier 2 - Elevated | Distribution Circuit | 3 | 20 | 2019-03-20 | 343400 | Sus | N | UnknownCause¦Patrolfoundnothing¦¦
19-0037028 | Vegetation | Tree - fell into line | Pole-Wood | Broken | 2019 | Tier 3 - Extreme | Distribution Circuit | 3 | 26 | 2019-03-26 | 347681 | Sus | N | Vegetation¦Treefellintoline¦PoleWood¦Broken
19-0037028 | Vegetation | Tree - fell into line | Pole-Wood | Broken | 2019 | Tier 3 - Extreme | Distribution Circuit | 3 | 26 | 2019-03-26 | 347681 | Sus | N | Vegetation¦Treefellintoline¦PoleWood¦Broken
19-0038143 | Equipment Failure/Involved | Underground | Secondary | Burned/flashed | 2019 | Tier 2 - Elevated | Transformer only | 3 | 28 | 2019-03-28 | 349901 | Sus | N | EquipmentFailureInvolved¦Underground¦Secondary¦Burnedflashed
19-0042107 | Vegetation | Tree - fell into line | Pole-Wood | Broken, wire on ground | 2019 | Tier 3 - Extreme | Distribution Circuit | 4 | 12 | 2019-04-12 | 359861 | Sus | N | Vegetation¦Treefellintoline¦PoleWood¦Brokenwireonground
19-0045848 | Equipment Failure/Involved | Overhead | Crossarm, Wood | Broken | 2019 | Tier 3 - Extreme | Distribution Circuit | 4 | 24 | 2019-04-24 | 367412 | Sus | N | EquipmentFailureInvolved¦Overhead¦CrossarmWood¦Broken
19-0057937 | Equipment Failure/Involved | Substation | Secondary | Broken | 2019 | Tier 2 - Elevated | Transformer only | 5 | 27 | 2019-05-27 | 391110 | Sus | Y | EquipmentFailureInvolved¦Substation¦Secondary¦Broken
19-0058000 | Vegetation | Tree - branch fell on line | Conductor, Overhead | Normal | 2019 | Tier 3 - Extreme | Distribution Circuit | 5 | 27 | 2019-05-27 | 391348 | Sus | Y | Vegetation¦Treebranchfellonline¦ConductorOverhead¦Normal
19-0062328 | Equipment Failure/Involved | Overhead | Conductor, Overhead | Broken, wire on ground | 2019 | Tier 3 - Extreme | Distribution Circuit | 6 | 4 | 2019-06-04 | 397039 | Sus | Y | EquipmentFailureInvolved¦Overhead¦ConductorOverhead¦Brokenwireonground
19-0065167 | Equipment Failure/Involved | Overhead | Pole-Wood | Deteriorated | 2019 | Tier 2 - Elevated | Distribution Circuit | 6 | 10 | 2019-06-10 | 403308 | Sus | Y | EquipmentFailureInvolved¦Overhead¦PoleWood¦Deteriorated
19-0069588 | Equipment Failure/Involved | Overhead | Crossarm, Wood | Deteriorated | 2019 | Tier 3 - Extreme | Transformer only | 6 | 19 | 2019-06-19 | 421092 | Sus | Y | EquipmentFailureInvolved¦Overhead¦CrossarmWood¦Deteriorated
19-0069834 | Unknown Cause | Patrol - found nothing |  |  | 2019 | Tier 2 - Elevated | Distribution Circuit | 6 | 19 | 2019-06-19 | 421672 | Sus | Y | UnknownCause¦Patrolfoundnothing¦¦
19-0070829 | Animal | Bird found | Transformer (OH) | Burned/flashed | 2019 | Tier 3 - Extreme | Distribution Circuit | 6 | 21 | 2019-06-21 | 425891 | Sus | Y | Animal¦Birdfound¦Transformer(OH)¦Burnedflashed
19-0080888 | Unknown Cause | Patrol - not conducted |  |  | 2019 | Tier 3 - Extreme | Distribution Circuit | 7 | 24 | 2019-07-24 | 470695 | Sus | Y | UnknownCause¦Patrolnotconducted¦¦
19-0081093 | Equipment Failure/Involved | Overhead | Transformer | Failed/Faulted | 2019 | Tier 2 - Elevated | Transformer only | 7 | 25 | 2019-07-25 | 471128 | Sus | Y | EquipmentFailureInvolved¦Overhead¦Transformer¦FailedFaulted
19-0090964 | Vegetation | Tree - fell into line | Conductor, Overhead | Normal | 2019 | Tier 2 - Elevated | Distribution Circuit | 8 | 22 | 2019-08-22 | 531858 | Sus | Y | Vegetation¦Treefellintoline¦ConductorOverhead¦Normal
19-0092784 | Vegetation | Tree - fell into line | Conductor, Overhead | Normal | 2019 | Tier 3 - Extreme | Distribution Circuit | 8 | 27 | 2019-08-27 | 543004 | Sus | Y | Vegetation¦Treefellintoline¦ConductorOverhead¦Normal
19-0098708 | Equipment Failure/Involved | Overhead | Crossarm, Wood | Broken | 2019 | Tier 3 - Extreme | Distribution Circuit | 9 | 13 | 2019-09-13 | 577966 | Sus | Y | EquipmentFailureInvolved¦Overhead¦CrossarmWood¦Broken
19-0109207 | Wildfire Mitigation | Public Safety Power Shut-off |  |  | 2019 | Tier 3 - Extreme | Distribution Circuit | 10 | 9 | 2019-10-09 | 648375 | Sus | Y | WildfireMitigation¦PublicSafetyPowerShutoff¦¦
19-0110677 | Equipment Failure/Involved | Underground | Transformer (UG) | Failed/Faulted | 2019 | Tier 2 - Elevated | Distribution Circuit | 10 | 11 | 2019-10-11 | 654475 | Sus | Y | EquipmentFailureInvolved¦Underground¦Transformer(UG)¦FailedFaulted
19-0112593 | Vegetation | Tree - bark fell into line | Conductor, Overhead | Normal | 2019 | Tier 2 - Elevated | Distribution Circuit | 10 | 16 | 2019-10-16 | 663246 | Sus | Y | Vegetation¦Treebarkfellintoline¦ConductorOverhead¦Normal
19-0113704 | Unknown Cause | Patrol - found nothing |  |  | 2019 | Tier 3 - Extreme | Distribution Circuit | 10 | 19 | 2019-10-19 | 672953 | Sus | Y | UnknownCause¦Patrolfoundnothing¦¦
19-0115032 | Unknown Cause | Patrol - found nothing |  |  | 2019 | Tier 2 - Elevated | Distribution Circuit | 10 | 23 | 2019-10-23 | 677371 | Sus | Y | UnknownCause¦Patrolfoundnothing¦¦
19-0119539 | Unknown Cause | Patrol - found nothing |  |  | 2019 | Tier 3 - Extreme | Distribution Circuit | 10 | 31 | 2019-10-31 | 696355 | Sus | Y | UnknownCause¦Patrolfoundnothing¦¦
19-0130694 | Vegetation | Tree - fell into line | Conductor, Overhead | Broken, wire on ground | 2019 | Tier 2 - Elevated | Distribution Circuit | 11 | 27 | 2019-11-27 | 722209 | Sus | Y | Vegetation¦Treefellintoline¦ConductorOverhead¦Brokenwireonground
19-0132155 | Equipment Failure/Involved | Overhead | Recloser | Malfunctioning | 2019 | Tier 3 - Extreme | Distribution Circuit | 12 | 2 | 2019-12-02 | 726992 | Sus | N | EquipmentFailureInvolved¦Overhead¦Recloser¦Malfunctioning
19-0132357 | Equipment Failure/Involved | Fire, pole | Pole-Wood | Burned/flashed | 2019 | Tier 3 - Extreme | Distribution Circuit | 12 | 2 | 2019-12-02 | 727546 | Sus | N | EquipmentFailureInvolved¦Firepole¦PoleWood¦Burnedflashed
19-0134752 | Vegetation | Tree - fell into line | Conductor, Overhead | Broken, wire on ground | 2019 | Tier 3 - Extreme | Distribution Circuit | 12 | 7 | 2019-12-07 | 732139 | Sus | N | Vegetation¦Treefellintoline¦ConductorOverhead¦Brokenwireonground
19-0135008 | Animal | Other | Conductor, Overhead | Normal | 2019 | Tier 2 - Elevated | Distribution Circuit | 12 | 8 | 2019-12-08 | 733557 | Sus | N | Animal¦Other¦ConductorOverhead¦Normal
19-0136531 | Equipment Failure/Involved | Overhead | Cutout, fuse holder | Burned/flashed | 2019 | Tier 3 - Extreme | Distribution Circuit | 12 | 13 | 2019-12-13 | 738807 | Sus | N | EquipmentFailureInvolved¦Overhead¦Cutoutfuseholder¦Burnedflashed
19-0137543 | Vegetation | Tree - fell into line | Conductor, Overhead | Broken, wire on ground | 2019 | Tier 2 - Elevated | Distribution Circuit | 12 | 22 | 2019-12-22 | 748126 | Sus | N | Vegetation¦Treefellintoline¦ConductorOverhead¦Brokenwireonground
20-0014495 | Vegetation | Tree - branch fell on line | Fuse | Failed/Faulted | 2020 | Tier 2 - Elevated | Distribution Circuit | 1 | 28 | 2020-01-28 | 771762 | Sus | N | Vegetation¦Treebranchfellonline¦Fuse¦FailedFaulted
20-0015253 | 3rd Party | Metallic Balloon | Conductor, Overhead | Normal | 2020 | Tier 2 - Elevated | Distribution Circuit | 1 | 29 | 2020-01-29 | 772963 | Sus | N | 3rdParty¦MetallicBalloon¦ConductorOverhead¦Normal
20-0015421 | Equipment Failure/Involved | Electrical Overload | Transformer | Failed/Faulted | 2020 | Tier 2 - Elevated | Transformer only | 1 | 30 | 2020-01-30 | 773234 | Sus | N | EquipmentFailureInvolved¦ElectricalOverload¦Transformer¦FailedFaulted
20-0018846 | Vegetation | Tree - branch fell on line | Conductor, Overhead | Normal | 2020 | Tier 2 - Elevated | Distribution Circuit | 2 | 8 | 2020-02-08 | 780742 | Sus | N | Vegetation¦Treebranchfellonline¦ConductorOverhead¦Normal
20-0019240 | Vegetation | Tree - fell into line | Conductor, Overhead | Broken, wire on ground | 2020 | Tier 3 - Extreme | Distribution Circuit | 2 | 9 | 2020-02-09 | 783911 | Sus | N | Vegetation¦Treefellintoline¦ConductorOverhead¦Brokenwireonground
20-0031148 | Equipment Failure/Involved | Overhead | Transformer | Failed/Faulted | 2020 | Tier 3 - Extreme | Transformer only | 3 | 11 | 2020-03-11 | 844413 | Sus | N | EquipmentFailureInvolved¦Overhead¦Transformer¦FailedFaulted
20-0032430 | Vegetation | Tree - fell into line | Conductor, Overhead | Broken, wire on ground | 2020 | Tier 2 - Elevated | Distribution Circuit | 3 | 15 | 2020-03-15 | 852642 | Sus | N | Vegetation¦Treefellintoline¦ConductorOverhead¦Brokenwireonground
20-0032443 | Vegetation | Tree - branch fell on line | Conductor, Overhead | Normal | 2020 | Tier 3 - Extreme | Distribution Circuit | 3 | 15 | 2020-03-15 | 852886 | Sus | N | Vegetation¦Treebranchfellonline¦ConductorOverhead¦Normal
20-0034303 | Unknown Cause | Patrol - found nothing |  |  | 2020 | Tier 2 - Elevated | Distribution Circuit | 3 | 19 | 2020-03-19 | 858972 | Sus | N | UnknownCause¦Patrolfoundnothing¦¦
20-0038446 | Vegetation | Tree - branch fell on line | Secondary | Broken, wire on ground | 2020 | Tier 2 - Elevated | Transformer only | 4 | 4 | 2020-04-04 | 882433 | Sus | N | Vegetation¦Treebranchfellonline¦Secondary¦Brokenwireonground
20-0038532 | Equipment Failure/Involved | Overhead | Transformer | Failed/Faulted | 2020 | Tier 2 - Elevated | Transformer only | 4 | 5 | 2020-04-05 | 882721 | Sus | N | EquipmentFailureInvolved¦Overhead¦Transformer¦FailedFaulted
20-0038763 | Vegetation | Tree - fell into line | Conductor, Overhead | Normal | 2020 | Tier 2 - Elevated | Distribution Circuit | 4 | 6 | 2020-04-06 | 884076 | Sus | N | Vegetation¦Treefellintoline¦ConductorOverhead¦Normal
20-0047944 | 3rd Party | Tree - cutting, 3rd party | Conductor, Overhead | Normal | 2020 | Tier 2 - Elevated | Distribution Circuit | 5 | 6 | 2020-05-06 | 908484 | Sus | Y | 3rdParty¦Treecutting3rdparty¦ConductorOverhead¦Normal
20-0056022 | Animal | Squirrel | Fuse | Failed/Faulted | 2020 | Tier 2 - Elevated | Distribution Circuit | 5 | 31 | 2020-05-31 | 926655 | Sus | Y | Animal¦Squirrel¦Fuse¦FailedFaulted
20-0058566 | Animal | Bird found | Fuse | Failed/Faulted | 2020 | Tier 2 - Elevated | Distribution Circuit | 6 | 6 | 2020-06-06 | 933319 | Sus | Y | Animal¦Birdfound¦Fuse¦FailedFaulted
20-0060095 | Unknown Cause | Patrol - found nothing |  |  | 2020 | Tier 3 - Extreme | Distribution Circuit | 6 | 11 | 2020-06-11 | 936546 | Sus | Y | UnknownCause¦Patrolfoundnothing¦¦
20-0064987 | Equipment Failure/Involved | Overhead | Pole-Wood | Broken | 2020 | Tier 3 - Extreme | Distribution Circuit | 6 | 25 | 2020-06-25 | 947302 | Sus | Y | EquipmentFailureInvolved¦Overhead¦PoleWood¦Broken
20-0065619 | Equipment Failure/Involved | Overhead | Crossarm, Wood | Broken, wire on ground | 2020 | Tier 2 - Elevated | Distribution Circuit | 6 | 27 | 2020-06-27 | 948524 | Sus | Y | EquipmentFailureInvolved¦Overhead¦CrossarmWood¦Brokenwireonground
20-0070883 | Vegetation | Tree - fell into line | Conductor, Overhead | Broken, wire on ground | 2020 | Tier 3 - Extreme | Distribution Circuit | 7 | 11 | 2020-07-11 | 962555 | Sus | Y | Vegetation¦Treefellintoline¦ConductorOverhead¦Brokenwireonground
20-0074732 | Equipment Failure/Involved | Overhead | Insulator | Broken | 2020 | Tier 2 - Elevated | Distribution Circuit | 7 | 22 | 2020-07-22 | 970057 | Sus | Y | EquipmentFailureInvolved¦Overhead¦Insulator¦Broken
20-0085307 | Environmental/External | Lightning | Transformer | Failed/Faulted | 2020 | Tier 2 - Elevated | Transformer only | 8 | 16 | 2020-08-16 | 1014243 | Sus | Y | EnvironmentalExternal¦Lightning¦Transformer¦FailedFaulted
20-0090058 | Vegetation | Tree - branch fell on line | Conductor, Overhead | Broken, wire on ground | 2020 | Tier 3 - Extreme | Distribution Circuit | 8 | 26 | 2020-08-26 | 1030973 | Sus | Y | Vegetation¦Treebranchfellonline¦ConductorOverhead¦Brokenwireonground
20-0090342 | Environmental/External | Fire, Forest/Grass | Pole-Wood | Burned/flashed | 2020 | Tier 3 - Extreme | Distribution Circuit | 8 | 19 | 2020-08-19 | 1033086 | Sus | Y | EnvironmentalExternal¦FireForestGrass¦PoleWood¦Burnedflashed
20-0090384 | Environmental/External | Fire, Forest/Grass | Conductor, Overhead | Normal | 2020 | Tier 3 - Extreme | Distribution Circuit | 8 | 20 | 2020-08-20 | 1033232 | Sus | Y | EnvironmentalExternal¦FireForestGrass¦ConductorOverhead¦Normal
20-0091289 | Animal | Squirrel | Fuse | Broken | 2020 | Tier 2 - Elevated | Distribution Circuit | 8 | 29 | 2020-08-29 | 1038657 | Sus | Y | Animal¦Squirrel¦Fuse¦Broken
20-0092228 | Vegetation | Tree - grew into line | Conductor, Overhead | Arcing | 2020 | Tier 3 - Extreme | Transformer only | 9 | 1 | 2020-09-01 | 1046058 | Sus | Y | Vegetation¦Treegrewintoline¦ConductorOverhead¦Arcing
20-0096347 | Equipment Failure/Involved | Overhead | Transformer | Normal | 2020 | Tier 3 - Extreme | Transformer only | 8 | 19 | 2020-08-19 | 1064175 | Sus | Y | EquipmentFailureInvolved¦Overhead¦Transformer¦Normal
20-0099829 | Environmental/External | Fire, Forest/Grass | Conductor, Overhead | Burned/flashed | 2020 | Tier 3 - Extreme | Distribution Circuit | 9 | 7 | 2020-09-07 | 1086156 | Sus | Y | EnvironmentalExternal¦FireForestGrass¦ConductorOverhead¦Burnedflashed
20-0100086 | Equipment Failure/Involved | Underground | Transformer (UG) | Failed/Faulted | 2020 | Tier 2 - Elevated | Distribution Circuit | 9 | 22 | 2020-09-22 | 1086976 | Sus | Y | EquipmentFailureInvolved¦Underground¦Transformer(UG)¦FailedFaulted
20-0100206 | Environmental/External | Fire, Forest/Grass | Conductor, Overhead | Burned/flashed | 2020 | Tier 3 - Extreme | Distribution Circuit | 9 | 7 | 2020-09-07 | 1087954 | Sus | Y | EnvironmentalExternal¦FireForestGrass¦ConductorOverhead¦Burnedflashed
20-0100366 | Environmental/External | Fire, Forest/Grass | Conductor, Overhead | Burned/flashed | 2020 | Tier 2 - Elevated | Distribution Circuit | 9 | 7 | 2020-09-07 | 1088640 | Sus | Y | EnvironmentalExternal¦FireForestGrass¦ConductorOverhead¦Burnedflashed
20-0107919 | Animal | Bird found | Conductor, Overhead | Normal | 2020 | Tier 3 - Extreme | Distribution Circuit | 10 | 13 | 2020-10-13 | 1116263 | Sus | Y | Animal¦Birdfound¦ConductorOverhead¦Normal
20-0111458 | Unknown Cause | Patrol - found nothing |  |  | 2020 | Tier 2 - Elevated | Distribution Circuit | 10 | 21 | 2020-10-21 | 1122645 | Sus | Y | UnknownCause¦Patrolfoundnothing¦¦
20-0112808 | Wildfire Mitigation | Public Safety Power Shut-off | Conductor, Overhead | Normal | 2020 | Tier 2 - Elevated | Distribution Circuit | 10 | 25 | 2020-10-25 | 1126299 | Sus | Y | WildfireMitigation¦PublicSafetyPowerShutoff¦ConductorOverhead¦Normal
20-0114111 | 3rd Party | Vehicle | Pole-Wood | On Ground | 2020 | Tier 2 - Elevated | Distribution Circuit | 10 | 27 | 2020-10-27 | 1130423 | Sus | Y | 3rdParty¦Vehicle¦PoleWood¦OnGround
20-0117587 | Vegetation | Tree - fell into line | Conductor, Overhead | Broken, wire on ground | 2020 | Tier 3 - Extreme | Distribution Circuit | 11 | 5 | 2020-11-05 | 1136992 | Sus | Y | Vegetation¦Treefellintoline¦ConductorOverhead¦Brokenwireonground
20-0117594 | Animal | Squirrel | Fuse | Broken | 2020 | Tier 2 - Elevated | Transformer only | 11 | 5 | 2020-11-05 | 1136985 | Sus | Y | Animal¦Squirrel¦Fuse¦Broken
20-0119775 | Vegetation | Tree - fell into line | Conductor, Overhead | Normal | 2020 | Tier 2 - Elevated | Distribution Circuit | 11 | 11 | 2020-11-11 | 1142090 | Sus | Y | Vegetation¦Treefellintoline¦ConductorOverhead¦Normal
20-0119887 | Equipment Failure/Involved | Overhead | Fuse | Failed/Faulted | 2020 | Tier 2 - Elevated | Transformer only | 11 | 11 | 2020-11-11 | 1142159 | Sus | Y | EquipmentFailureInvolved¦Overhead¦Fuse¦FailedFaulted
20-0122179 | Equipment Failure/Involved | Overhead | Fuse | Burned Open | 2020 | Tier 3 - Extreme | Transformer only | 11 | 17 | 2020-11-17 | 1147950 | Sus | Y | EquipmentFailureInvolved¦Overhead¦Fuse¦BurnedOpen
20-0126709 | Equipment Failure/Involved | Overhead | Crossarm, Wood | Deteriorated | 2020 | Tier 2 - Elevated | Distribution Circuit | 12 | 2 | 2020-12-02 | 1157873 | Sus | N | EquipmentFailureInvolved¦Overhead¦CrossarmWood¦Deteriorated
20-0127107 | Unknown Cause | Patrol - found nothing |  |  | 2020 | Tier 2 - Elevated | Distribution Circuit | 12 | 3 | 2020-12-03 | 1159832 | Sus | N | UnknownCause¦Patrolfoundnothing¦¦
20-0128738 | Unknown Cause | Patrol - found nothing |  |  | 2020 | Tier 2 - Elevated | Distribution Circuit | 12 | 8 | 2020-12-08 | 1169947 | Sus | N | UnknownCause¦Patrolfoundnothing¦¦
21-0013596 | Vegetation | Tree - fell into line | Pole-Wood | Broken, wire on ground | 2021 | Tier 2 - Elevated | Distribution Circuit | 1 | 25 | 2021-01-25 | 1223111 | Sus | N | Vegetation¦Treefellintoline¦PoleWood¦Brokenwireonground
21-0015035 | Vegetation | Tree - fell into line | Conductor, Overhead | Broken, wire on ground | 2021 | Tier 2 - Elevated | Distribution Circuit | 1 | 26 | 2021-01-26 | 1226779 | Sus | N | Vegetation¦Treefellintoline¦ConductorOverhead¦Brokenwireonground
21-0016815 | Unknown Cause | Patrol - not conducted |  |  | 2021 | Tier 3 - Extreme | Distribution Circuit | 1 | 27 | 2021-01-27 | 1237068 | Sus | N | UnknownCause¦Patrolnotconducted¦¦
21-0016902 | Unknown Cause | Patrol - found nothing |  |  | 2021 | Tier 2 - Elevated | Distribution Circuit | 1 | 27 | 2021-01-27 | 1236891 | Sus | N | UnknownCause¦Patrolfoundnothing¦¦
21-0018606 | Vegetation | Tree - fell into line | Conductor, Overhead | On Ground | 2021 | Tier 3 - Extreme | Distribution Circuit | 1 | 26 | 2021-01-26 | 1242271 | Sus | N | Vegetation¦Treefellintoline¦ConductorOverhead¦OnGround
21-0025178 | Vegetation | Tree - bark fell into line | Conductor, Overhead | Normal | 2021 | Tier 2 - Elevated | Distribution Circuit | 2 | 12 | 2021-02-12 | 1254065 | Sus | N | Vegetation¦Treebarkfellintoline¦ConductorOverhead¦Normal
21-0025579 | Unknown Cause | Patrol - found nothing |  |  | 2021 | Tier 2 - Elevated | Distribution Circuit | 2 | 15 | 2021-02-15 | 1255055 | Sus | N | UnknownCause¦Patrolfoundnothing¦¦
21-0027572 | Animal | Bird found | Conductor, Overhead | Normal | 2021 | Tier 2 - Elevated | Distribution Circuit | 2 | 19 | 2021-02-19 | 1258197 | Sus | N | Animal¦Birdfound¦ConductorOverhead¦Normal
21-0032852 | Unknown Cause | Patrol - found nothing |  |  | 2021 | Tier 3 - Extreme | Distribution Circuit | 3 | 5 | 2021-03-05 | 1270503 | Sus | N | UnknownCause¦Patrolfoundnothing¦¦
21-0034921 | Equipment Failure/Involved | Overhead | Conductor, Overhead | Broken, wire on ground | 2021 | Tier 3 - Extreme | Distribution Circuit | 3 | 10 | 2021-03-10 | 1277507 | Sus | N | EquipmentFailureInvolved¦Overhead¦ConductorOverhead¦Brokenwireonground
21-0035231 | Vegetation | Tree - branch fell on line | Conductor, Overhead | Normal | 2021 | Tier 3 - Extreme | Distribution Circuit | 3 | 10 | 2021-03-10 | 1278165 | Sus | N | Vegetation¦Treebranchfellonline¦ConductorOverhead¦Normal
21-0035550 | Animal | Squirrel |  | Failed/Faulted | 2021 | Tier 2 - Elevated | Transformer only | 3 | 11 | 2021-03-11 | 1279012 | Sus | N | Animal¦Squirrel¦¦FailedFaulted
21-0039113 | Animal | Squirrel | Conductor, Overhead | Normal | 2021 | Tier 3 - Extreme | Distribution Circuit | 3 | 21 | 2021-03-21 | 1290751 | Sus | N | Animal¦Squirrel¦ConductorOverhead¦Normal
21-0042038 | Equipment Failure/Involved | Overhead | Pole-Wood | Deteriorated | 2021 | Tier 2 - Elevated | Distribution Circuit | 3 | 29 | 2021-03-29 | 1302503 | Sus | N | EquipmentFailureInvolved¦Overhead¦PoleWood¦Deteriorated
21-0044562 | Vegetation | Tree - branch fell on line | Conductor, Overhead | Normal | 2021 | Tier 3 - Extreme | Distribution Circuit | 4 | 4 | 2021-04-04 | 1306720 | Sus | N | Vegetation¦Treebranchfellonline¦ConductorOverhead¦Normal
21-0054466 | Equipment Failure/Involved | Overhead | Transformer (OH) | Leaking | 2021 | Tier 2 - Elevated | Transformer only | 4 | 28 | 2021-04-28 | 1336343 | Sus | N | EquipmentFailureInvolved¦Overhead¦Transformer(OH)¦Leaking
21-0060108 | Equipment Failure/Involved | Overhead | Pole-Wood | Deteriorated | 2021 | Tier 2 - Elevated | Distribution Circuit | 5 | 12 | 2021-05-12 | 1346711 | Sus | Y | EquipmentFailureInvolved¦Overhead¦PoleWood¦Deteriorated
21-0061685 | Unknown Cause | Patrol - found nothing |  |  | 2021 | Tier 2 - Elevated | Distribution Circuit | 5 | 14 | 2021-05-14 | 1349434 | Sus | Y | UnknownCause¦Patrolfoundnothing¦¦
21-0064628 | Unknown Cause | Patrol - found nothing |  |  | 2021 | Tier 3 - Extreme | Distribution Circuit | 5 | 21 | 2021-05-21 | 1355934 | Sus | Y | UnknownCause¦Patrolfoundnothing¦¦
21-0065021 | Wildfire Mitigation | CWSP - Vegetation Removal | Transformer | Burned/flashed | 2021 | Tier 3 - Extreme | Transformer only | 5 | 24 | 2021-05-24 | 1357226 | Sus | Y | WildfireMitigation¦CWSPVegetationRemoval¦Transformer¦Burnedflashed
21-0068649 | Equipment Failure/Involved | Electrical Overload | Transformer (OH) | Failed/Faulted | 2021 | Tier 3 - Extreme | Distribution Circuit | 6 | 1 | 2021-06-01 | 1363429 | Sus | Y | EquipmentFailureInvolved¦ElectricalOverload¦Transformer(OH)¦FailedFaulted
21-0069140 | Vegetation | Tree - fell into line | Customer Equipment | Broken | 2021 | Tier 2 - Elevated | Transformer only | 6 | 2 | 2021-06-02 | 1364185 | Sus | Y | Vegetation¦Treefellintoline¦CustomerEquipment¦Broken
21-0075246 | Equipment Failure/Involved | Overhead |  | Failed/Faulted | 2021 | Tier 2 - Elevated | Transformer only | 6 | 16 | 2021-06-16 | 1375473 | Sus | Y | EquipmentFailureInvolved¦Overhead¦¦FailedFaulted
21-0077910 | 3rd Party | Other | Transformer | Failed/Faulted | 2021 | Tier 2 - Elevated | Transformer only | 6 | 23 | 2021-06-23 | 1382606 | Sus | Y | 3rdParty¦Other¦Transformer¦FailedFaulted
21-0079265 | Equipment Failure/Involved | Overhead | Fuse | Normal | 2021 | Tier 2 - Elevated | Transformer only | 6 | 24 | 2021-06-24 | 1384140 | Sus | Y | EquipmentFailureInvolved¦Overhead¦Fuse¦Normal
21-0083491 | 3rd Party | Tree - cutting, 3rd party | Conductor, Overhead | Broken, wire on ground | 2021 | Tier 3 - Extreme | Distribution Circuit | 7 | 1 | 2021-07-01 | 1389920 | Sus | Y | 3rdParty¦Treecutting3rdparty¦ConductorOverhead¦Brokenwireonground
21-0087580 | Equipment Failure/Involved | Overhead | Transformer (OH) | Leaking | 2021 | Tier 3 - Extreme | Distribution Circuit | 7 | 10 | 2021-07-10 | 1398556 | Sus | Y | EquipmentFailureInvolved¦Overhead¦Transformer(OH)¦Leaking
21-0092268 | Equipment Failure/Involved | Overhead | Transformer (OH) | Failed/Faulted | 2021 | Tier 2 - Elevated | Transformer only | 7 | 20 | 2021-07-20 | 1408597 | Sus | Y | EquipmentFailureInvolved¦Overhead¦Transformer(OH)¦FailedFaulted
21-0092429 | Unknown Cause | Patrol - found nothing |  |  | 2021 | Tier 3 - Extreme | Distribution Circuit | 7 | 20 | 2021-07-20 | 1409159 | Sus | Y | UnknownCause¦Patrolfoundnothing¦¦
21-0099442 | Equipment Failure/Involved | Overhead | Crossarm, Wood | Broken | 2021 | Tier 2 - Elevated | Distribution Circuit | 8 | 4 | 2021-08-04 | 1433363 | Sus | Y | EquipmentFailureInvolved¦Overhead¦CrossarmWood¦Broken
21-0107811 | Environmental/External | Fire, Forest/Grass | Pole-Wood | Burned/flashed | 2021 | Tier 3 - Extreme | Distribution Circuit | 8 | 21 | 2021-08-21 | 1449859 | Sus | Y | EnvironmentalExternal¦FireForestGrass¦PoleWood¦Burnedflashed
21-0110672 | Equipment Failure/Involved | Overhead | Transformer (OH) | Failed/Faulted | 2021 | Tier 2 - Elevated | Transformer only | 8 | 28 | 2021-08-28 | 1457030 | Sus | Y | EquipmentFailureInvolved¦Overhead¦Transformer(OH)¦FailedFaulted
21-0112007 | Animal | Squirrel | Conductor, Overhead | Normal | 2021 | Tier 3 - Extreme | Distribution Circuit | 9 | 1 | 2021-09-01 | 1459654 | Sus | Y | Animal¦Squirrel¦ConductorOverhead¦Normal
21-0113835 | Company Initiated | Other Circuits | Conductor, Overhead | Normal | 2021 | Tier 3 - Extreme | Distribution Circuit | 9 | 6 | 2021-09-06 | 1462940 | Sus | Y | CompanyInitiated¦OtherCircuits¦ConductorOverhead¦Normal
21-0114525 | Animal | Squirrel | Conductor, Overhead | Normal | 2021 | Tier 2 - Elevated | Distribution Circuit | 9 | 8 | 2021-09-08 | 1464236 | Sus | Y | Animal¦Squirrel¦ConductorOverhead¦Normal
21-0119214 | Unknown Cause | Patrol - found nothing |  |  | 2021 | Tier 2 - Elevated | Distribution Circuit | 9 | 18 | 2021-09-18 | 1474243 | Sus | Y | UnknownCause¦Patrolfoundnothing¦¦
21-0120753 | Unknown Cause | Patrol - found nothing |  |  | 2021 | Tier 2 - Elevated | Distribution Circuit | 9 | 22 | 2021-09-22 | 1477689 | Sus | Y | UnknownCause¦Patrolfoundnothing¦¦
21-0126986 | Equipment Failure/Involved | Overhead | Pole-Wood | Broken | 2021 | Tier 2 - Elevated | Distribution Circuit | 10 | 6 | 2021-10-06 | 1489198 | Sus | Y | EquipmentFailureInvolved¦Overhead¦PoleWood¦Broken
21-0135471 | Equipment Failure/Involved | Overhead | Transformer (OH) | Failed/Faulted | 2021 | Tier 2 - Elevated | Transformer only | 10 | 23 | 2021-10-23 | 1506877 | Sus | Y | EquipmentFailureInvolved¦Overhead¦Transformer(OH)¦FailedFaulted
21-0135727 | Vegetation | Tree - branch fell on line | Conductor, Overhead | Broken, wire on ground | 2021 | Tier 3 - Extreme | Distribution Circuit | 10 | 24 | 2021-10-24 | 1508380 | Sus | Y | Vegetation¦Treebranchfellonline¦ConductorOverhead¦Brokenwireonground
21-0137704 | Unknown Cause | Patrol - found nothing |  |  | 2021 | Tier 3 - Extreme | Distribution Circuit | 10 | 24 | 2021-10-24 | 1514108 | Sus | Y | UnknownCause¦Patrolfoundnothing¦¦
21-0138505 | Unknown Cause | Patrol - found nothing |  |  | 2021 | Tier 2 - Elevated | Distribution Circuit | 10 | 26 | 2021-10-26 | 1522231 | Sus | Y | UnknownCause¦Patrolfoundnothing¦¦
21-0140335 | Unknown Cause | Patrol - found nothing |  |  | 2021 | Tier 2 - Elevated | Distribution Circuit | 10 | 31 | 2021-10-31 | 1526417 | Sus | Y | UnknownCause¦Patrolfoundnothing¦¦
21-0140449 | Equipment Failure/Involved | Underground | Transformer (UG) | Broken | 2021 | Tier 2 - Elevated | Distribution Circuit | 11 | 1 | 2021-11-01 | 1527068 | Sus | Y | EquipmentFailureInvolved¦Underground¦Transformer(UG)¦Broken
21-0143855 | Vegetation | Tree - branch fell on line | Conductor, Overhead | Normal | 2021 | Tier 2 - Elevated | Distribution Circuit | 11 | 8 | 2021-11-08 | 1538517 | Sus | Y | Vegetation¦Treebranchfellonline¦ConductorOverhead¦Normal
21-0152917 | 3rd Party | Vehicle | Conductor, Overhead | Normal | 2021 | Tier 2 - Elevated | Distribution Circuit | 11 | 30 | 2021-11-30 | 1556129 | Sus | Y | 3rdParty¦Vehicle¦ConductorOverhead¦Normal
21-0153943 | Animal | Bird found | Conductor, Overhead | Normal | 2021 | Tier 2 - Elevated | Distribution Circuit | 12 | 1 | 2021-12-01 | 1557472 | Sus | N | Animal¦Birdfound¦ConductorOverhead¦Normal
21-0156635 | Equipment Failure/Involved | Overhead | Transformer (OH) | Failed/Faulted | 2021 | Tier 2 - Elevated | Transformer only | 12 | 10 | 2021-12-10 | 1563939 | Sus | N | EquipmentFailureInvolved¦Overhead¦Transformer(OH)¦FailedFaulted
21-0157566 | Vegetation | Tree - fell into line | Conductor, Overhead | Broken, wire on ground | 2021 | Tier 3 - Extreme | Distribution Circuit | 12 | 13 | 2021-12-13 | 1566752 | Sus | N | Vegetation¦Treefellintoline¦ConductorOverhead¦Brokenwireonground
21-0157771 | Unknown Cause | Patrol - found nothing |  |  | 2021 | Tier 3 - Extreme | Distribution Circuit | 12 | 14 | 2021-12-14 | 1569158 | Sus | N | UnknownCause¦Patrolfoundnothing¦¦
21-0158463 | Equipment Failure/Involved | Overhead | Conductor, Overhead | Broken, wire on ground | 2021 | Tier 2 - Elevated | Distribution Circuit | 12 | 15 | 2021-12-15 | 1572745 | Sus | N | EquipmentFailureInvolved¦Overhead¦ConductorOverhead¦Brokenwireonground
21-0158471 | Vegetation | Tree - branch fell on line | Conductor, Overhead | Normal | 2021 | Tier 2 - Elevated | Distribution Circuit | 12 | 15 | 2021-12-15 | 1572816 | Sus | N | Vegetation¦Treebranchfellonline¦ConductorOverhead¦Normal
21-0158611 | Vegetation | Tree - branch fell on line | Conductor, Overhead | Normal | 2021 | Tier 2 - Elevated | Distribution Circuit | 12 | 15 | 2021-12-15 | 1573016 | Sus | N | Vegetation¦Treebranchfellonline¦ConductorOverhead¦Normal
21-0158779 | Vegetation | Tree - grew into line | Conductor, Overhead | Normal | 2021 | Tier 3 - Extreme | Distribution Circuit | 12 | 16 | 2021-12-16 | 1574295 | Sus | N | Vegetation¦Treegrewintoline¦ConductorOverhead¦Normal
21-0160767 | Unknown Cause | Patrol - found nothing |  |  | 2021 | Tier 2 - Elevated | Distribution Circuit | 12 | 26 | 2021-12-26 | 1582399 | Sus | N | UnknownCause¦Patrolfoundnothing¦¦
21-0161028 | Environmental/External | Water | Conductor, Overhead | Broken, wire on ground | 2021 | Tier 2 - Elevated | Distribution Circuit | 12 | 26 | 2021-12-26 | 1583430 | Sus | N | EnvironmentalExternal¦Water¦ConductorOverhead¦Brokenwireonground
21-0161254 | Unknown Cause | Patrol - found nothing |  |  | 2021 | Tier 2 - Elevated | Distribution Circuit | 12 | 27 | 2021-12-27 | 1586175 | Sus | N | UnknownCause¦Patrolfoundnothing¦¦
21-0161761 | Unknown Cause | Patrol - found nothing |  |  | 2021 | Tier 3 - Extreme | Distribution Circuit | 12 | 30 | 2021-12-30 | 1589543 | Sus | N | UnknownCause¦Patrolfoundnothing¦¦
21-0161853 | Vegetation | Tree - fell into line | Pole-Wood | Broken, wire on ground | 2021 | Tier 2 - Elevated | Distribution Circuit | 12 | 26 | 2021-12-26 | 1589973 | Sus | N | Vegetation¦Treefellintoline¦PoleWood¦Brokenwireonground
21-0162050 | Vegetation | Tree - fell into line | Conductor, Overhead | Broken, wire on ground | 2021 | Tier 3 - Extreme | Distribution Circuit | 12 | 27 | 2021-12-27 | 1591011 | Sus | N | Vegetation¦Treefellintoline¦ConductorOverhead¦Brokenwireonground
22-0005668 | Equipment Failure/Involved | Overhead | Fuse | Broken | 2022 | Tier 2 - Elevated | Transformer only | 1 | 3 | 2022-01-03 | 1593452 | Sus | N | EquipmentFailureInvolved¦Overhead¦Fuse¦Broken
22-0005748 | Environmental/External | Ice or snow | Conductor, Overhead | Broken, wire on ground | 2021 | Tier 3 - Extreme | Distribution Circuit | 12 | 27 | 2021-12-27 | 1594274 | Sus | N | EnvironmentalExternal¦Iceorsnow¦ConductorOverhead¦Brokenwireonground
22-0006166 | Vegetation | Tree - fell into line | Conductor, Overhead | Broken, wire on ground | 2021 | Tier 3 - Extreme | Distribution Circuit | 12 | 27 | 2021-12-27 | 1595107 | Sus | N | Vegetation¦Treefellintoline¦ConductorOverhead¦Brokenwireonground
22-0006423 | Vegetation | Tree - fell into line | Pole-Wood | Broken, wire on ground | 2021 | Tier 2 - Elevated | Distribution Circuit | 12 | 27 | 2021-12-27 | 1595745 | Sus | N | Vegetation¦Treefellintoline¦PoleWood¦Brokenwireonground
22-0006812 | Vegetation | Tree - branch fell on line | Transformer | Broken | 2022 | Tier 3 - Extreme | Transformer only | 1 | 3 | 2022-01-03 | 1593710 | Sus | N | Vegetation¦Treebranchfellonline¦Transformer¦Broken
22-0010363 | Vegetation | Tree - fell into line | Conductor, Overhead | Broken, wire on ground | 2022 | Tier 3 - Extreme | Distribution Circuit | 1 | 16 | 2022-01-16 | 1603610 | Sus | N | Vegetation¦Treefellintoline¦ConductorOverhead¦Brokenwireonground
22-0010363 | Vegetation | Tree - fell into line | Conductor, Overhead | Broken, wire on ground | 2022 | Tier 3 - Extreme | Distribution Circuit | 1 | 16 | 2022-01-16 | 1603610 | Sus | N | Vegetation¦Treefellintoline¦ConductorOverhead¦Brokenwireonground
22-0012806 | Vegetation | Tree - fell into line | Conductor, Overhead | Broken, wire on ground | 2022 | Tier 3 - Extreme | Distribution Circuit | 1 | 21 | 2022-01-21 | 1608054 | Sus | N | Vegetation¦Treefellintoline¦ConductorOverhead¦Brokenwireonground
22-0013007 | Unknown Cause | Patrol - found nothing |  |  | 2022 | Tier 2 - Elevated | Distribution Circuit | 1 | 22 | 2022-01-22 | 1608790 | Sus | N | UnknownCause¦Patrolfoundnothing¦¦
22-0029394 | Unknown Cause | Patrol - found nothing |  |  | 2022 | Tier 2 - Elevated | Transformer only | 3 | 3 | 2022-03-03 | 1641439 | Sus | N | UnknownCause¦Patrolfoundnothing¦¦
22-0030213 | Environmental/External | Lightning | Transformer (OH) | Failed/Faulted | 2022 | Tier 3 - Extreme | Distribution Circuit | 3 | 4 | 2022-03-04 | 1642558 | Sus | N | EnvironmentalExternal¦Lightning¦Transformer(OH)¦FailedFaulted
22-0032862 | Equipment Failure/Involved | Overhead | Transformer (OH) | Failed/Faulted | 2022 | Tier 3 - Extreme | Transformer only | 3 | 11 | 2022-03-11 | 1646729 | Sus | N | EquipmentFailureInvolved¦Overhead¦Transformer(OH)¦FailedFaulted
22-0045501 | Unknown Cause | Patrol - not conducted |  |  | 2022 | Tier 3 - Extreme | Distribution Circuit | 4 | 11 | 2022-04-11 | 1668719 | Sus | N | UnknownCause¦Patrolnotconducted¦¦
22-0056496 | Animal | Bird found | Lightning Arrestor | Burned/flashed | 2022 | Tier 2 - Elevated | Distribution Circuit | 4 | 30 | 2022-04-30 | 1685492 | Sus | N | Animal¦Birdfound¦LightningArrestor¦Burnedflashed
22-0057453 | Unknown Cause | Patrol - found nothing |  |  | 2022 | Tier 2 - Elevated | Distribution Circuit | 5 | 3 | 2022-05-03 | 1687481 | Sus | Y | UnknownCause¦Patrolfoundnothing¦¦
22-0058751 | Vegetation | Tree - fell into line | Pole-Wood | Broken, wire on ground | 2022 | Tier 2 - Elevated | Distribution Circuit | 5 | 6 | 2022-05-06 | 1689524 | Sus | Y | Vegetation¦Treefellintoline¦PoleWood¦Brokenwireonground
22-0063709 | Equipment Failure/Involved | Overhead | Pole-Wood | Deteriorated | 2022 | Tier 2 - Elevated | Distribution Circuit | 5 | 18 | 2022-05-18 | 1702471 | Sus | Y | EquipmentFailureInvolved¦Overhead¦PoleWood¦Deteriorated
22-0070345 | Animal | Bird found | Conductor, Overhead | Normal | 2022 | Tier 2 - Elevated | Distribution Circuit | 6 | 5 | 2022-06-05 | 1719633 | Sus | Y | Animal¦Birdfound¦ConductorOverhead¦Normal
22-0070370 | 3rd Party | Vehicle | Pole-Wood | Broken | 2022 | Tier 2 - Elevated | Distribution Circuit | 6 | 5 | 2022-06-05 | 1719717 | Sus | Y | 3rdParty¦Vehicle¦PoleWood¦Broken
22-0073223 | Equipment Failure/Involved | Overhead | Transformer (OH) | Failed/Faulted | 2022 | Tier 3 - Extreme | Transformer only | 6 | 11 | 2022-06-11 | 1728418 | Sus | Y | EquipmentFailureInvolved¦Overhead¦Transformer(OH)¦FailedFaulted
22-0074382 | 3rd Party | Vehicle | Pole-Wood | Broken, wire on ground | 2022 | Tier 3 - Extreme | Distribution Circuit | 6 | 14 | 2022-06-14 | 1731566 | Sus | Y | 3rdParty¦Vehicle¦PoleWood¦Brokenwireonground
22-0076195 | Equipment Failure/Involved | Overhead | Pole-Wood | Broken | 2022 | Tier 3 - Extreme | Distribution Circuit | 6 | 20 | 2022-06-20 | 1735839 | Sus | Y | EquipmentFailureInvolved¦Overhead¦PoleWood¦Broken
22-0079217 | Vegetation | Tree - fell into line | Pole-Wood | Broken, wire on ground | 2022 | Tier 3 - Extreme | Distribution Circuit | 6 | 27 | 2022-06-27 | 1743537 | Sus | Y | Vegetation¦Treefellintoline¦PoleWood¦Brokenwireonground
22-0092900 | Unknown Cause | Patrol - found nothing |  |  | 2022 | Tier 2 - Elevated | Distribution Circuit | 8 | 3 | 2022-08-03 | 1771591 | Sus | Y | UnknownCause¦Patrolfoundnothing¦¦
22-0097287 | Unknown Cause | Patrol - found nothing |  |  | 2022 | Tier 3 - Extreme | Distribution Circuit | 8 | 14 | 2022-08-14 | 1780570 | Sus | Y | UnknownCause¦Patrolfoundnothing¦¦
22-0098435 | Animal | Squirrel | Fuse | Failed/Faulted | 2022 | Tier 2 - Elevated | Distribution Circuit | 8 | 16 | 2022-08-16 | 1783037 | Sus | Y | Animal¦Squirrel¦Fuse¦FailedFaulted
22-0099876 | Equipment Failure/Involved | Overhead | Transformer (OH) | Broken | 2022 | Tier 2 - Elevated | Distribution Circuit | 8 | 19 | 2022-08-19 | 1785401 | Sus | Y | EquipmentFailureInvolved¦Overhead¦Transformer(OH)¦Broken
22-0105446 | Animal | Other | Conductor, Overhead | Normal | 2022 | Tier 2 - Elevated | Distribution Circuit | 9 | 3 | 2022-09-03 | 1798201 | Sus | Y | Animal¦Other¦ConductorOverhead¦Normal
22-0110262 | Vegetation | Tree - fell into line | Conductor, Overhead | Normal | 2022 | Tier 2 - Elevated | Distribution Circuit | 9 | 14 | 2022-09-14 | 1811240 | Sus | Y | Vegetation¦Treefellintoline¦ConductorOverhead¦Normal
22-0111680 | Vegetation | Tree - branch fell on line | Conductor, Overhead | Normal | 2022 | Tier 2 - Elevated | Distribution Circuit | 9 | 18 | 2022-09-18 | 1814571 | Sus | Y | Vegetation¦Treebranchfellonline¦ConductorOverhead¦Normal
22-0115921 | Equipment Failure/Involved | Overhead | Customer Equipment | Deteriorated | 2022 | Tier 3 - Extreme | Transformer only | 9 | 28 | 2022-09-28 | 1823578 | Sus | Y | EquipmentFailureInvolved¦Overhead¦CustomerEquipment¦Deteriorated
22-0129575 | Vegetation | Tree - fell into line | Conductor, Overhead | Broken, wire on ground | 2022 | Tier 3 - Extreme | Distribution Circuit | 11 | 8 | 2022-11-08 | 1858435 | Sus | Y | Vegetation¦Treefellintoline¦ConductorOverhead¦Brokenwireonground
22-0135431 | Vegetation | Tree - branch fell on line | Conductor, Overhead | Normal | 2022 | Tier 3 - Extreme | Distribution Circuit | 12 | 1 | 2022-12-01 | 1872671 | Sus | N | Vegetation¦Treebranchfellonline¦ConductorOverhead¦Normal
22-0138663 | Equipment Failure/Involved | Overhead | Transformer | Failed/Faulted | 2022 | Tier 2 - Elevated | Transformer only | 12 | 10 | 2022-12-10 | 1883618 | Sus | N | EquipmentFailureInvolved¦Overhead¦Transformer¦FailedFaulted
22-0141546 | Vegetation | Tree - fell into line | Crossarm, Wood | Broken, wire on ground | 2022 | Tier 2 - Elevated | Distribution Circuit | 12 | 27 | 2022-12-27 | 1898146 | Sus | N | Vegetation¦Treefellintoline¦CrossarmWood¦Brokenwireonground
22-0142452 | Vegetation | Tree - grew into line | Conductor, Overhead | Normal | 2022 | Tier 3 - Extreme | Distribution Circuit | 12 | 31 | 2022-12-31 | 1902987 | Sus | N | Vegetation¦Treegrewintoline¦ConductorOverhead¦Normal
15-0008627 | Equipment Failure/Involved | Other | Fuse | Arcing | 2015 | Tier 2 - Elevated | Distribution Circuit | 2 | 2 | 2015-02-02 | 1171029 | Sus | N | EquipmentFailureInvolved¦Other¦Fuse¦Arcing
15-0010904 | Equipment Failure/Involved | Electrical Overload | Insulator | Failed/Faulted | 2015 | Tier 2 - Elevated | Distribution Circuit | 2 | 7 | 2015-02-07 | 1179867 | Sus | N | EquipmentFailureInvolved¦ElectricalOverload¦Insulator¦FailedFaulted
15-0011469 | Vegetation | Tree - branch fell on line | Conductor, Overhead | Broken, wire on ground | 2015 | Tier 2 - Elevated | Distribution Circuit | 2 | 8 | 2015-02-08 | 1181995 | Sus | N | Vegetation¦Treebranchfellonline¦ConductorOverhead¦Brokenwireonground
15-0022775 | Vegetation | Tree - fell into line | Conductor, Overhead | Broken, wire on ground | 2015 | Tier 3 - Extreme | Distribution Circuit | 3 | 28 | 2015-03-28 | 1209338 | Sus | N | Vegetation¦Treefellintoline¦ConductorOverhead¦Brokenwireonground
15-0029064 | Unknown Cause | Patrol - found nothing |  |  | 2015 | Tier 2 - Elevated | Distribution Circuit | 4 | 23 | 2015-04-23 | 1223836 | Sus | N | UnknownCause¦Patrolfoundnothing¦¦
15-0037703 | Environmental/External | Lightning | Transformer (OH) | Failed/Faulted | 2015 | Tier 2 - Elevated | Transformer only | 6 | 1 | 2015-06-01 | 1242287 | Sus | Y | EnvironmentalExternal¦Lightning¦Transformer(OH)¦FailedFaulted
15-0038953 | Equipment Failure/Involved | Overhead | Transformer | Deteriorated | 2015 | Tier 2 - Elevated | Transformer only | 6 | 5 | 2015-06-05 | 1244481 | Sus | Y | EquipmentFailureInvolved¦Overhead¦Transformer¦Deteriorated
15-0041465 | Equipment Failure/Involved | Underground | Transformer | Failed/Faulted | 2015 | Tier 2 - Elevated | Distribution Circuit | 6 | 16 | 2015-06-16 | 1251819 | Sus | Y | EquipmentFailureInvolved¦Underground¦Transformer¦FailedFaulted
15-0042256 | Animal | Bird found | Fuse | Failed/Faulted | 2015 | Tier 2 - Elevated | Distribution Circuit | 6 | 20 | 2015-06-20 | 1253657 | Sus | Y | Animal¦Birdfound¦Fuse¦FailedFaulted
15-0042280 | Vegetation | Tree - branch fell on line | Conductor, Overhead | Together | 2015 | Tier 2 - Elevated | Distribution Circuit | 6 | 20 | 2015-06-20 | 1253758 | Sus | Y | Vegetation¦Treebranchfellonline¦ConductorOverhead¦Together
15-0044418 | Equipment Failure/Involved | Underground | Transformer | Broken | 2015 | Tier 3 - Extreme | Distribution Circuit | 6 | 30 | 2015-06-30 | 1259783 | Sus | Y | EquipmentFailureInvolved¦Underground¦Transformer¦Broken
15-0045207 | Environmental/External | Lightning | Conductor, Overhead | Broken, wire on ground | 2015 | Tier 3 - Extreme | Distribution Circuit | 7 | 2 | 2015-07-02 | 1262081 | Sus | Y | EnvironmentalExternal¦Lightning¦ConductorOverhead¦Brokenwireonground
15-0045563 | Equipment Failure/Involved | Underground | Connector or Splice (UG) | Broken | 2015 | Tier 2 - Elevated | Distribution Circuit | 7 | 5 | 2015-07-05 | 1263158 | Sus | Y | EquipmentFailureInvolved¦Underground¦ConnectororSplice(UG)¦Broken
15-0046415 | Equipment Failure/Involved | Overhead | Transformer | Failed/Faulted | 2015 | Tier 2 - Elevated | Transformer only | 7 | 8 | 2015-07-08 | 1265084 | Sus | Y | EquipmentFailureInvolved¦Overhead¦Transformer¦FailedFaulted
15-0048762 | Unknown Cause | Patrol - found nothing |  |  | 2015 | Tier 3 - Extreme | Distribution Circuit | 7 | 19 | 2015-07-19 | 1271950 | Sus | Y | UnknownCause¦Patrolfoundnothing¦¦
15-0056849 | 3rd Party | Vehicle | Pole-Wood | Broken | 2015 | Tier 3 - Extreme | Distribution Circuit | 8 | 23 | 2015-08-23 | 1293440 | Sus | Y | 3rdParty¦Vehicle¦PoleWood¦Broken
15-0060296 | Equipment Failure/Involved | Overhead | Transformer (OH) | Deteriorated | 2015 | Tier 2 - Elevated | Distribution Circuit | 9 | 9 | 2015-09-09 | 1302582 | Sus | Y | EquipmentFailureInvolved¦Overhead¦Transformer(OH)¦Deteriorated
15-0062556 | Vegetation | Tree - fell into line | Conductor, Overhead | Broken, wire on ground | 2015 | Tier 2 - Elevated | Distribution Circuit | 9 | 21 | 2015-09-21 | 1309561 | Sus | Y | Vegetation¦Treefellintoline¦ConductorOverhead¦Brokenwireonground
15-0067711 | Vegetation | Tree - fell into line | Conductor, Overhead | Broken, wire on ground | 2015 | Tier 3 - Extreme | Distribution Circuit | 10 | 4 | 2015-10-04 | 1316439 | Sus | Y | Vegetation¦Treefellintoline¦ConductorOverhead¦Brokenwireonground
15-0071190 | Unknown Cause | Patrol - not conducted |  |  | 2015 | Tier 2 - Elevated | Distribution Circuit | 10 | 17 | 2015-10-17 | 1323865 | Sus | Y | UnknownCause¦Patrolnotconducted¦¦
15-0075088 | Environmental/External | Lightning | Transformer (OH) | Failed/Faulted | 2015 | Tier 3 - Extreme | Distribution Circuit | 11 | 2 | 2015-11-02 | 1333919 | Sus | Y | EnvironmentalExternal¦Lightning¦Transformer(OH)¦FailedFaulted
15-0075701 | Equipment Failure/Involved | Overhead | Connector or Splice (OH) | Broken | 2015 | Tier 2 - Elevated | Transformer only | 11 | 4 | 2015-11-04 | 1335547 | Sus | Y | EquipmentFailureInvolved¦Overhead¦ConnectororSplice(OH)¦Broken
15-0076857 | Environmental/External | Lightning | Transformer | Failed/Faulted | 2015 | Tier 2 - Elevated | Transformer only | 11 | 9 | 2015-11-09 | 1338182 | Sus | Y | EnvironmentalExternal¦Lightning¦Transformer¦FailedFaulted
15-0077908 | Unknown Cause | Patrol - found nothing |  |  | 2015 | Tier 3 - Extreme | Distribution Circuit | 11 | 15 | 2015-11-15 | 1341752 | Sus | Y | UnknownCause¦Patrolfoundnothing¦¦
15-0083688 | Vegetation | Tree - fell into line | Conductor, Overhead | Broken, wire on ground | 2015 | Tier 2 - Elevated | Distribution Circuit | 12 | 9 | 2015-12-09 | 1356508 | Sus | N | Vegetation¦Treefellintoline¦ConductorOverhead¦Brokenwireonground
16-0002807 | Equipment Failure/Involved | Overhead | Connector or Splice (OH) | Burned Open | 2016 | Tier 2 - Elevated | Distribution Circuit | 1 | 4 | 2016-01-04 | 1376825 | Sus | N | EquipmentFailureInvolved¦Overhead¦ConnectororSplice(OH)¦BurnedOpen
16-0002824 | Vegetation | Tree - fell into line | Conductor, Overhead | Normal | 2016 | Tier 3 - Extreme | Distribution Circuit | 1 | 4 | 2016-01-04 | 1376907 | Sus | N | Vegetation¦Treefellintoline¦ConductorOverhead¦Normal
16-0003415 | Vegetation | Tree - branch fell on line | Conductor, Overhead | Normal | 2016 | Tier 3 - Extreme | Distribution Circuit | 1 | 6 | 2016-01-06 | 1378409 | Sus | N | Vegetation¦Treebranchfellonline¦ConductorOverhead¦Normal
16-0007661 | Vegetation | Tree - branch fell on line | Conductor, Overhead | Normal | 2016 | Tier 2 - Elevated | Distribution Circuit | 1 | 22 | 2016-01-22 | 1390382 | Sus | N | Vegetation¦Treebranchfellonline¦ConductorOverhead¦Normal
16-0010759 | Equipment Failure/Involved | Overhead | Transformer | Failed/Faulted | 2016 | Tier 2 - Elevated | Transformer only | 2 | 4 | 2016-02-04 | 1398508 | Sus | N | EquipmentFailureInvolved¦Overhead¦Transformer¦FailedFaulted
16-0011042 | Vegetation | Tree - fell into line | Pole-Wood | Broken, wire on ground | 2016 | Tier 2 - Elevated | Distribution Circuit | 2 | 6 | 2016-02-06 | 1399304 | Sus | N | Vegetation¦Treefellintoline¦PoleWood¦Brokenwireonground
16-0013004 | Vegetation | Tree - fell into line | Pole-Wood | Broken | 2016 | Tier 3 - Extreme | Distribution Circuit | 2 | 17 | 2016-02-17 | 1404713 | Sus | N | Vegetation¦Treefellintoline¦PoleWood¦Broken
16-0013390 | Vegetation | Tree - fell into line | Pole-Wood | Broken, wire on ground | 2016 | Tier 3 - Extreme | Distribution Circuit | 2 | 17 | 2016-02-17 | 1406901 | Sus | N | Vegetation¦Treefellintoline¦PoleWood¦Brokenwireonground
16-0013458 | Vegetation | Tree - branch fell on line | Conductor, Overhead | Broken, wire on ground | 2016 | Tier 2 - Elevated | Distribution Circuit | 2 | 17 | 2016-02-17 | 1406627 | Sus | N | Vegetation¦Treebranchfellonline¦ConductorOverhead¦Brokenwireonground
16-0014939 | Unknown Cause | Patrol - found nothing |  |  | 2016 | Tier 2 - Elevated | Distribution Circuit | 2 | 23 | 2016-02-23 | 1410780 | Sus | N | UnknownCause¦Patrolfoundnothing¦¦
16-0017792 | Equipment Failure/Involved | Overhead | Conductor, Overhead | Normal | 2016 | Tier 2 - Elevated | Distribution Circuit | 3 | 5 | 2016-03-05 | 1418921 | Sus | N | EquipmentFailureInvolved¦Overhead¦ConductorOverhead¦Normal
16-0018888 | Equipment Failure/Involved | Overhead | Transformer (OH) | Failed/Faulted | 2016 | Tier 3 - Extreme | Transformer only | 3 | 7 | 2016-03-07 | 1423958 | Sus | N | EquipmentFailureInvolved¦Overhead¦Transformer(OH)¦FailedFaulted
16-0020940 | Equipment Failure/Involved | Overhead | Transformer | Deteriorated | 2016 | Tier 2 - Elevated | Transformer only | 3 | 13 | 2016-03-13 | 1430008 | Sus | N | EquipmentFailureInvolved¦Overhead¦Transformer¦Deteriorated
16-0023959 | Unknown Cause | Patrol - found nothing |  |  | 2016 | Tier 3 - Extreme | Distribution Circuit | 3 | 25 | 2016-03-25 | 1438403 | Sus | N | UnknownCause¦Patrolfoundnothing¦¦
16-0024067 | Unknown Cause | Patrol - found nothing |  |  | 2016 | Tier 3 - Extreme | Transformer only | 3 | 25 | 2016-03-25 | 1438391 | Sus | N | UnknownCause¦Patrolfoundnothing¦¦
16-0027468 | Equipment Failure/Involved | Overhead | Pole-Wood | Burned/flashed | 2016 | Tier 2 - Elevated | Distribution Circuit | 4 | 9 | 2016-04-09 | 1447683 | Sus | N | EquipmentFailureInvolved¦Overhead¦PoleWood¦Burnedflashed
16-0027825 | Unknown Cause | Patrol - found nothing |  |  | 2016 | Tier 2 - Elevated | Distribution Circuit | 4 | 11 | 2016-04-11 | 1448852 | Sus | N | UnknownCause¦Patrolfoundnothing¦¦
16-0030595 | Vegetation | Tree - fell into line | Conductor, Overhead | Broken, wire on ground | 2016 | Tier 2 - Elevated | Distribution Circuit | 4 | 22 | 2016-04-22 | 1455615 | Sus | N | Vegetation¦Treefellintoline¦ConductorOverhead¦Brokenwireonground
16-0030736 | Vegetation | Tree - fell into line | Pole-Wood | Broken, wire on ground | 2016 | Tier 2 - Elevated | Distribution Circuit | 4 | 22 | 2016-04-22 | 1455954 | Sus | N | Vegetation¦Treefellintoline¦PoleWood¦Brokenwireonground
16-0030951 | Equipment Failure/Involved | Overhead | Transformer (OH) | Broken | 2016 | Tier 2 - Elevated | Transformer only | 4 | 23 | 2016-04-23 | 1456693 | Sus | N | EquipmentFailureInvolved¦Overhead¦Transformer(OH)¦Broken
16-0032147 | Environmental/External | Lightning | Transformer | Broken | 2016 | Tier 2 - Elevated | Transformer only | 4 | 27 | 2016-04-27 | 1460592 | Sus | N | EnvironmentalExternal¦Lightning¦Transformer¦Broken
16-0034992 | Unknown Cause | Patrol - found nothing |  |  | 2016 | Tier 2 - Elevated | Distribution Circuit | 5 | 9 | 2016-05-09 | 1467319 | Sus | Y | UnknownCause¦Patrolfoundnothing¦¦
16-0045700 | Vegetation | Tree - fell into line | Fuse | Failed/Faulted | 2016 | Tier 2 - Elevated | Distribution Circuit | 6 | 24 | 2016-06-24 | 1495477 | Sus | Y | Vegetation¦Treefellintoline¦Fuse¦FailedFaulted
16-0054278 | Unknown Cause | Patrol - not conducted |  |  | 2016 | Tier 2 - Elevated | Distribution Circuit | 8 | 1 | 2016-08-01 | 1520028 | Sus | Y | UnknownCause¦Patrolnotconducted¦¦
16-0058374 | Environmental/External | Fire, Forest/Grass | Transformer (OH) | Burned/flashed | 2016 | Tier 2 - Elevated | Transformer only | 8 | 18 | 2016-08-18 | 1528682 | Sus | Y | EnvironmentalExternal¦FireForestGrass¦Transformer(OH)¦Burnedflashed
16-0066366 | Vegetation | Tree - branch fell on line | Conductor, Overhead | Normal | 2016 | Tier 2 - Elevated | Distribution Circuit | 9 | 21 | 2016-09-21 | 1545567 | Sus | Y | Vegetation¦Treebranchfellonline¦ConductorOverhead¦Normal
16-0071429 | Equipment Failure/Involved | Overhead | Lightning Arrestor | Failed/Faulted | 2016 | Tier 3 - Extreme | Distribution Circuit | 10 | 12 | 2016-10-12 | 1556829 | Sus | Y | EquipmentFailureInvolved¦Overhead¦LightningArrestor¦FailedFaulted
16-0072638 | Equipment Failure/Involved | Overhead | Other | Failed/Faulted | 2016 | Tier 2 - Elevated | Transformer only | 10 | 15 | 2016-10-15 | 1561697 | Sus | Y | EquipmentFailureInvolved¦Overhead¦Other¦FailedFaulted
16-0075356 | Unknown Cause | Patrol - found nothing |  |  | 2016 | Tier 2 - Elevated | Distribution Circuit | 10 | 25 | 2016-10-25 | 1569433 | Sus | Y | UnknownCause¦Patrolfoundnothing¦¦
16-0076618 | Vegetation | Tree - fell into line | Service conductor | Broken | 2016 | Tier 3 - Extreme | Distribution Circuit | 10 | 28 | 2016-10-28 | 1572344 | Sus | Y | Vegetation¦Treefellintoline¦Serviceconductor¦Broken
16-0079477 | Equipment Failure/Involved | Fire, pole | Pole-Wood | Burned/flashed | 2016 | Tier 2 - Elevated | Distribution Circuit | 11 | 12 | 2016-11-12 | 1580253 | Sus | Y | EquipmentFailureInvolved¦Firepole¦PoleWood¦Burnedflashed
16-0083391 | Unknown Cause | Patrol - found nothing | Conductor, Overhead | Normal | 2016 | Tier 2 - Elevated | Distribution Circuit | 12 | 1 | 2016-12-01 | 1592680 | Sus | N | UnknownCause¦Patrolfoundnothing¦ConductorOverhead¦Normal
16-0084989 | Equipment Failure/Involved | Overhead | Transformer (OH) | Failed/Faulted | 2016 | Tier 2 - Elevated | Transformer only | 12 | 10 | 2016-12-10 | 1598751 | Sus | N | EquipmentFailureInvolved¦Overhead¦Transformer(OH)¦FailedFaulted
16-0086220 | Unknown Cause | Patrol - found nothing |  |  | 2016 | Tier 2 - Elevated | Distribution Circuit | 12 | 18 | 2016-12-18 | 1605968 | Sus | N | UnknownCause¦Patrolfoundnothing¦¦
16-0086700 | Unknown Cause | Patrol - found nothing |  |  | 2016 | Tier 3 - Extreme | Distribution Circuit | 12 | 22 | 2016-12-22 | 1608887 | Sus | N | UnknownCause¦Patrolfoundnothing¦¦
16-0086883 | Vegetation | Tree - fell into line | Conductor, Overhead | Broken, wire on ground | 2016 | Tier 2 - Elevated | Distribution Circuit | 12 | 24 | 2016-12-24 | 1610113 | Sus | N | Vegetation¦Treefellintoline¦ConductorOverhead¦Brokenwireonground
17-0002781 | Animal | Bird found | Conductor, Overhead | Normal | 2017 | Tier 3 - Extreme | Distribution Circuit | 1 | 2 | 2017-01-02 | 1614620 | Sus | N | Animal¦Birdfound¦ConductorOverhead¦Normal
17-0003526 | Vegetation | Tree - fell into line | Conductor, Overhead | Broken, wire on ground | 2017 | Tier 3 - Extreme | Distribution Circuit | 1 | 4 | 2017-01-04 | 1617765 | Sus | N | Vegetation¦Treefellintoline¦ConductorOverhead¦Brokenwireonground
17-0004258 | Vegetation | Tree - branch fell on line | Conductor, Overhead | Broken, wire on ground | 2017 | Tier 2 - Elevated | Distribution Circuit | 1 | 6 | 2017-01-06 | 1620255 | Sus | N | Vegetation¦Treebranchfellonline¦ConductorOverhead¦Brokenwireonground
17-0004584 | Vegetation | Tree - fell into line | Conductor, Overhead | Broken, wire on ground | 2017 | Tier 3 - Extreme | Distribution Circuit | 1 | 7 | 2017-01-07 | 1620977 | Sus | N | Vegetation¦Treefellintoline¦ConductorOverhead¦Brokenwireonground
17-0004757 | Vegetation | Tree - branch fell on line | Conductor, Overhead | Normal | 2017 | Tier 2 - Elevated | Distribution Circuit | 1 | 7 | 2017-01-07 | 1621552 | Sus | N | Vegetation¦Treebranchfellonline¦ConductorOverhead¦Normal
17-0005461 | Vegetation | Tree - branch fell on line | Conductor, Overhead | Normal | 2017 | Tier 2 - Elevated | Distribution Circuit | 1 | 8 | 2017-01-08 | 1625425 | Sus | N | Vegetation¦Treebranchfellonline¦ConductorOverhead¦Normal
17-0005655 | Unknown Cause | Patrol - found nothing |  |  | 2017 | Tier 2 - Elevated | Distribution Circuit | 1 | 8 | 2017-01-08 | 1627129 | Sus | N | UnknownCause¦Patrolfoundnothing¦¦
17-0006516 | Vegetation | Tree - fell into line | Conductor, Overhead | Broken, wire on ground | 2017 | Tier 2 - Elevated | Distribution Circuit | 1 | 10 | 2017-01-10 | 1632630 | Sus | N | Vegetation¦Treefellintoline¦ConductorOverhead¦Brokenwireonground
17-0006618 | Unknown Cause | Patrol - found nothing |  |  | 2017 | Tier 3 - Extreme | Distribution Circuit | 1 | 10 | 2017-01-10 | 1632947 | Sus | N | UnknownCause¦Patrolfoundnothing¦¦
17-0006846 | Equipment Failure/Involved | Overhead | Conductor, Overhead | Broken, wire on ground | 2017 | Tier 2 - Elevated | Transformer only | 1 | 10 | 2017-01-10 | 1633251 | Sus | N | EquipmentFailureInvolved¦Overhead¦ConductorOverhead¦Brokenwireonground
17-0006956 | Vegetation | Tree - branch fell on line | Conductor, Overhead | Broken, wire on ground | 2017 | Tier 2 - Elevated | Distribution Circuit | 1 | 10 | 2017-01-10 | 1635588 | Sus | N | Vegetation¦Treebranchfellonline¦ConductorOverhead¦Brokenwireonground
17-0007788 | Vegetation | Tree - fell into line | Conductor, Overhead | Together | 2017 | Tier 3 - Extreme | Distribution Circuit | 1 | 10 | 2017-01-10 | 1636975 | Sus | N | Vegetation¦Treefellintoline¦ConductorOverhead¦Together
17-0008305 | Vegetation | Tree - fell into line | Conductor, Overhead | Broken, wire on ground | 2017 | Tier 2 - Elevated | Distribution Circuit | 1 | 12 | 2017-01-12 | 1641086 | Sus | N | Vegetation¦Treefellintoline¦ConductorOverhead¦Brokenwireonground
17-0009934 | Equipment Failure/Involved | Overhead | Conductor, Overhead | Broken, wire on ground | 2017 | Tier 3 - Extreme | Distribution Circuit | 1 | 18 | 2017-01-18 | 1646173 | Sus | N | EquipmentFailureInvolved¦Overhead¦ConductorOverhead¦Brokenwireonground
17-0010411 | Vegetation | Tree - branch fell on line | Conductor, Overhead | Broken, wire on ground | 2017 | Tier 2 - Elevated | Distribution Circuit | 1 | 18 | 2017-01-18 | 1648814 | Sus | N | Vegetation¦Treebranchfellonline¦ConductorOverhead¦Brokenwireonground
17-0013256 | Vegetation | Tree - branch fell on line | Conductor, Overhead | Broken, wire on ground | 2017 | Tier 2 - Elevated | Distribution Circuit | 1 | 22 | 2017-01-22 | 1661587 | Sus | N | Vegetation¦Treebranchfellonline¦ConductorOverhead¦Brokenwireonground
17-0013845 | Vegetation | Tree - fell into line | Pole-Wood | Broken, wire on ground | 2017 | Tier 3 - Extreme | Distribution Circuit | 1 | 23 | 2017-01-23 | 1663955 | Sus | N | Vegetation¦Treefellintoline¦PoleWood¦Brokenwireonground
17-0014013 | Vegetation | Tree - fell into line | Transformer | Broken, wire on ground | 2017 | Tier 2 - Elevated | Transformer only | 1 | 23 | 2017-01-23 | 1664742 | Sus | N | Vegetation¦Treefellintoline¦Transformer¦Brokenwireonground
17-0017628 | Equipment Failure/Involved | Overhead | Connector or Splice (OH) | Broken, wire on ground | 2017 | Tier 3 - Extreme | Distribution Circuit | 2 | 5 | 2017-02-05 | 1675668 | Sus | N | EquipmentFailureInvolved¦Overhead¦ConnectororSplice(OH)¦Brokenwireonground
17-0018303 | Equipment Failure/Involved | Overhead | Transformer | Failed/Faulted | 2017 | Tier 3 - Extreme | Transformer only | 2 | 7 | 2017-02-07 | 1677993 | Sus | N | EquipmentFailureInvolved¦Overhead¦Transformer¦FailedFaulted
17-0018363 | Vegetation | Tree - fell into line | Conductor, Overhead | Normal | 2017 | Tier 3 - Extreme | Distribution Circuit | 2 | 7 | 2017-02-07 | 1679344 | Sus | N | Vegetation¦Treefellintoline¦ConductorOverhead¦Normal
17-0019750 | Vegetation | Tree - fell into line | Conductor, Overhead | Together | 2017 | Tier 2 - Elevated | Distribution Circuit | 2 | 10 | 2017-02-10 | 1684443 | Sus | N | Vegetation¦Treefellintoline¦ConductorOverhead¦Together
17-0022189 | 3rd Party | Vehicle | Pole-Wood | Broken | 2017 | Tier 2 - Elevated | Distribution Circuit | 2 | 17 | 2017-02-17 | 1695314 | Sus | N | 3rdParty¦Vehicle¦PoleWood¦Broken
17-0022232 | Unknown Cause | Patrol - found nothing |  |  | 2017 | Tier 2 - Elevated | Transmission line | 2 | 17 | 2017-02-17 | 1695711 | Sus | N | UnknownCause¦Patrolfoundnothing¦¦
17-0024050 | Vegetation | Tree - fell into line | Conductor, Overhead | Normal | 2017 | Tier 2 - Elevated | Distribution Circuit | 2 | 20 | 2017-02-20 | 1705290 | Sus | N | Vegetation¦Treefellintoline¦ConductorOverhead¦Normal
17-0024050 | Vegetation | Tree - fell into line | Conductor, Overhead | Normal | 2017 | Tier 2 - Elevated | Distribution Circuit | 2 | 20 | 2017-02-20 | 1705290 | Sus | N | Vegetation¦Treefellintoline¦ConductorOverhead¦Normal
17-0025134 | Vegetation | Tree - fell into line | Conductor, Overhead | Broken, wire on ground | 2017 | Tier 3 - Extreme | Distribution Circuit | 2 | 21 | 2017-02-21 | 1708645 | Sus | N | Vegetation¦Treefellintoline¦ConductorOverhead¦Brokenwireonground
17-0025221 | Vegetation | Tree - fell into line | Conductor, Overhead | Broken, wire on ground | 2017 | Tier 3 - Extreme | Distribution Circuit | 2 | 21 | 2017-02-21 | 1709006 | Sus | N | Vegetation¦Treefellintoline¦ConductorOverhead¦Brokenwireonground
17-0025305 | Vegetation | Tree - fell into line | Conductor, Overhead | Broken, wire on ground | 2017 | Tier 2 - Elevated | Distribution Circuit | 2 | 20 | 2017-02-20 | 1705140 | Sus | N | Vegetation¦Treefellintoline¦ConductorOverhead¦Brokenwireonground
17-0025408 | Unknown Cause | Patrol - found nothing |  |  | 2017 | Tier 3 - Extreme | Distribution Circuit | 2 | 21 | 2017-02-21 | 1708874 | Sus | N | UnknownCause¦Patrolfoundnothing¦¦
17-0025454 | Unknown Cause | Patrol - not conducted |  |  | 2017 | Tier 3 - Extreme | Distribution Circuit | 2 | 22 | 2017-02-22 | 1709977 | Sus | N | UnknownCause¦Patrolnotconducted¦¦
17-0027429 | Equipment Failure/Involved | Overhead | Pole-Wood | Broken | 2017 | Tier 3 - Extreme | Distribution Circuit | 2 | 28 | 2017-02-28 | 1716223 | Sus | N | EquipmentFailureInvolved¦Overhead¦PoleWood¦Broken
17-0028595 | Unknown Cause | Patrol - found nothing |  |  | 2017 | Tier 2 - Elevated | Distribution Circuit | 3 | 6 | 2017-03-06 | 1720536 | Sus | N | UnknownCause¦Patrolfoundnothing¦¦
17-0030534 | Unknown Cause | Patrol - found nothing |  |  | 2017 | Tier 3 - Extreme | Distribution Circuit | 3 | 13 | 2017-03-13 | 1726440 | Sus | N | UnknownCause¦Patrolfoundnothing¦¦
17-0031755 | 3rd Party | Vehicle | Pole-Wood | Broken | 2017 | Tier 3 - Extreme | Distribution Circuit | 3 | 19 | 2017-03-19 | 1730079 | Sus | N | 3rdParty¦Vehicle¦PoleWood¦Broken
17-0031898 | Unknown Cause | Patrol - found nothing |  |  | 2017 | Tier 3 - Extreme | Distribution Circuit | 3 | 20 | 2017-03-20 | 1730430 | Sus | N | UnknownCause¦Patrolfoundnothing¦¦
17-0035772 | Equipment Failure/Involved | Overhead | Connector or Splice (OH) | Broken | 2017 | Tier 2 - Elevated | Distribution Circuit | 4 | 1 | 2017-04-01 | 1742056 | Sus | N | EquipmentFailureInvolved¦Overhead¦ConnectororSplice(OH)¦Broken
17-0035843 | Unknown Cause | Patrol - found nothing |  |  | 2017 | Tier 2 - Elevated | Distribution Circuit | 4 | 2 | 2017-04-02 | 1742311 | Sus | N | UnknownCause¦Patrolfoundnothing¦¦
17-0038875 | Unknown Cause | Patrol - found nothing |  |  | 2017 | Tier 3 - Extreme | Distribution Circuit | 4 | 10 | 2017-04-10 | 1754331 | Sus | N | UnknownCause¦Patrolfoundnothing¦¦
17-0048983 | 3rd Party | Tree - cutting, 3rd party | Crossarm, Wood | Broken | 2017 | Tier 2 - Elevated | Distribution Circuit | 5 | 18 | 2017-05-18 | 1785038 | Sus | Y | 3rdParty¦Treecutting3rdparty¦CrossarmWood¦Broken
17-0054364 | Environmental/External | Lightning | Transformer (OH) | Broken | 2017 | Tier 3 - Extreme | Distribution Circuit | 6 | 11 | 2017-06-11 | 1801926 | Sus | Y | EnvironmentalExternal¦Lightning¦Transformer(OH)¦Broken
17-0062701 | Vegetation | Tree - fell into line | Conductor, Overhead | Normal | 2017 | Tier 2 - Elevated | Distribution Circuit | 7 | 13 | 2017-07-13 | 1830843 | Sus | Y | Vegetation¦Treefellintoline¦ConductorOverhead¦Normal
17-0066093 | Vegetation | Other ground vegetation | Pole-Wood | Normal | 2017 | Tier 2 - Elevated | Transformer only | 7 | 27 | 2017-07-27 | 1841033 | Sus | Y | Vegetation¦Othergroundvegetation¦PoleWood¦Normal
17-0073110 | 3rd Party | Vehicle | Pole-Wood | Broken | 2017 | Tier 3 - Extreme | Distribution Circuit | 8 | 26 | 2017-08-26 | 1860221 | Sus | Y | 3rdParty¦Vehicle¦PoleWood¦Broken
17-0077239 | Vegetation | Tree - fell into line | Conductor, Overhead | Normal | 2017 | Tier 3 - Extreme | Distribution Circuit | 9 | 9 | 2017-09-09 | 1874014 | Sus | Y | Vegetation¦Treefellintoline¦ConductorOverhead¦Normal
17-0080440 | Equipment Failure/Involved | Overhead | Other | Broken, wire on object | 2017 | Tier 3 - Extreme | Distribution Circuit | 9 | 20 | 2017-09-20 | 1882747 | Sus | Y | EquipmentFailureInvolved¦Overhead¦Other¦Brokenwireonobject
17-0082652 | Vegetation | Tree - branch fell on line | Conductor, Overhead | Normal | 2017 | Tier 2 - Elevated | Distribution Circuit | 9 | 28 | 2017-09-28 | 1887681 | Sus | Y | Vegetation¦Treebranchfellonline¦ConductorOverhead¦Normal
17-0082652 | Vegetation | Tree - branch fell on line | Conductor, Overhead | Normal | 2017 | Tier 2 - Elevated | Distribution Circuit | 9 | 28 | 2017-09-28 | 1887681 | Sus | Y | Vegetation¦Treebranchfellonline¦ConductorOverhead¦Normal
17-0083589 | Vegetation | Tree - fell into line | Conductor, Overhead | Together | 2017 | Tier 3 - Extreme | Distribution Circuit | 10 | 3 | 2017-10-03 | 1889729 | Sus | Y | Vegetation¦Treefellintoline¦ConductorOverhead¦Together
17-0086093 | Vegetation | Tree - branch fell on line | Conductor, Overhead | Arcing | 2017 | Tier 3 - Extreme | Distribution Circuit | 10 | 10 | 2017-10-10 | 1897607 | Sus | Y | Vegetation¦Treebranchfellonline¦ConductorOverhead¦Arcing
17-0089247 | Animal | Squirrel | Transformer (OH) | Normal | 2017 | Tier 2 - Elevated | Distribution Circuit | 10 | 20 | 2017-10-20 | 1906306 | Sus | Y | Animal¦Squirrel¦Transformer(OH)¦Normal
17-0090904 | Unknown Cause | Patrol - found nothing |  |  | 2017 | Tier 3 - Extreme | Distribution Circuit | 10 | 27 | 2017-10-27 | 1910660 | Sus | Y | UnknownCause¦Patrolfoundnothing¦¦
17-0093506 | Vegetation | Tree - fell into line | Conductor, Overhead | Together | 2017 | Tier 2 - Elevated | Distribution Circuit | 11 | 8 | 2017-11-08 | 1918291 | Sus | Y | Vegetation¦Treefellintoline¦ConductorOverhead¦Together
17-0095732 | Vegetation | Tree - fell into line | Insulator | Broken | 2017 | Tier 2 - Elevated | Distribution Circuit | 11 | 16 | 2017-11-16 | 1924369 | Sus | Y | Vegetation¦Treefellintoline¦Insulator¦Broken
17-0096080 | Equipment Failure/Involved | Overhead | Conductor, Overhead | Broken, wire on ground | 2017 | Tier 2 - Elevated | Distribution Circuit | 11 | 17 | 2017-11-17 | 1925214 | Sus | Y | EquipmentFailureInvolved¦Overhead¦ConductorOverhead¦Brokenwireonground
17-0096548 | Animal | Squirrel | Cutout, fuse holder | Normal | 2017 | Tier 2 - Elevated | Distribution Circuit | 11 | 20 | 2017-11-20 | 1926600 | Sus | Y | Animal¦Squirrel¦Cutoutfuseholder¦Normal
17-0096932 | Animal | Bird found | Conductor, Overhead | Normal | 2017 | Tier 2 - Elevated | Distribution Circuit | 11 | 21 | 2017-11-21 | 1927453 | Sus | Y | Animal¦Birdfound¦ConductorOverhead¦Normal
17-0099791 | Vegetation | Tree - branch fell on line | Conductor, Overhead | Broken, wire on ground | 2017 | Tier 2 - Elevated | Distribution Circuit | 12 | 4 | 2017-12-04 | 1935846 | Sus | N | Vegetation¦Treebranchfellonline¦ConductorOverhead¦Brokenwireonground
17-0102353 | Unknown Cause | Patrol - found nothing |  |  | 2017 | Tier 3 - Extreme | Distribution Circuit | 12 | 17 | 2017-12-17 | 1946307 | Sus | N | UnknownCause¦Patrolfoundnothing¦¦
18-0013994 | Equipment Failure/Involved | Overhead | Transformer | Failed/Faulted | 2018 | Tier 2 - Elevated | Transformer only | 2 | 13 | 2018-02-13 | 24228 | Sus | N | EquipmentFailureInvolved¦Overhead¦Transformer¦FailedFaulted
18-0016634 | Vegetation | Tree - fell into line | Conductor, Overhead | Normal | 2018 | Tier 3 - Extreme | Distribution Circuit | 2 | 23 | 2018-02-23 | 29804 | Sus | N | Vegetation¦Treefellintoline¦ConductorOverhead¦Normal
18-0017309 | Vegetation | Tree - fell into line | Fuse | Failed/Faulted | 2018 | Tier 2 - Elevated | Distribution Circuit | 2 | 26 | 2018-02-26 | 31826 | Sus | N | Vegetation¦Treefellintoline¦Fuse¦FailedFaulted
18-0019226 | Vegetation | Tree - fell into line | Pole-Wood | Broken, wire on ground | 2018 | Tier 3 - Extreme | Distribution Circuit | 3 | 1 | 2018-03-01 | 35816 | Sus | N | Vegetation¦Treefellintoline¦PoleWood¦Brokenwireonground
18-0022392 | 3rd Party | Other | Conductor, Overhead | Together | 2018 | Tier 2 - Elevated | Distribution Circuit | 3 | 13 | 2018-03-13 | 42983 | Sus | N | 3rdParty¦Other¦ConductorOverhead¦Together
18-0023605 | Vegetation | Tree - fell into line | Crossarm, Wood | Broken | 2018 | Tier 3 - Extreme | Distribution Circuit | 3 | 16 | 2018-03-16 | 46000 | Sus | N | Vegetation¦Treefellintoline¦CrossarmWood¦Broken
18-0023750 | Vegetation | Tree - fell into line | Conductor, Overhead | Broken, wire on ground | 2018 | Tier 3 - Extreme | Distribution Circuit | 3 | 16 | 2018-03-16 | 45676 | Sus | N | Vegetation¦Treefellintoline¦ConductorOverhead¦Brokenwireonground
18-0023798 | 3rd Party | Vehicle | Pole-Wood | Broken | 2018 | Tier 3 - Extreme | Distribution Circuit | 3 | 17 | 2018-03-17 | 46965 | Sus | N | 3rdParty¦Vehicle¦PoleWood¦Broken
18-0025344 | Vegetation | Tree - branch fell on line | Conductor, Overhead | Normal | 2018 | Tier 3 - Extreme | Distribution Circuit | 3 | 22 | 2018-03-22 | 50191 | Sus | N | Vegetation¦Treebranchfellonline¦ConductorOverhead¦Normal
18-0030014 | Equipment Failure/Involved | Overhead | Regulator | Failed/Faulted | 2018 | Tier 2 - Elevated | Distribution Circuit | 4 | 6 | 2018-04-06 | 60941 | Sus | N | EquipmentFailureInvolved¦Overhead¦Regulator¦FailedFaulted
18-0037068 | 3rd Party | Vehicle | Pole-Wood | Broken, wire on ground | 2018 | Tier 2 - Elevated | Distribution Circuit | 4 | 30 | 2018-04-30 | 77063 | Sus | N | 3rdParty¦Vehicle¦PoleWood¦Brokenwireonground
18-0039404 | Vegetation | Tree - fell into line | Conductor, Overhead | Broken, wire on ground | 2018 | Tier 3 - Extreme | Distribution Circuit | 5 | 8 | 2018-05-08 | 81953 | Sus | Y | Vegetation¦Treefellintoline¦ConductorOverhead¦Brokenwireonground
18-0041783 | Unknown Cause | Patrol - found nothing |  |  | 2018 | Tier 2 - Elevated | Distribution Circuit | 5 | 17 | 2018-05-17 | 88298 | Sus | Y | UnknownCause¦Patrolfoundnothing¦¦
18-0046708 | Unknown Cause | Patrol - found nothing |  |  | 2018 | Tier 2 - Elevated | Distribution Circuit | 6 | 2 | 2018-06-02 | 99742 | Sus | Y | UnknownCause¦Patrolfoundnothing¦¦
18-0046713 | Unknown Cause | Patrol - found nothing |  |  | 2018 | Tier 2 - Elevated | Distribution Circuit | 6 | 3 | 2018-06-03 | 99841 | Sus | Y | UnknownCause¦Patrolfoundnothing¦¦
18-0048505 | Unknown Cause | Patrol - found nothing |  |  | 2018 | Tier 3 - Extreme | Distribution Circuit | 6 | 7 | 2018-06-07 | 103516 | Sus | Y | UnknownCause¦Patrolfoundnothing¦¦
18-0051953 | Animal | Squirrel |  | Failed/Faulted | 2018 | Tier 2 - Elevated | Transformer only | 6 | 18 | 2018-06-18 | 112101 | Sus | Y | Animal¦Squirrel¦¦FailedFaulted
18-0057798 | Equipment Failure/Involved | Overhead | Transformer | Failed/Faulted | 2018 | Tier 2 - Elevated | Transformer only | 7 | 8 | 2018-07-08 | 126633 | Sus | Y | EquipmentFailureInvolved¦Overhead¦Transformer¦FailedFaulted
18-0059429 | Vegetation | Tree - branch fell on line | Conductor, Overhead | Broken, wire on ground | 2018 | Tier 2 - Elevated | Distribution Circuit | 7 | 13 | 2018-07-13 | 130396 | Sus | Y | Vegetation¦Treebranchfellonline¦ConductorOverhead¦Brokenwireonground
18-0064267 | Vegetation | Tree - fell into line | Conductor, Overhead | Burned/flashed | 2018 | Tier 3 - Extreme | Distribution Circuit | 7 | 27 | 2018-07-27 | 141547 | Sus | Y | Vegetation¦Treefellintoline¦ConductorOverhead¦Burnedflashed
18-0064462 | Unknown Cause | Patrol - found nothing |  |  | 2018 | Tier 2 - Elevated | Distribution Circuit | 7 | 27 | 2018-07-27 | 141915 | Sus | Y | UnknownCause¦Patrolfoundnothing¦¦
18-0064805 | Environmental/External | Fire, Forest/Grass | Pole-Wood | Burned/flashed | 2018 | Tier 2 - Elevated | Transmission line | 7 | 29 | 2018-07-29 | 144402 | Sus | Y | EnvironmentalExternal¦FireForestGrass¦PoleWood¦Burnedflashed
18-0064805 | Environmental/External | Fire, Forest/Grass | Pole-Wood | Burned/flashed | 2018 | Tier 2 - Elevated | Transmission line | 7 | 29 | 2018-07-29 | 144402 | Sus | Y | EnvironmentalExternal¦FireForestGrass¦PoleWood¦Burnedflashed
18-0077109 | Unknown Cause | Patrol - found nothing |  |  | 2018 | Tier 2 - Elevated | Distribution Circuit | 9 | 6 | 2018-09-06 | 168950 | Sus | Y | UnknownCause¦Patrolfoundnothing¦¦
18-0087069 | Vegetation | Tree - fell into line | Conductor, Overhead | Broken, wire on ground | 2018 | Tier 2 - Elevated | Distribution Circuit | 10 | 4 | 2018-10-04 | 188566 | Sus | Y | Vegetation¦Treefellintoline¦ConductorOverhead¦Brokenwireonground
18-0087522 | Unknown Cause | Patrol - found nothing |  |  | 2018 | Tier 2 - Elevated | Distribution Circuit | 10 | 5 | 2018-10-05 | 189380 | Sus | Y | UnknownCause¦Patrolfoundnothing¦¦
18-0087596 | Equipment Failure/Involved | Overhead | Cutout, fuse holder | Broken | 2018 | Tier 2 - Elevated | Transformer only | 10 | 6 | 2018-10-06 | 189520 | Sus | Y | EquipmentFailureInvolved¦Overhead¦Cutoutfuseholder¦Broken
18-0088578 | Animal | Squirrel | Fuse | Failed/Faulted | 2018 | Tier 2 - Elevated | Distribution Circuit | 10 | 9 | 2018-10-09 | 191478 | Sus | Y | Animal¦Squirrel¦Fuse¦FailedFaulted
18-0093815 | Unknown Cause | Patrol - found nothing |  |  | 2018 | Tier 2 - Elevated | Distribution Circuit | 10 | 24 | 2018-10-24 | 201551 | Sus | Y | UnknownCause¦Patrolfoundnothing¦¦
18-0096172 | Unknown Cause | Patrol - found nothing |  |  | 2018 | Tier 2 - Elevated | Distribution Circuit | 11 | 1 | 2018-11-01 | 206711 | Sus | Y | UnknownCause¦Patrolfoundnothing¦¦
18-0096790 | Animal | Squirrel | Conductor, Overhead | Normal | 2018 | Tier 3 - Extreme | Distribution Circuit | 11 | 3 | 2018-11-03 | 208005 | Sus | Y | Animal¦Squirrel¦ConductorOverhead¦Normal
18-0096974 | Vegetation | Tree - fell into line | Conductor, Overhead | Broken, wire on ground | 2018 | Tier 2 - Elevated | Distribution Circuit | 11 | 4 | 2018-11-04 | 208680 | Sus | Y | Vegetation¦Treefellintoline¦ConductorOverhead¦Brokenwireonground
18-0100806 | Environmental/External | Fire, Forest/Grass | Pole-Wood | Burned/flashed | 2018 | Tier 3 - Extreme | Distribution Circuit | 11 | 8 | 2018-11-08 | 217814 | Sus | Y | EnvironmentalExternal¦FireForestGrass¦PoleWood¦Burnedflashed
18-0102138 | Environmental/External | Fire, Forest/Grass | Pole-Wood | Burned/flashed | 2018 | Tier 3 - Extreme | Distribution Circuit | 11 | 8 | 2018-11-08 | 221143 | Sus | Y | EnvironmentalExternal¦FireForestGrass¦PoleWood¦Burnedflashed
18-0102605 | Vegetation | Tree - branch fell on line | Conductor, Overhead | Broken, wire on ground | 2018 | Tier 3 - Extreme | Distribution Circuit | 11 | 23 | 2018-11-23 | 223002 | Sus | Y | Vegetation¦Treebranchfellonline¦ConductorOverhead¦Brokenwireonground
18-0103036 | Animal | Bird found | Conductor, Overhead | Normal | 2018 | Tier 2 - Elevated | Distribution Circuit | 11 | 25 | 2018-11-25 | 224008 | Sus | Y | Animal¦Birdfound¦ConductorOverhead¦Normal
18-0103077 | Environmental/External | Fire, Forest/Grass | Conductor, Underground | Normal | 2018 | Tier 3 - Extreme | Distribution Circuit | 11 | 8 | 2018-11-08 | 224240 | Sus | Y | EnvironmentalExternal¦FireForestGrass¦ConductorUnderground¦Normal
18-0103331 | Environmental/External | Fire, Forest/Grass | Pole-Wood | Burned/flashed | 2018 | Tier 3 - Extreme | Distribution Circuit | 11 | 8 | 2018-11-08 | 224884 | Sus | Y | EnvironmentalExternal¦FireForestGrass¦PoleWood¦Burnedflashed
18-0105166 | Unknown Cause | Patrol - found nothing |  |  | 2018 | Tier 2 - Elevated | Distribution Circuit | 11 | 28 | 2018-11-28 | 227182 | Sus | Y | UnknownCause¦Patrolfoundnothing¦¦
18-0108787 | 3rd Party | Tree - cutting, 3rd party | Conductor, Overhead | Broken, wire on ground | 2018 | Tier 2 - Elevated | Distribution Circuit | 12 | 12 | 2018-12-12 | 238654 | Sus | N | 3rdParty¦Treecutting3rdparty¦ConductorOverhead¦Brokenwireonground
18-0108979 | Vegetation | Tree - cutting, PG&E contractor | Fuse | Failed/Faulted | 2018 | Tier 3 - Extreme | Distribution Circuit | 12 | 13 | 2018-12-13 | 239289 | Sus | N | Vegetation¦TreecuttingPG&Econtractor¦Fuse¦FailedFaulted
18-0110659 | Equipment Failure/Involved | Overhead | Transformer (OH) | Failed/Faulted | 2018 | Tier 3 - Extreme | Distribution Circuit | 12 | 25 | 2018-12-25 | 247140 | Sus | N | EquipmentFailureInvolved¦Overhead¦Transformer(OH)¦FailedFaulted
19-0005066 | Equipment Failure/Involved | Overhead | Conductor, Overhead | Together | 2019 | Tier 2 - Elevated | Distribution Circuit | 1 | 6 | 2019-01-06 | 255099 | Sus | N | EquipmentFailureInvolved¦Overhead¦ConductorOverhead¦Together
19-0011100 | Vegetation | Tree - branch fell on line | Conductor, Overhead | Normal | 2019 | Tier 2 - Elevated | Distribution Circuit | 1 | 17 | 2019-01-17 | 272566 | Sus | N | Vegetation¦Treebranchfellonline¦ConductorOverhead¦Normal
19-0012858 | Vegetation | Tree - fell into line | Crossarm, Wood | Broken | 2019 | Tier 2 - Elevated | Distribution Circuit | 1 | 21 | 2019-01-21 | 278137 | Sus | N | Vegetation¦Treefellintoline¦CrossarmWood¦Broken
19-0017234 | Unknown Cause | Patrol - found nothing |  |  | 2019 | Tier 2 - Elevated | Distribution Circuit | 2 | 2 | 2019-02-02 | 286660 | Sus | N | UnknownCause¦Patrolfoundnothing¦¦
19-0018081 | Environmental/External | Ice or snow | Conductor, Overhead | Broken, wire on ground | 2019 | Tier 2 - Elevated | Distribution Circuit | 2 | 4 | 2019-02-04 | 290684 | Sus | N | EnvironmentalExternal¦Iceorsnow¦ConductorOverhead¦Brokenwireonground
19-0018252 | Vegetation | Tree - fell into line | Conductor, Overhead | Normal | 2019 | Tier 3 - Extreme | Distribution Circuit | 2 | 5 | 2019-02-05 | 291609 | Sus | N | Vegetation¦Treefellintoline¦ConductorOverhead¦Normal
19-0018254 | Vegetation | Tree - fell into line | Conductor, Overhead | Normal | 2019 | Tier 2 - Elevated | Distribution Circuit | 2 | 5 | 2019-02-05 | 291616 | Sus | N | Vegetation¦Treefellintoline¦ConductorOverhead¦Normal
19-0019337 | Unknown Cause | Patrol - found nothing |  |  | 2019 | Tier 3 - Extreme | Distribution Circuit | 2 | 5 | 2019-02-05 | 294683 | Sus | N | UnknownCause¦Patrolfoundnothing¦¦
19-0019449 | Vegetation | Tree - fell into line | Conductor, Overhead | Normal | 2019 | Tier 3 - Extreme | Distribution Circuit | 2 | 5 | 2019-02-05 | 294968 | Sus | N | Vegetation¦Treefellintoline¦ConductorOverhead¦Normal
19-0021476 | Vegetation | Tree - fell into line | Pole-Wood | Broken, wire on ground | 2019 | Tier 2 - Elevated | Distribution Circuit | 2 | 10 | 2019-02-10 | 300749 | Sus | N | Vegetation¦Treefellintoline¦PoleWood¦Brokenwireonground
19-0022132 | Vegetation | Tree - branch fell on line | Transformer | Broken, wire on ground | 2019 | Tier 3 - Extreme | Transformer only | 2 | 13 | 2019-02-13 | 302882 | Sus | N | Vegetation¦Treebranchfellonline¦Transformer¦Brokenwireonground
19-0022473 | Vegetation | Tree - fell into line | Conductor, Overhead | Broken, wire on ground | 2019 | Tier 3 - Extreme | Distribution Circuit | 2 | 9 | 2019-02-09 | 305286 | Sus | N | Vegetation¦Treefellintoline¦ConductorOverhead¦Brokenwireonground
19-0022550 | Vegetation | Tree - fell into line | Crossarm, Wood | Broken, wire on ground | 2019 | Tier 2 - Elevated | Distribution Circuit | 2 | 13 | 2019-02-13 | 305557 | Sus | N | Vegetation¦Treefellintoline¦CrossarmWood¦Brokenwireonground
19-0022812 | Equipment Failure/Involved | Overhead | Pole-Wood | Broken | 2019 | Tier 2 - Elevated | Distribution Circuit | 2 | 14 | 2019-02-14 | 305924 | Sus | N | EquipmentFailureInvolved¦Overhead¦PoleWood¦Broken
19-0023635 | Vegetation | Tree - fell into line | Pole-Wood | Broken, wire on ground | 2019 | Tier 3 - Extreme | Distribution Circuit | 2 | 14 | 2019-02-14 | 309515 | Sus | N | Vegetation¦Treefellintoline¦PoleWood¦Brokenwireonground
19-0023665 | Vegetation | Tree - branch fell on line | Conductor, Overhead | Broken, wire on ground | 2019 | Tier 2 - Elevated | Distribution Circuit | 2 | 14 | 2019-02-14 | 308200 | Sus | N | Vegetation¦Treebranchfellonline¦ConductorOverhead¦Brokenwireonground
19-0024156 | Environmental/External | Lightning | Transformer | Failed/Faulted | 2019 | Tier 2 - Elevated | Transformer only | 2 | 14 | 2019-02-14 | 310494 | Sus | N | EnvironmentalExternal¦Lightning¦Transformer¦FailedFaulted
19-0024554 | Unknown Cause | Patrol - found nothing |  |  | 2019 | Tier 2 - Elevated | Transmission line | 2 | 16 | 2019-02-16 | 314319 | Sus | N | UnknownCause¦Patrolfoundnothing¦¦
19-0028591 | Equipment Failure/Involved | Overhead | Conductor, Overhead | Broken, wire on ground | 2019 | Tier 2 - Elevated | Distribution Circuit | 2 | 26 | 2019-02-26 | 325405 | Sus | N | EquipmentFailureInvolved¦Overhead¦ConductorOverhead¦Brokenwireonground
19-0028712 | Unknown Cause | Patrol - found nothing |  |  | 2019 | Tier 3 - Extreme | Distribution Circuit | 2 | 27 | 2019-02-27 | 326298 | Sus | N | UnknownCause¦Patrolfoundnothing¦¦
19-0029146 | Equipment Failure/Involved | Overhead | Transformer | Failed/Faulted | 2019 | Tier 2 - Elevated | Transformer only | 2 | 27 | 2019-02-27 | 326755 | Sus | N | EquipmentFailureInvolved¦Overhead¦Transformer¦FailedFaulted
19-0030216 | Equipment Failure/Involved | Overhead | Conductor, Overhead | Broken, wire on ground | 2019 | Tier 2 - Elevated | Distribution Circuit | 3 | 2 | 2019-03-02 | 329931 | Sus | N | EquipmentFailureInvolved¦Overhead¦ConductorOverhead¦Brokenwireonground
19-0041386 | Unknown Cause | Patrol - found nothing |  |  | 2019 | Tier 3 - Extreme | Distribution Circuit | 4 | 10 | 2019-04-10 | 358131 | Sus | N | UnknownCause¦Patrolfoundnothing¦¦
19-0042335 | Unknown Cause | Patrol - found nothing |  |  | 2019 | Tier 2 - Elevated | Distribution Circuit | 4 | 14 | 2019-04-14 | 360584 | Sus | N | UnknownCause¦Patrolfoundnothing¦¦
19-0044752 | Equipment Failure/Involved | Overhead | Insulator | Broken | 2019 | Tier 2 - Elevated | Distribution Circuit | 4 | 22 | 2019-04-22 | 365424 | Sus | N | EquipmentFailureInvolved¦Overhead¦Insulator¦Broken
19-0045656 | Equipment Failure/Involved | Overhead | Cutout, fuse holder | Arcing | 2019 | Tier 3 - Extreme | Distribution Circuit | 4 | 24 | 2019-04-24 | 366883 | Sus | N | EquipmentFailureInvolved¦Overhead¦Cutoutfuseholder¦Arcing
19-0051427 | Equipment Failure/Involved | Overhead | Fuse | Broken | 2019 | Tier 3 - Extreme | Distribution Circuit | 5 | 13 | 2019-05-13 | 379551 | Sus | Y | EquipmentFailureInvolved¦Overhead¦Fuse¦Broken
19-0052045 | Vegetation | Tree - fell into line | Conductor, Overhead | Broken, wire on ground | 2019 | Tier 3 - Extreme | Distribution Circuit | 5 | 15 | 2019-05-15 | 380638 | Sus | Y | Vegetation¦Treefellintoline¦ConductorOverhead¦Brokenwireonground
19-0052267 | Vegetation | Tree - fell into line | Conductor, Overhead | Broken, wire on ground | 2019 | Tier 3 - Extreme | Distribution Circuit | 5 | 15 | 2019-05-15 | 381096 | Sus | Y | Vegetation¦Treefellintoline¦ConductorOverhead¦Brokenwireonground
19-0052530 | Unknown Cause | Patrol - found nothing |  |  | 2019 | Tier 2 - Elevated | Distribution Circuit | 5 | 16 | 2019-05-16 | 381829 | Sus | Y | UnknownCause¦Patrolfoundnothing¦¦
19-0053400 | Vegetation | Tree - branch fell on line | Conductor, Overhead | Normal | 2019 | Tier 3 - Extreme | Distribution Circuit | 5 | 17 | 2019-05-17 | 383700 | Sus | Y | Vegetation¦Treebranchfellonline¦ConductorOverhead¦Normal
19-0055540 | Equipment Failure/Involved | Overhead | Bushing | Broken | 2019 | Tier 3 - Extreme | Transformer only | 5 | 22 | 2019-05-22 | 388236 | Sus | Y | EquipmentFailureInvolved¦Overhead¦Bushing¦Broken
19-0060634 | Equipment Failure/Involved | Overhead | Pole-Wood | Deteriorated | 2019 | Tier 2 - Elevated | Distribution Circuit | 5 | 31 | 2019-05-31 | 394210 | Sus | Y | EquipmentFailureInvolved¦Overhead¦PoleWood¦Deteriorated
19-0061490 | Equipment Failure/Involved | Overhead | Pole-Wood | Deteriorated | 2019 | Tier 2 - Elevated | Distribution Circuit | 6 | 2 | 2019-06-02 | 395728 | Sus | Y | EquipmentFailureInvolved¦Overhead¦PoleWood¦Deteriorated
19-0065851 | Equipment Failure/Involved | Overhead | Pole-Wood | Broken | 2019 | Tier 2 - Elevated | Distribution Circuit | 6 | 11 | 2019-06-11 | 405275 | Sus | Y | EquipmentFailureInvolved¦Overhead¦PoleWood¦Broken
19-0066563 | Vegetation | Tree - fell into line | Service conductor | Broken, wire on ground | 2019 | Tier 2 - Elevated | Distribution Circuit | 6 | 11 | 2019-06-11 | 406955 | Sus | Y | Vegetation¦Treefellintoline¦Serviceconductor¦Brokenwireonground
19-0071192 | Unknown Cause | Patrol - found nothing |  |  | 2019 | Tier 2 - Elevated | Distribution Circuit | 6 | 23 | 2019-06-23 | 426659 | Sus | Y | UnknownCause¦Patrolfoundnothing¦¦
19-0071575 | Equipment Failure/Involved | Overhead | Transformer | Failed/Faulted | 2019 | Tier 2 - Elevated | Transformer only | 6 | 24 | 2019-06-24 | 427646 | Sus | Y | EquipmentFailureInvolved¦Overhead¦Transformer¦FailedFaulted
19-0075444 | 3rd Party | Vehicle | Pole-Wood | Broken | 2019 | Tier 2 - Elevated | Distribution Circuit | 7 | 8 | 2019-07-08 | 443194 | Sus | Y | 3rdParty¦Vehicle¦PoleWood¦Broken
19-0076075 | Vegetation | Tree - fell into line | Conductor, Overhead | Normal | 2019 | Tier 2 - Elevated | Distribution Circuit | 7 | 10 | 2019-07-10 | 444510 | Sus | Y | Vegetation¦Treefellintoline¦ConductorOverhead¦Normal
19-0078426 | Vegetation | Tree - fell into line | Transformer | Bent or Twisted | 2019 | Tier 3 - Extreme | Transformer only | 7 | 17 | 2019-07-17 | 455635 | Sus | Y | Vegetation¦Treefellintoline¦Transformer¦BentorTwisted
19-0079418 | Equipment Failure/Involved | Overhead | Fuse | Failed/Faulted | 2019 | Tier 3 - Extreme | Distribution Circuit | 7 | 20 | 2019-07-20 | 462527 | Sus | Y | EquipmentFailureInvolved¦Overhead¦Fuse¦FailedFaulted
19-0089373 | Unknown Cause | Patrol - found nothing |  |  | 2019 | Tier 3 - Extreme | Distribution Circuit | 8 | 19 | 2019-08-19 | 522243 | Sus | Y | UnknownCause¦Patrolfoundnothing¦¦
19-0091102 | Equipment Failure/Involved | Overhead | Transformer | Failed/Faulted | 2019 | Tier 2 - Elevated | Transformer only | 8 | 22 | 2019-08-22 | 530720 | Sus | Y | EquipmentFailureInvolved¦Overhead¦Transformer¦FailedFaulted
19-0104972 | Equipment Failure/Involved | Overhead | Service conductor | Arcing | 2019 | Tier 3 - Extreme | Transformer only | 9 | 28 | 2019-09-28 | 627053 | Sus | Y | EquipmentFailureInvolved¦Overhead¦Serviceconductor¦Arcing
19-0106885 | Unknown Cause | Patrol - found nothing |  |  | 2019 | Tier 2 - Elevated | Distribution Circuit | 10 | 3 | 2019-10-03 | 638969 | Sus | Y | UnknownCause¦Patrolfoundnothing¦¦
19-0109972 | Unknown Cause | Patrol - found nothing |  |  | 2019 | Tier 2 - Elevated | Distribution Circuit | 10 | 10 | 2019-10-10 | 652614 | Sus | Y | UnknownCause¦Patrolfoundnothing¦¦
19-0118230 | Vegetation | Tree - fell into line | Conductor, Overhead | Together | 2019 | Tier 2 - Elevated | Distribution Circuit | 10 | 28 | 2019-10-28 | 692693 | Sus | Y | Vegetation¦Treefellintoline¦ConductorOverhead¦Together
19-0119773 | Equipment Failure/Involved | Overhead | Conductor, Overhead | Burned/flashed | 2019 | Tier 3 - Extreme | Distribution Circuit | 10 | 31 | 2019-10-31 | 697072 | Sus | Y | EquipmentFailureInvolved¦Overhead¦ConductorOverhead¦Burnedflashed
19-0119903 | Vegetation | Tree - fell into line | Conductor, Overhead | Broken, wire on ground | 2019 | Tier 2 - Elevated | Distribution Circuit | 11 | 1 | 2019-11-01 | 697294 | Sus | Y | Vegetation¦Treefellintoline¦ConductorOverhead¦Brokenwireonground
19-0121482 | Equipment Failure/Involved | Overhead | Transformer | Failed/Faulted | 2019 | Tier 2 - Elevated | Transformer only | 11 | 5 | 2019-11-05 | 700146 | Sus | Y | EquipmentFailureInvolved¦Overhead¦Transformer¦FailedFaulted
19-0125545 | Equipment Failure/Involved | Overhead | Pothead(Riser Termination) | Broken | 2019 | Tier 2 - Elevated | Distribution Circuit | 11 | 18 | 2019-11-18 | 708897 | Sus | Y | EquipmentFailureInvolved¦Overhead¦Pothead(RiserTermination)¦Broken
19-0129574 | Unknown Cause | Patrol - found nothing |  |  | 2019 | Tier 3 - Extreme | Distribution Circuit | 11 | 26 | 2019-11-26 | 718122 | Sus | Y | UnknownCause¦Patrolfoundnothing¦¦
19-0134778 | Vegetation | Tree - branch fell on line | Fuse | Failed/Faulted | 2019 | Tier 2 - Elevated | Distribution Circuit | 12 | 6 | 2019-12-06 | 731931 | Sus | N | Vegetation¦Treebranchfellonline¦Fuse¦FailedFaulted
19-0134979 | Equipment Failure/Involved | Overhead | Crossarm, Wood | Broken | 2019 | Tier 3 - Extreme | Distribution Circuit | 12 | 8 | 2019-12-08 | 733436 | Sus | N | EquipmentFailureInvolved¦Overhead¦CrossarmWood¦Broken
20-0009916 | Vegetation | Tree - fell into line | Conductor, Overhead | Normal | 2020 | Tier 2 - Elevated | Distribution Circuit | 1 | 16 | 2020-01-16 | 762897 | Sus | N | Vegetation¦Treefellintoline¦ConductorOverhead¦Normal
20-0010297 | Vegetation | Tree - fell into line | Conductor, Overhead | Broken, wire on ground | 2020 | Tier 2 - Elevated | Transformer only | 1 | 16 | 2020-01-16 | 763325 | Sus | N | Vegetation¦Treefellintoline¦ConductorOverhead¦Brokenwireonground
20-0015507 | Equipment Failure/Involved | Overhead | Connector or Splice (OH) | Broken | 2020 | Tier 2 - Elevated | Distribution Circuit | 1 | 30 | 2020-01-30 | 773459 | Sus | N | EquipmentFailureInvolved¦Overhead¦ConnectororSplice(OH)¦Broken
20-0016342 | Unknown Cause | Patrol - found nothing |  |  | 2020 | Tier 2 - Elevated | Distribution Circuit | 2 | 2 | 2020-02-02 | 775755 | Sus | N | UnknownCause¦Patrolfoundnothing¦¦
20-0019081 | Vegetation | Tree - branch fell on line | Conductor, Overhead | Arcing | 2020 | Tier 3 - Extreme | Distribution Circuit | 2 | 9 | 2020-02-09 | 782094 | Sus | N | Vegetation¦Treebranchfellonline¦ConductorOverhead¦Arcing
20-0026467 | Equipment Failure/Involved | Overhead | Transformer | Leaking | 2020 | Tier 2 - Elevated | Transformer only | 2 | 27 | 2020-02-27 | 815279 | Sus | N | EquipmentFailureInvolved¦Overhead¦Transformer¦Leaking
20-0029806 | Vegetation | Tree - fell into line | Conductor, Overhead | Normal | 2020 | Tier 3 - Extreme | Distribution Circuit | 3 | 7 | 2020-03-07 | 838358 | Sus | N | Vegetation¦Treefellintoline¦ConductorOverhead¦Normal
20-0033477 | Equipment Failure/Involved | Overhead | Crossarm, Wood | Broken | 2020 | Tier 2 - Elevated | Transformer only | 3 | 17 | 2020-03-17 | 856881 | Sus | N | EquipmentFailureInvolved¦Overhead¦CrossarmWood¦Broken
20-0034168 | Vegetation | Tree - fell into line | Transformer | Broken, wire on ground | 2020 | Tier 3 - Extreme | Transformer only | 3 | 18 | 2020-03-18 | 858482 | Sus | N | Vegetation¦Treefellintoline¦Transformer¦Brokenwireonground
20-0036540 | Unknown Cause | Patrol - found nothing |  |  | 2020 | Tier 2 - Elevated | Distribution Circuit | 3 | 27 | 2020-03-27 | 867901 | Sus | N | UnknownCause¦Patrolfoundnothing¦¦
20-0038416 | Equipment Failure/Involved | Overhead | Jumper | Deteriorated | 2020 | Tier 2 - Elevated | Distribution Circuit | 4 | 4 | 2020-04-04 | 882322 | Sus | N | EquipmentFailureInvolved¦Overhead¦Jumper¦Deteriorated
20-0042738 | Animal | Squirrel | Recloser | Broken, wire on ground | 2020 | Tier 2 - Elevated | Distribution Circuit | 4 | 20 | 2020-04-20 | 897930 | Sus | N | Animal¦Squirrel¦Recloser¦Brokenwireonground
20-0042738 | Animal | Squirrel | Recloser | Broken, wire on ground | 2020 | Tier 2 - Elevated | Distribution Circuit | 4 | 20 | 2020-04-20 | 897930 | Sus | N | Animal¦Squirrel¦Recloser¦Brokenwireonground
20-0043841 | Equipment Failure/Involved | Overhead | Pole-Wood | Deteriorated | 2020 | Tier 3 - Extreme | Distribution Circuit | 4 | 22 | 2020-04-22 | 899636 | Sus | N | EquipmentFailureInvolved¦Overhead¦PoleWood¦Deteriorated
20-0044501 | Animal | Bird found | Conductor, Overhead | Normal | 2020 | Tier 2 - Elevated | Distribution Circuit | 4 | 24 | 2020-04-24 | 901010 | Sus | N | Animal¦Birdfound¦ConductorOverhead¦Normal
20-0045014 | Equipment Failure/Involved | Overhead | Cutout, fuse holder | Failed/Faulted | 2020 | Tier 2 - Elevated | Distribution Circuit | 4 | 27 | 2020-04-27 | 902480 | Sus | N | EquipmentFailureInvolved¦Overhead¦Cutoutfuseholder¦FailedFaulted
20-0051036 | 3rd Party | Customer Equipment | Pole-Wood | Broken | 2020 | Tier 2 - Elevated | Distribution Circuit | 5 | 17 | 2020-05-17 | 915382 | Sus | Y | 3rdParty¦CustomerEquipment¦PoleWood¦Broken
20-0052305 | Vegetation | Tree - fell into line | Conductor, Overhead | Normal | 2020 | Tier 2 - Elevated | Distribution Circuit | 5 | 20 | 2020-05-20 | 918194 | Sus | Y | Vegetation¦Treefellintoline¦ConductorOverhead¦Normal
20-0054754 | Equipment Failure/Involved | Underground | Secondary | Broken | 2020 | Tier 2 - Elevated | Transformer only | 5 | 27 | 2020-05-27 | 923353 | Sus | Y | EquipmentFailureInvolved¦Underground¦Secondary¦Broken
20-0056166 | Company Initiated | Operating error | Jumper | Normal | 2020 | Tier 2 - Elevated | Distribution Circuit | 6 | 1 | 2020-06-01 | 927109 | Sus | Y | CompanyInitiated¦Operatingerror¦Jumper¦Normal
20-0056214 | Equipment Failure/Involved | Overhead | Transformer | Leaking | 2020 | Tier 2 - Elevated | Transformer only | 6 | 1 | 2020-06-01 | 927327 | Sus | Y | EquipmentFailureInvolved¦Overhead¦Transformer¦Leaking
20-0059654 | 3rd Party | Vehicle | Pole-Wood | Normal | 2020 | Tier 2 - Elevated | Distribution Circuit | 6 | 10 | 2020-06-10 | 935930 | Sus | Y | 3rdParty¦Vehicle¦PoleWood¦Normal
20-0063648 | Equipment Failure/Involved | Overhead | Lightning Arrestor | Broken | 2020 | Tier 2 - Elevated | Transformer only | 6 | 22 | 2020-06-22 | 944419 | Sus | Y | EquipmentFailureInvolved¦Overhead¦LightningArrestor¦Broken
20-0063910 | Equipment Failure/Involved | Overhead | Transformer (OH) | Leaking | 2020 | Tier 2 - Elevated | Transformer only | 6 | 23 | 2020-06-23 | 945124 | Sus | Y | EquipmentFailureInvolved¦Overhead¦Transformer(OH)¦Leaking
20-0068369 | 3rd Party | Tree - cutting, 3rd party | Conductor, Overhead | Normal | 2020 | Tier 3 - Extreme | Distribution Circuit | 7 | 4 | 2020-07-04 | 957791 | Sus | Y | 3rdParty¦Treecutting3rdparty¦ConductorOverhead¦Normal
20-0076021 | Equipment Failure/Involved | Overhead | Transformer (OH) | Failed/Faulted | 2020 | Tier 2 - Elevated | Transformer only | 7 | 25 | 2020-07-25 | 972020 | Sus | Y | EquipmentFailureInvolved¦Overhead¦Transformer(OH)¦FailedFaulted
20-0078755 | Vegetation | Tree - branch fell on line | Conductor, Overhead | Normal | 2020 | Tier 3 - Extreme | Distribution Circuit | 8 | 1 | 2020-08-01 | 976797 | Sus | Y | Vegetation¦Treebranchfellonline¦ConductorOverhead¦Normal
20-0089040 | Animal | Bird found | Recloser | Normal | 2020 | Tier 3 - Extreme | Distribution Circuit | 8 | 23 | 2020-08-23 | 1027579 | Sus | Y | Animal¦Birdfound¦Recloser¦Normal
20-0089613 | Unknown Cause | Patrol - found nothing |  |  | 2020 | Tier 2 - Elevated | Distribution Circuit | 8 | 25 | 2020-08-25 | 1028988 | Sus | Y | UnknownCause¦Patrolfoundnothing¦¦
20-0090170 | Environmental/External | Fire, Forest/Grass | Conductor, Overhead | Normal | 2020 | Tier 3 - Extreme | Distribution Circuit | 8 | 19 | 2020-08-19 | 1032173 | Sus | Y | EnvironmentalExternal¦FireForestGrass¦ConductorOverhead¦Normal
20-0090336 | Environmental/External | Fire, Forest/Grass | Conductor, Overhead | Normal | 2020 | Tier 3 - Extreme | Distribution Circuit | 8 | 19 | 2020-08-19 | 1033076 | Sus | Y | EnvironmentalExternal¦FireForestGrass¦ConductorOverhead¦Normal
20-0090391 | Environmental/External | Fire, Forest/Grass | Pole-Wood | Burned/flashed | 2020 | Tier 3 - Extreme | Distribution Circuit | 8 | 20 | 2020-08-20 | 1033246 | Sus | Y | EnvironmentalExternal¦FireForestGrass¦PoleWood¦Burnedflashed
20-0093736 | Equipment Failure/Involved | Electrical Overload | Transformer | Failed/Faulted | 2020 | Tier 3 - Extreme | Transformer only | 9 | 5 | 2020-09-05 | 1055913 | Sus | Y | EquipmentFailureInvolved¦ElectricalOverload¦Transformer¦FailedFaulted
20-0096038 | Environmental/External | Fire, Forest/Grass | Customer Equipment | Burned/flashed | 2020 | Tier 3 - Extreme | Transformer only | 8 | 20 | 2020-08-20 | 1063514 | Sus | Y | EnvironmentalExternal¦FireForestGrass¦CustomerEquipment¦Burnedflashed
20-0097456 | Equipment Failure/Involved | Overhead | Transformer (OH) | Deteriorated | 2020 | Tier 3 - Extreme | Transformer only | 9 | 14 | 2020-09-14 | 1070595 | Sus | Y | EquipmentFailureInvolved¦Overhead¦Transformer(OH)¦Deteriorated
20-0098978 | Vegetation | Tree - fell into line | Conductor, Overhead | Broken, wire on ground | 2020 | Tier 3 - Extreme | Distribution Circuit | 9 | 18 | 2020-09-18 | 1080696 | Sus | Y | Vegetation¦Treefellintoline¦ConductorOverhead¦Brokenwireonground
20-0099263 | 3rd Party | Vehicle | Pole-Wood | Broken | 2020 | Tier 3 - Extreme | Distribution Circuit | 9 | 20 | 2020-09-20 | 1083164 | Sus | Y | 3rdParty¦Vehicle¦PoleWood¦Broken
20-0099647 | Environmental/External | Fire, Forest/Grass | Conductor, Overhead | Burned/flashed | 2020 | Tier 3 - Extreme | Distribution Circuit | 9 | 7 | 2020-09-07 | 1085657 | Sus | Y | EnvironmentalExternal¦FireForestGrass¦ConductorOverhead¦Burnedflashed
20-0102567 | Equipment Failure/Involved | Overhead | Connector or Splice (OH) | Broken | 2020 | Tier 3 - Extreme | Transformer only | 9 | 28 | 2020-09-28 | 1096917 | Sus | Y | EquipmentFailureInvolved¦Overhead¦ConnectororSplice(OH)¦Broken
20-0103141 | Equipment Failure/Involved | Electrical Overload | Transformer (OH) | Failed/Faulted | 2020 | Tier 3 - Extreme | Transformer only | 9 | 29 | 2020-09-29 | 1100133 | Sus | Y | EquipmentFailureInvolved¦ElectricalOverload¦Transformer(OH)¦FailedFaulted
20-0108446 | Wildfire Mitigation | Public Safety Power Shut-off | Conductor, Overhead | Normal | 2020 | Tier 2 - Elevated | Distribution Circuit | 10 | 14 | 2020-10-14 | 1117722 | Sus | Y | WildfireMitigation¦PublicSafetyPowerShutoff¦ConductorOverhead¦Normal
20-0108446 | Wildfire Mitigation | Public Safety Power Shut-off | Conductor, Overhead | Normal | 2020 | Tier 2 - Elevated | Distribution Circuit | 10 | 14 | 2020-10-14 | 1117722 | Sus | Y | WildfireMitigation¦PublicSafetyPowerShutoff¦ConductorOverhead¦Normal
20-0111132 | Animal | Squirrel | Conductor, Overhead | Normal | 2020 | Tier 2 - Elevated | Distribution Circuit | 10 | 21 | 2020-10-21 | 1122163 | Sus | Y | Animal¦Squirrel¦ConductorOverhead¦Normal
20-0118559 | 3rd Party | Vehicle | Fuse | Normal | 2020 | Tier 2 - Elevated | Distribution Circuit | 11 | 8 | 2020-11-08 | 1139778 | Sus | Y | 3rdParty¦Vehicle¦Fuse¦Normal
20-0122230 | Environmental/External | Water | Conductor, Underground | Deteriorated | 2020 | Tier 3 - Extreme | Transformer only | 11 | 18 | 2020-11-18 | 1148115 | Sus | Y | EnvironmentalExternal¦Water¦ConductorUnderground¦Deteriorated
20-0122302 | Vegetation | Tree - fell into line | Conductor, Overhead | Normal | 2020 | Tier 2 - Elevated | Distribution Circuit | 11 | 18 | 2020-11-18 | 1148301 | Sus | Y | Vegetation¦Treefellintoline¦ConductorOverhead¦Normal
20-0125203 | Animal | Bird found | Conductor, Overhead | Together | 2020 | Tier 3 - Extreme | Distribution Circuit | 11 | 25 | 2020-11-25 | 1154549 | Sus | Y | Animal¦Birdfound¦ConductorOverhead¦Together
20-0128083 | Company Initiated | Personnel, company | Other | Arcing | 2020 | Tier 3 - Extreme | Distribution Circuit | 12 | 5 | 2020-12-05 | 1164334 | Sus | N | CompanyInitiated¦Personnelcompany¦Other¦Arcing
20-0128724 | 3rd Party | Customer Equipment | Pole-Wood | Deteriorated | 2020 | Tier 2 - Elevated | Transformer only | 12 | 7 | 2020-12-07 | 1169857 | Sus | N | 3rdParty¦CustomerEquipment¦PoleWood¦Deteriorated
20-0129217 | Equipment Failure/Involved | Overhead | Pole-Wood | Broken | 2020 | Tier 2 - Elevated | Distribution Circuit | 12 | 9 | 2020-12-09 | 1174207 | Sus | N | EquipmentFailureInvolved¦Overhead¦PoleWood¦Broken
20-0129949 | Unknown Cause | Patrol - found nothing |  |  | 2020 | Tier 2 - Elevated | Distribution Circuit | 12 | 12 | 2020-12-12 | 1180845 | Sus | N | UnknownCause¦Patrolfoundnothing¦¦
20-0131849 | Equipment Failure/Involved | Overhead | Transformer (OH) | Failed/Faulted | 2020 | Tier 2 - Elevated | Transformer only | 12 | 26 | 2020-12-26 | 1198861 | Sus | N | EquipmentFailureInvolved¦Overhead¦Transformer(OH)¦FailedFaulted
21-0004846 | Unknown Cause | Patrol - found nothing |  |  | 2021 | Tier 2 - Elevated | Distribution Circuit | 1 | 4 | 2021-01-04 | 1203805 | Sus | N | UnknownCause¦Patrolfoundnothing¦¦
21-0010168 | Vegetation | Tree - branch fell on line | Conductor, Overhead | Broken, wire on ground | 2021 | Tier 3 - Extreme | Distribution Circuit | 1 | 18 | 2021-01-18 | 1214356 | Sus | N | Vegetation¦Treebranchfellonline¦ConductorOverhead¦Brokenwireonground
21-0011040 | Vegetation | Tree - fell into line | Conductor, Overhead | Broken, wire on ground | 2021 | Tier 3 - Extreme | Distribution Circuit | 1 | 18 | 2021-01-18 | 1217762 | Sus | N | Vegetation¦Treefellintoline¦ConductorOverhead¦Brokenwireonground
21-0011385 | Equipment Failure/Involved | Overhead | Secondary | Broken, wire on ground | 2021 | Tier 2 - Elevated | Transformer only | 1 | 19 | 2021-01-19 | 1218563 | Sus | N | EquipmentFailureInvolved¦Overhead¦Secondary¦Brokenwireonground
21-0011691 | Vegetation | Tree - fell into line | Conductor, Overhead | Broken, wire on ground | 2021 | Tier 3 - Extreme | Distribution Circuit | 1 | 19 | 2021-01-19 | 1219124 | Sus | N | Vegetation¦Treefellintoline¦ConductorOverhead¦Brokenwireonground
21-0012791 | Unknown Cause | Patrol - found nothing |  |  | 2021 | Tier 3 - Extreme | Distribution Circuit | 1 | 21 | 2021-01-21 | 1220161 | Sus | N | UnknownCause¦Patrolfoundnothing¦¦
21-0013682 | Vegetation | Tree - fell into line | Conductor, Overhead | Broken, wire on ground | 2021 | Tier 2 - Elevated | Distribution Circuit | 1 | 25 | 2021-01-25 | 1223043 | Sus | N | Vegetation¦Treefellintoline¦ConductorOverhead¦Brokenwireonground
21-0013706 | Vegetation | Tree - branch fell on line | Conductor, Overhead | Normal | 2021 | Tier 2 - Elevated | Distribution Circuit | 1 | 25 | 2021-01-25 | 1223498 | Sus | N | Vegetation¦Treebranchfellonline¦ConductorOverhead¦Normal
21-0013927 | Vegetation | Tree - branch fell on line | Conductor, Overhead | Broken, wire on ground | 2021 | Tier 3 - Extreme | Distribution Circuit | 1 | 25 | 2021-01-25 | 1224340 | Sus | N | Vegetation¦Treebranchfellonline¦ConductorOverhead¦Brokenwireonground
21-0014492 | Vegetation | Tree - branch fell on line | Cutout, fuse holder | Broken, wire on ground | 2021 | Tier 2 - Elevated | Distribution Circuit | 1 | 25 | 2021-01-25 | 1225369 | Sus | N | Vegetation¦Treebranchfellonline¦Cutoutfuseholder¦Brokenwireonground
21-0018204 | Vegetation | Tree - branch fell on line | Conductor, Overhead | Broken, wire on ground | 2021 | Tier 3 - Extreme | Distribution Circuit | 1 | 29 | 2021-01-29 | 1240963 | Sus | N | Vegetation¦Treebranchfellonline¦ConductorOverhead¦Brokenwireonground
21-0019982 | Vegetation | Tree - fell into line | Conductor, Overhead | Broken, wire on ground | 2021 | Tier 3 - Extreme | Distribution Circuit | 1 | 26 | 2021-01-26 | 1243868 | Sus | N | Vegetation¦Treefellintoline¦ConductorOverhead¦Brokenwireonground
21-0024449 | Unknown Cause | Patrol - found nothing |  |  | 2021 | Tier 2 - Elevated | Distribution Circuit | 2 | 11 | 2021-02-11 | 1252899 | Sus | N | UnknownCause¦Patrolfoundnothing¦¦
21-0034605 | Equipment Failure/Involved | Overhead | Transformer (OH) | Failed/Faulted | 2021 | Tier 2 - Elevated | Transformer only | 3 | 10 | 2021-03-10 | 1276892 | Sus | N | EquipmentFailureInvolved¦Overhead¦Transformer(OH)¦FailedFaulted
21-0037255 | Vegetation | Tree - fell into line | Conductor, Overhead | Broken, wire on ground | 2021 | Tier 2 - Elevated | Distribution Circuit | 3 | 16 | 2021-03-16 | 1285250 | Sus | N | Vegetation¦Treefellintoline¦ConductorOverhead¦Brokenwireonground
21-0051316 | Unknown Cause | Patrol - found nothing |  |  | 2021 | Tier 2 - Elevated | Distribution Circuit | 4 | 21 | 2021-04-21 | 1326689 | Sus | N | UnknownCause¦Patrolfoundnothing¦¦
21-0051599 | Equipment Failure/Involved | Underground | Transformer (UG) | Failed/Faulted | 2021 | Tier 2 - Elevated | Distribution Circuit | 4 | 21 | 2021-04-21 | 1327762 | Sus | N | EquipmentFailureInvolved¦Underground¦Transformer(UG)¦FailedFaulted
21-0051746 | Equipment Failure/Involved | Fire, pole | Pole-Wood | Broken | 2021 | Tier 2 - Elevated | Distribution Circuit | 4 | 22 | 2021-04-22 | 1327884 | Sus | N | EquipmentFailureInvolved¦Firepole¦PoleWood¦Broken
21-0055179 | Unknown Cause | Patrol - found nothing |  |  | 2021 | Tier 2 - Elevated | Distribution Circuit | 4 | 30 | 2021-04-30 | 1337535 | Sus | N | UnknownCause¦Patrolfoundnothing¦¦
21-0060584 | Unknown Cause | Patrol - found nothing |  |  | 2021 | Tier 2 - Elevated | Distribution Circuit | 5 | 12 | 2021-05-12 | 1347438 | Sus | Y | UnknownCause¦Patrolfoundnothing¦¦
21-0061094 | Vegetation | Tree - branch fell on line | Bushing | Broken, wire on ground | 2021 | Tier 2 - Elevated | Transformer only | 5 | 13 | 2021-05-13 | 1348194 | Sus | Y | Vegetation¦Treebranchfellonline¦Bushing¦Brokenwireonground
21-0063414 | Equipment Failure/Involved | Overhead | Conductor, Overhead | Normal | 2021 | Tier 2 - Elevated | Distribution Circuit | 5 | 19 | 2021-05-19 | 1353554 | Sus | Y | EquipmentFailureInvolved¦Overhead¦ConductorOverhead¦Normal
21-0066641 | Equipment Failure/Involved | Overhead | Crossarm, Wood | Broken | 2021 | Tier 2 - Elevated | Distribution Circuit | 5 | 26 | 2021-05-26 | 1359411 | Sus | Y | EquipmentFailureInvolved¦Overhead¦CrossarmWood¦Broken
21-0071648 | Equipment Failure/Involved | Overhead | Transformer (OH) | Broken | 2021 | Tier 3 - Extreme | Transformer only | 6 | 8 | 2021-06-08 | 1368424 | Sus | Y | EquipmentFailureInvolved¦Overhead¦Transformer(OH)¦Broken
21-0077702 | Equipment Failure/Involved | Overhead | Conductor, Overhead | Together | 2021 | Tier 2 - Elevated | Distribution Circuit | 6 | 22 | 2021-06-22 | 1382506 | Sus | Y | EquipmentFailureInvolved¦Overhead¦ConductorOverhead¦Together
21-0081723 | Equipment Failure/Involved | Overhead | Fuse | Broken | 2021 | Tier 2 - Elevated | Distribution Circuit | 6 | 29 | 2021-06-29 | 1388214 | Sus | Y | EquipmentFailureInvolved¦Overhead¦Fuse¦Broken
21-0084843 | Unknown Cause | Patrol - found nothing |  |  | 2021 | Tier 2 - Elevated | Transformer only | 7 | 4 | 2021-07-04 | 1392065 | Sus | Y | UnknownCause¦Patrolfoundnothing¦¦
21-0087505 | Animal | Other | Cutout, fuse holder | Normal | 2021 | Tier 3 - Extreme | Distribution Circuit | 7 | 10 | 2021-07-10 | 1398324 | Sus | Y | Animal¦Other¦Cutoutfuseholder¦Normal
21-0087776 | Equipment Failure/Involved | Overhead | Transformer (OH) | Failed/Faulted | 2021 | Tier 3 - Extreme | Transformer only | 7 | 11 | 2021-07-11 | 1399611 | Sus | Y | EquipmentFailureInvolved¦Overhead¦Transformer(OH)¦FailedFaulted
21-0090215 | Unknown Cause | Patrol - found nothing |  |  | 2021 | Tier 2 - Elevated | Transformer only | 7 | 15 | 2021-07-15 | 1405157 | Sus | Y | UnknownCause¦Patrolfoundnothing¦¦
21-0096405 | Equipment Failure/Involved | Overhead | Crossarm, Wood | Broken | 2021 | Tier 2 - Elevated | Distribution Circuit | 7 | 28 | 2021-07-28 | 1417940 | Sus | Y | EquipmentFailureInvolved¦Overhead¦CrossarmWood¦Broken
21-0101599 | Vegetation | Tree - fell into line | Pole-Wood | Broken, wire on ground | 2021 | Tier 3 - Extreme | Distribution Circuit | 8 | 7 | 2021-08-07 | 1436906 | Sus | Y | Vegetation¦Treefellintoline¦PoleWood¦Brokenwireonground
21-0108118 | Equipment Failure/Involved | Overhead | Pole-Wood | Deteriorated | 2021 | Tier 2 - Elevated | Transformer only | 8 | 23 | 2021-08-23 | 1450620 | Sus | Y | EquipmentFailureInvolved¦Overhead¦PoleWood¦Deteriorated
21-0113288 | Equipment Failure/Involved | Fire, pole | Conductor, Overhead | On Ground | 2021 | Tier 2 - Elevated | Distribution Circuit | 9 | 3 | 2021-09-03 | 1461558 | Sus | Y | EquipmentFailureInvolved¦Firepole¦ConductorOverhead¦OnGround
21-0113679 | 3rd Party | Customer Equipment | Customer Equipment | Failed/Faulted | 2021 | Tier 3 - Extreme | Distribution Circuit | 9 | 4 | 2021-09-04 | 1462139 | Sus | Y | 3rdParty¦CustomerEquipment¦CustomerEquipment¦FailedFaulted
21-0114108 | Animal | Bird found | Conductor, Overhead | Normal | 2021 | Tier 2 - Elevated | Distribution Circuit | 9 | 7 | 2021-09-07 | 1463488 | Sus | Y | Animal¦Birdfound¦ConductorOverhead¦Normal
21-0114493 | Unknown Cause | Patrol - found nothing |  |  | 2021 | Tier 2 - Elevated | Distribution Circuit | 9 | 8 | 2021-09-08 | 1464237 | Sus | Y | UnknownCause¦Patrolfoundnothing¦¦
21-0117288 | Unknown Cause | Patrol - found nothing |  |  | 2021 | Tier 2 - Elevated | Distribution Circuit | 9 | 14 | 2021-09-14 | 1471479 | Sus | Y | UnknownCause¦Patrolfoundnothing¦¦
21-0121723 | 3rd Party | Tree - cutting, 3rd party | Conductor, Overhead | Broken, wire on ground | 2021 | Tier 3 - Extreme | Distribution Circuit | 9 | 23 | 2021-09-23 | 1478992 | Sus | Y | 3rdParty¦Treecutting3rdparty¦ConductorOverhead¦Brokenwireonground
21-0124222 | Vegetation | Tree - fell into line | Conductor, Overhead | Together | 2021 | Tier 3 - Extreme | Distribution Circuit | 9 | 30 | 2021-09-30 | 1484009 | Sus | Y | Vegetation¦Treefellintoline¦ConductorOverhead¦Together
21-0125222 | Equipment Failure/Involved | Overhead | Transformer (OH) | Broken | 2021 | Tier 3 - Extreme | Transformer only | 10 | 2 | 2021-10-02 | 1485610 | Sus | Y | EquipmentFailureInvolved¦Overhead¦Transformer(OH)¦Broken
21-0136701 | Vegetation | Tree - fell into line | Pole-Wood | Broken, wire on ground | 2021 | Tier 2 - Elevated | Distribution Circuit | 10 | 24 | 2021-10-24 | 1515730 | Sus | Y | Vegetation¦Treefellintoline¦PoleWood¦Brokenwireonground
21-0137597 | Vegetation | Tree - branch fell on line | Conductor, Overhead | Arcing | 2021 | Tier 2 - Elevated | Distribution Circuit | 10 | 25 | 2021-10-25 | 1518605 | Sus | Y | Vegetation¦Treebranchfellonline¦ConductorOverhead¦Arcing
21-0138075 | Vegetation | Tree - fell into line | Conductor, Overhead | Broken, wire on ground | 2021 | Tier 3 - Extreme | Distribution Circuit | 10 | 26 | 2021-10-26 | 1521326 | Sus | Y | Vegetation¦Treefellintoline¦ConductorOverhead¦Brokenwireonground
21-0140303 | Vegetation | Tree - cutting, PG&E contractor | Conductor, Overhead | Normal | 2021 | Tier 2 - Elevated | Distribution Circuit | 10 | 30 | 2021-10-30 | 1526205 | Sus | Y | Vegetation¦TreecuttingPG&Econtractor¦ConductorOverhead¦Normal
21-0143881 | Vegetation | Tree - fell into line | Conductor, Overhead | Broken, wire on ground | 2021 | Tier 2 - Elevated | Distribution Circuit | 11 | 8 | 2021-11-08 | 1538734 | Sus | Y | Vegetation¦Treefellintoline¦ConductorOverhead¦Brokenwireonground
21-0145405 | Unknown Cause | Patrol - found nothing |  |  | 2021 | Tier 2 - Elevated | Distribution Circuit | 11 | 14 | 2021-11-14 | 1543722 | Sus | Y | UnknownCause¦Patrolfoundnothing¦¦
21-0145466 | Equipment Failure/Involved | Overhead | Connector or Splice (OH) | Broken, wire on ground | 2021 | Tier 2 - Elevated | Distribution Circuit | 11 | 14 | 2021-11-14 | 1544024 | Sus | Y | EquipmentFailureInvolved¦Overhead¦ConnectororSplice(OH)¦Brokenwireonground
21-0149484 | Equipment Failure/Involved | Overhead | Transformer | Failed/Faulted | 2021 | Tier 3 - Extreme | Transformer only | 11 | 22 | 2021-11-22 | 1552912 | Sus | Y | EquipmentFailureInvolved¦Overhead¦Transformer¦FailedFaulted
21-0152158 | Vegetation | Tree - fell into line | Conductor, Overhead | Broken | 2021 | Tier 2 - Elevated | Distribution Circuit | 11 | 27 | 2021-11-27 | 1555058 | Sus | Y | Vegetation¦Treefellintoline¦ConductorOverhead¦Broken
21-0156049 | Equipment Failure/Involved | Overhead | Conductor, Overhead | Broken, wire on ground | 2021 | Tier 2 - Elevated | Distribution Circuit | 12 | 8 | 2021-12-08 | 1562098 | Sus | N | EquipmentFailureInvolved¦Overhead¦ConductorOverhead¦Brokenwireonground
21-0157554 | Vegetation | Tree - branch fell on line | Conductor, Overhead | Broken, wire on ground | 2021 | Tier 3 - Extreme | Distribution Circuit | 12 | 13 | 2021-12-13 | 1568527 | Sus | N | Vegetation¦Treebranchfellonline¦ConductorOverhead¦Brokenwireonground
21-0158457 | Vegetation | Tree - fell into line | Conductor, Overhead | Normal | 2021 | Tier 2 - Elevated | Distribution Circuit | 12 | 15 | 2021-12-15 | 1572498 | Sus | N | Vegetation¦Treefellintoline¦ConductorOverhead¦Normal
21-0159881 | Vegetation | Tree - branch fell on line | Conductor, Overhead | Normal | 2021 | Tier 2 - Elevated | Distribution Circuit | 12 | 20 | 2021-12-20 | 1578115 | Sus | N | Vegetation¦Treebranchfellonline¦ConductorOverhead¦Normal
21-0161087 | Vegetation | Tree - fell into line | Secondary | Broken | 2021 | Tier 2 - Elevated | Distribution Circuit | 12 | 27 | 2021-12-27 | 1585670 | Sus | N | Vegetation¦Treefellintoline¦Secondary¦Broken
21-0161131 | Vegetation | Tree - branch fell on line | Conductor, Overhead | Normal | 2021 | Tier 2 - Elevated | Distribution Circuit | 12 | 27 | 2021-12-27 | 1585824 | Sus | N | Vegetation¦Treebranchfellonline¦ConductorOverhead¦Normal
21-0161168 | Unknown Cause | Patrol - found nothing |  |  | 2021 | Tier 2 - Elevated | Distribution Circuit | 12 | 27 | 2021-12-27 | 1585727 | Sus | N | UnknownCause¦Patrolfoundnothing¦¦
21-0161223 | Vegetation | Tree - fell into line | Conductor, Overhead | Normal | 2021 | Tier 3 - Extreme | Distribution Circuit | 12 | 26 | 2021-12-26 | 1586227 | Sus | N | Vegetation¦Treefellintoline¦ConductorOverhead¦Normal
21-0161323 | Vegetation | Tree - fell into line | Conductor, Overhead | Normal | 2021 | Tier 3 - Extreme | Distribution Circuit | 12 | 28 | 2021-12-28 | 1586671 | Sus | N | Vegetation¦Treefellintoline¦ConductorOverhead¦Normal
21-0161567 | Vegetation | Tree - branch fell on line | Conductor, Overhead | Normal | 2021 | Tier 2 - Elevated | Distribution Circuit | 12 | 29 | 2021-12-29 | 1588481 | Sus | N | Vegetation¦Treebranchfellonline¦ConductorOverhead¦Normal
21-0161645 | Vegetation | Tree - fell into line | Conductor, Overhead | Normal | 2021 | Tier 2 - Elevated | Distribution Circuit | 12 | 29 | 2021-12-29 | 1588876 | Sus | N | Vegetation¦Treefellintoline¦ConductorOverhead¦Normal
22-0005198 | Vegetation | Tree - fell into line | Conductor, Overhead | Broken, wire on ground | 2021 | Tier 3 - Extreme | Distribution Circuit | 12 | 27 | 2021-12-27 | 1584925 | Sus | N | Vegetation¦Treefellintoline¦ConductorOverhead¦Brokenwireonground
22-0005231 | Environmental/External | Ice or snow | Fuse | Normal | 2021 | Tier 3 - Extreme | Distribution Circuit | 12 | 27 | 2021-12-27 | 1592592 | Sus | N | EnvironmentalExternal¦Iceorsnow¦Fuse¦Normal
22-0005370 | 3rd Party | Customer Equipment | Pole-Wood | Broken | 2022 | Tier 3 - Extreme | Transformer only | 1 | 3 | 2022-01-03 | 1593240 | Sus | N | 3rdParty¦CustomerEquipment¦PoleWood¦Broken
22-0005441 | Vegetation | Tree - fell into line | Pole-Wood | Broken, wire on ground | 2021 | Tier 2 - Elevated | Distribution Circuit | 12 | 27 | 2021-12-27 | 1593504 | Sus | N | Vegetation¦Treefellintoline¦PoleWood¦Brokenwireonground
22-0021115 | Vegetation | Tree - fell into line | Conductor, Overhead | Normal | 2022 | Tier 3 - Extreme | Distribution Circuit | 2 | 10 | 2022-02-10 | 1625201 | Sus | N | Vegetation¦Treefellintoline¦ConductorOverhead¦Normal
22-0027769 | Unknown Cause | Patrol - found nothing |  |  | 2022 | Tier 2 - Elevated | Distribution Circuit | 2 | 28 | 2022-02-28 | 1639456 | Sus | N | UnknownCause¦Patrolfoundnothing¦¦
22-0034205 | Unknown Cause | Patrol - found nothing |  |  | 2022 | Tier 2 - Elevated | Distribution Circuit | 3 | 15 | 2022-03-15 | 1649128 | Sus | N | UnknownCause¦Patrolfoundnothing¦¦
22-0035222 | Vegetation | Tree - grew into line | Secondary | Normal | 2022 | Tier 2 - Elevated | Transformer only | 3 | 17 | 2022-03-17 | 1650584 | Sus | N | Vegetation¦Treegrewintoline¦Secondary¦Normal
22-0039102 | Vegetation | Tree - branch fell on line | Conductor, Overhead | Broken, wire on ground | 2022 | Tier 2 - Elevated | Distribution Circuit | 3 | 27 | 2022-03-27 | 1657367 | Sus | N | Vegetation¦Treebranchfellonline¦ConductorOverhead¦Brokenwireonground
22-0041668 | Unknown Cause | Patrol - found nothing |  |  | 2022 | Tier 2 - Elevated | Distribution Circuit | 4 | 1 | 2022-04-01 | 1660960 | Sus | N | UnknownCause¦Patrolfoundnothing¦¦
22-0043667 | 3rd Party | Tree - cutting, 3rd party | Conductor, Overhead | Broken, wire on ground | 2022 | Tier 3 - Extreme | Distribution Circuit | 4 | 6 | 2022-04-06 | 1664534 | Sus | N | 3rdParty¦Treecutting3rdparty¦ConductorOverhead¦Brokenwireonground
22-0070529 | Animal | Bird found | Jumper | Burned Open | 2022 | Tier 2 - Elevated | Distribution Circuit | 6 | 6 | 2022-06-06 | 1720152 | Sus | Y | Animal¦Birdfound¦Jumper¦BurnedOpen
22-0072940 | Equipment Failure/Involved | Overhead | Pole-Wood | Broken | 2022 | Tier 2 - Elevated | Distribution Circuit | 6 | 10 | 2022-06-10 | 1727514 | Sus | Y | EquipmentFailureInvolved¦Overhead¦PoleWood¦Broken
22-0076122 | Equipment Failure/Involved | Overhead | Conductor, Overhead | Deteriorated | 2022 | Tier 2 - Elevated | Distribution Circuit | 6 | 20 | 2022-06-20 | 1735615 | Sus | Y | EquipmentFailureInvolved¦Overhead¦ConductorOverhead¦Deteriorated
22-0076781 | Vegetation | Tree - fell into line | Conductor, Overhead | Broken, wire on ground | 2022 | Tier 2 - Elevated | Distribution Circuit | 6 | 21 | 2022-06-21 | 1736849 | Sus | Y | Vegetation¦Treefellintoline¦ConductorOverhead¦Brokenwireonground
22-0077675 | Equipment Failure/Involved | Overhead | Pole-Wood | Deteriorated | 2022 | Tier 2 - Elevated | Distribution Circuit | 6 | 22 | 2022-06-22 | 1739284 | Sus | Y | EquipmentFailureInvolved¦Overhead¦PoleWood¦Deteriorated
22-0081329 | Unknown Cause | Patrol - found nothing |  |  | 2022 | Tier 2 - Elevated | Distribution Circuit | 7 | 2 | 2022-07-02 | 1747673 | Sus | Y | UnknownCause¦Patrolfoundnothing¦¦
22-0086736 | 3rd Party | Tree - cutting, 3rd party | Secondary | Broken | 2022 | Tier 2 - Elevated | Transformer only | 7 | 18 | 2022-07-18 | 1759362 | Sus | Y | 3rdParty¦Treecutting3rdparty¦Secondary¦Broken
22-0089206 | Equipment Failure/Involved | Overhead | Fuse | Burned Open | 2022 | Tier 2 - Elevated | Transformer only | 7 | 24 | 2022-07-24 | 1764602 | Sus | Y | EquipmentFailureInvolved¦Overhead¦Fuse¦BurnedOpen
22-0091553 | Unknown Cause | Patrol - found nothing |  |  | 2022 | Tier 2 - Elevated | Distribution Circuit | 7 | 29 | 2022-07-29 | 1768395 | Sus | Y | UnknownCause¦Patrolfoundnothing¦¦
22-0093671 | Unknown Cause | Patrol - found nothing |  |  | 2022 | Tier 2 - Elevated | Distribution Circuit | 8 | 4 | 2022-08-04 | 1773100 | Sus | Y | UnknownCause¦Patrolfoundnothing¦¦
22-0096483 | Unknown Cause | Patrol - found nothing |  |  | 2022 | Tier 3 - Extreme | Distribution Circuit | 8 | 11 | 2022-08-11 | 1778896 | Sus | Y | UnknownCause¦Patrolfoundnothing¦¦
22-0100005 | Equipment Failure/Involved | Overhead | Lightning Arrestor | Failed/Faulted | 2022 | Tier 2 - Elevated | Distribution Circuit | 8 | 19 | 2022-08-19 | 1785751 | Sus | Y | EquipmentFailureInvolved¦Overhead¦LightningArrestor¦FailedFaulted
22-0104593 | Unknown Cause | Patrol - found nothing |  |  | 2022 | Tier 2 - Elevated | Transformer only | 9 | 1 | 2022-09-01 | 1796719 | Sus | Y | UnknownCause¦Patrolfoundnothing¦¦
22-0105445 | Unknown Cause | Patrol - found nothing |  |  | 2022 | Tier 2 - Elevated | Distribution Circuit | 9 | 3 | 2022-09-03 | 1798161 | Sus | Y | UnknownCause¦Patrolfoundnothing¦¦
22-0111455 | Vegetation | Tree - branch fell on line | Pole-Wood | Broken, wire on object | 2022 | Tier 2 - Elevated | Transformer only | 9 | 17 | 2022-09-17 | 1813190 | Sus | Y | Vegetation¦Treebranchfellonline¦PoleWood¦Brokenwireonobject
22-0117360 | 3rd Party | Vehicle | Pole-Wood | Broken | 2022 | Tier 2 - Elevated | Distribution Circuit | 10 | 3 | 2022-10-03 | 1827121 | Sus | Y | 3rdParty¦Vehicle¦PoleWood¦Broken
22-0126673 | Equipment Failure/Involved | Overhead | Pole-Wood | Deteriorated | 2022 | Tier 2 - Elevated | Distribution Circuit | 11 | 1 | 2022-11-01 | 1850492 | Sus | Y | EquipmentFailureInvolved¦Overhead¦PoleWood¦Deteriorated
22-0130930 | Environmental/External | Lightning | Transformer (OH) | Failed/Faulted | 2022 | Tier 2 - Elevated | Transformer only | 11 | 14 | 2022-11-14 | 1862350 | Sus | Y | EnvironmentalExternal¦Lightning¦Transformer(OH)¦FailedFaulted
22-0133946 | Unknown Cause | Patrol - found nothing |  |  | 2022 | Tier 2 - Elevated | Distribution Circuit | 11 | 23 | 2022-11-23 | 1868528 | Sus | Y | UnknownCause¦Patrolfoundnothing¦¦
22-0135771 | Vegetation | Tree - fell into line | Conductor, Overhead | Broken, wire on ground | 2022 | Tier 3 - Extreme | Distribution Circuit | 12 | 1 | 2022-12-01 | 1873551 | Sus | N | Vegetation¦Treefellintoline¦ConductorOverhead¦Brokenwireonground
22-0136210 | Unknown Cause | Patrol - not conducted |  |  | 2022 | Tier 3 - Extreme | Distribution Circuit | 12 | 2 | 2022-12-02 | 1874735 | Sus | N | UnknownCause¦Patrolnotconducted¦¦
22-0138018 | Vegetation | Tree - branch fell on line | Conductor, Overhead | Broken, wire on ground | 2022 | Tier 2 - Elevated | Distribution Circuit | 12 | 9 | 2022-12-09 | 1880061 | Sus | N | Vegetation¦Treebranchfellonline¦ConductorOverhead¦Brokenwireonground
22-0138769 | Vegetation | Tree - fell into line | Conductor, Overhead | Normal | 2022 | Tier 2 - Elevated | Distribution Circuit | 12 | 11 | 2022-12-11 | 1884540 | Sus | N | Vegetation¦Treefellintoline¦ConductorOverhead¦Normal
22-0138906 | Environmental/External | Lightning | Transformer (OH) | Failed/Faulted | 2022 | Tier 2 - Elevated | Distribution Circuit | 12 | 10 | 2022-12-10 | 1884517 | Sus | N | EnvironmentalExternal¦Lightning¦Transformer(OH)¦FailedFaulted
22-0141756 | Vegetation | Tree - branch fell on line | Conductor, Overhead | Normal | 2022 | Tier 2 - Elevated | Distribution Circuit | 12 | 27 | 2022-12-27 | 1897979 | Sus | N | Vegetation¦Treebranchfellonline¦ConductorOverhead¦Normal
22-0141965 | Vegetation | Tree - fell into line | Pole-Wood | Broken | 2022 | Tier 2 - Elevated | Distribution Circuit | 12 | 26 | 2022-12-26 | 1900705 | Sus | N | Vegetation¦Treefellintoline¦PoleWood¦Broken
15-0005506 | 3rd Party | Vehicle | Pole-Wood | Broken, wire on ground | 2015 | Tier 2 - Elevated | Distribution Circuit | 1 | 19 | 2015-01-19 | 1165534 | Sus | N | 3rdParty¦Vehicle¦PoleWood¦Brokenwireonground
15-0009606 | Equipment Failure/Involved | Other | Jumper | Burned Open | 2015 | Tier 2 - Elevated | Transformer only | 2 | 5 | 2015-02-05 | 1172726 | Sus | N | EquipmentFailureInvolved¦Other¦Jumper¦BurnedOpen
15-0009711 | Vegetation | Tree - branch fell on line | Conductor, Overhead | Broken | 2015 | Tier 3 - Extreme | Distribution Circuit | 2 | 5 | 2015-02-05 | 1172838 | Sus | N | Vegetation¦Treebranchfellonline¦ConductorOverhead¦Broken
15-0011066 | Equipment Failure/Involved | Other | Woodpin | Broken | 2015 | Tier 2 - Elevated | Distribution Circuit | 2 | 6 | 2015-02-06 | 1178828 | Sus | N | EquipmentFailureInvolved¦Other¦Woodpin¦Broken
15-0011126 | Equipment Failure/Involved | Other | Connector or Splice (OH) | Broken, wire on ground | 2015 | Tier 2 - Elevated | Distribution Circuit | 2 | 7 | 2015-02-07 | 1179968 | Sus | N | EquipmentFailureInvolved¦Other¦ConnectororSplice(OH)¦Brokenwireonground
15-0013435 | Animal | Squirrel | Transformer | Failed/Faulted | 2015 | Tier 2 - Elevated | Transformer only | 2 | 15 | 2015-02-15 | 1190392 | Sus | N | Animal¦Squirrel¦Transformer¦FailedFaulted
15-0024650 | Vegetation | Tree - fell into line | Conductor, Overhead | Broken, wire on ground | 2015 | Tier 2 - Elevated | Distribution Circuit | 4 | 6 | 2015-04-06 | 1214427 | Sus | N | Vegetation¦Treefellintoline¦ConductorOverhead¦Brokenwireonground
15-0031198 | Equipment Failure/Involved | Other | Transformer | Malfunctioning | 2015 | Tier 2 - Elevated | Transformer only | 5 | 1 | 2015-05-01 | 1228033 | Sus | Y | EquipmentFailureInvolved¦Other¦Transformer¦Malfunctioning
15-0040686 | Equipment Failure/Involved | Overhead | Cutout, fuse holder | Broken | 2015 | Tier 3 - Extreme | Distribution Circuit | 6 | 12 | 2015-06-12 | 1249843 | Sus | Y | EquipmentFailureInvolved¦Overhead¦Cutoutfuseholder¦Broken
15-0044415 | Equipment Failure/Involved | Underground | Transformer (UG) | Arcing | 2015 | Tier 2 - Elevated | Distribution Circuit | 6 | 30 | 2015-06-30 | 1259836 | Sus | Y | EquipmentFailureInvolved¦Underground¦Transformer(UG)¦Arcing
15-0046614 | Equipment Failure/Involved | Overhead | Transformer (OH) | Failed/Faulted | 2015 | Tier 3 - Extreme | Distribution Circuit | 7 | 9 | 2015-07-09 | 1265574 | Sus | Y | EquipmentFailureInvolved¦Overhead¦Transformer(OH)¦FailedFaulted
15-0048355 | Animal | Bird found |  | Failed/Faulted | 2015 | Tier 2 - Elevated | Transformer only | 7 | 18 | 2015-07-18 | 1270024 | Sus | Y | Animal¦Birdfound¦¦FailedFaulted
15-0049284 | Environmental/External | Lightning | Conductor, Overhead | Together | 2015 | Tier 2 - Elevated | Distribution Circuit | 7 | 20 | 2015-07-20 | 1274155 | Sus | Y | EnvironmentalExternal¦Lightning¦ConductorOverhead¦Together
15-0051995 | Unknown Cause | Patrol - found nothing |  |  | 2015 | Tier 3 - Extreme | Distribution Circuit | 7 | 31 | 2015-07-31 | 1280845 | Sus | Y | UnknownCause¦Patrolfoundnothing¦¦
15-0057860 | Equipment Failure/Involved | Overhead | Transformer | Leaking | 2015 | Tier 2 - Elevated | Transformer only | 8 | 28 | 2015-08-28 | 1295867 | Sus | Y | EquipmentFailureInvolved¦Overhead¦Transformer¦Leaking
15-0059564 | Animal | Bird found | Conductor, Overhead | Normal | 2015 | Tier 3 - Extreme | Distribution Circuit | 9 | 6 | 2015-09-06 | 1300824 | Sus | Y | Animal¦Birdfound¦ConductorOverhead¦Normal
15-0059620 | Equipment Failure/Involved | Overhead | Transformer (OH) | Leaking | 2015 | Tier 2 - Elevated | Transformer only | 9 | 6 | 2015-09-06 | 1301042 | Sus | Y | EquipmentFailureInvolved¦Overhead¦Transformer(OH)¦Leaking
15-0065647 | Animal | Squirrel | Fuse | Failed/Faulted | 2015 | Tier 2 - Elevated | Distribution Circuit | 9 | 26 | 2015-09-26 | 1312495 | Sus | Y | Animal¦Squirrel¦Fuse¦FailedFaulted
15-0067721 | Unknown Cause | Patrol - found nothing |  |  | 2015 | Tier 2 - Elevated | Distribution Circuit | 10 | 3 | 2015-10-03 | 1316354 | Sus | Y | UnknownCause¦Patrolfoundnothing¦¦
15-0069022 | Unknown Cause | Patrol - found nothing |  |  | 2015 | Tier 2 - Elevated | Distribution Circuit | 10 | 8 | 2015-10-08 | 1318882 | Sus | Y | UnknownCause¦Patrolfoundnothing¦¦
15-0072592 | Equipment Failure/Involved | Overhead | Other | Failed/Faulted | 2015 | Tier 2 - Elevated | Transformer only | 10 | 21 | 2015-10-21 | 1327547 | Sus | Y | EquipmentFailureInvolved¦Overhead¦Other¦FailedFaulted
15-0078065 | Vegetation | Tree - branch fell on line | Conductor, Overhead | Together | 2015 | Tier 3 - Extreme | Distribution Circuit | 11 | 15 | 2015-11-15 | 1342509 | Sus | Y | Vegetation¦Treebranchfellonline¦ConductorOverhead¦Together
15-0080089 | Animal | Squirrel | Fuse | Failed/Faulted | 2015 | Tier 2 - Elevated | Transformer only | 11 | 23 | 2015-11-23 | 1347237 | Sus | Y | Animal¦Squirrel¦Fuse¦FailedFaulted
15-0081093 | Unknown Cause | Patrol - found nothing |  |  | 2015 | Tier 2 - Elevated | Distribution Circuit | 11 | 25 | 2015-11-25 | 1348517 | Sus | Y | UnknownCause¦Patrolfoundnothing¦¦
15-0081276 | Vegetation | Tree - branch fell on line | Conductor, Overhead | Together | 2015 | Tier 3 - Extreme | Distribution Circuit | 11 | 26 | 2015-11-26 | 1349079 | Sus | Y | Vegetation¦Treebranchfellonline¦ConductorOverhead¦Together
15-0083859 | Unknown Cause | Patrol - found nothing |  |  | 2015 | Tier 3 - Extreme | Distribution Circuit | 12 | 10 | 2015-12-10 | 1357263 | Sus | N | UnknownCause¦Patrolfoundnothing¦¦
15-0084694 | Vegetation | Tree - branch fell on line | Conductor, Overhead | Broken, wire on ground | 2015 | Tier 2 - Elevated | Distribution Circuit | 12 | 13 | 2015-12-13 | 1360113 | Sus | N | Vegetation¦Treebranchfellonline¦ConductorOverhead¦Brokenwireonground
15-0084743 | Equipment Failure/Involved | Overhead | Conductor, Overhead | Together | 2015 | Tier 3 - Extreme | Distribution Circuit | 12 | 13 | 2015-12-13 | 1361181 | Sus | N | EquipmentFailureInvolved¦Overhead¦ConductorOverhead¦Together
15-0084937 | Environmental/External | Ice or snow | Pole-Wood | Broken | 2015 | Tier 3 - Extreme | Distribution Circuit | 12 | 13 | 2015-12-13 | 1360991 | Sus | N | EnvironmentalExternal¦Iceorsnow¦PoleWood¦Broken
16-0002859 | Vegetation | Tree - branch fell on line | Conductor, Overhead | Normal | 2016 | Tier 3 - Extreme | Distribution Circuit | 1 | 5 | 2016-01-05 | 1376987 | Sus | N | Vegetation¦Treebranchfellonline¦ConductorOverhead¦Normal
16-0003429 | Unknown Cause | Patrol - found nothing |  |  | 2016 | Tier 3 - Extreme | Distribution Circuit | 1 | 6 | 2016-01-06 | 1378188 | Sus | N | UnknownCause¦Patrolfoundnothing¦¦
16-0003649 | Unknown Cause | Patrol - found nothing |  |  | 2016 | Tier 3 - Extreme | Distribution Circuit | 1 | 6 | 2016-01-06 | 1379067 | Sus | N | UnknownCause¦Patrolfoundnothing¦¦
16-0007471 | Environmental/External | Lightning | Transformer (OH) | Failed/Faulted | 2016 | Tier 2 - Elevated | Distribution Circuit | 1 | 22 | 2016-01-22 | 1390009 | Sus | N | EnvironmentalExternal¦Lightning¦Transformer(OH)¦FailedFaulted
16-0008207 | Vegetation | Tree - fell into line | Conductor, Overhead | Broken, wire on ground | 2016 | Tier 2 - Elevated | Distribution Circuit | 1 | 26 | 2016-01-26 | 1392097 | Sus | N | Vegetation¦Treefellintoline¦ConductorOverhead¦Brokenwireonground
16-0009268 | Vegetation | Tree - bark fell into line | Conductor, Overhead | Normal | 2016 | Tier 2 - Elevated | Distribution Circuit | 1 | 30 | 2016-01-30 | 1394363 | Sus | N | Vegetation¦Treebarkfellintoline¦ConductorOverhead¦Normal
16-0017649 | Unknown Cause | Patrol - found nothing |  |  | 2016 | Tier 2 - Elevated | Distribution Circuit | 3 | 5 | 2016-03-05 | 1417506 | Sus | N | UnknownCause¦Patrolfoundnothing¦¦
16-0018610 | Vegetation | Tree - fell into line | Conductor, Overhead | Broken, wire on ground | 2016 | Tier 3 - Extreme | Distribution Circuit | 3 | 6 | 2016-03-06 | 1422881 | Sus | N | Vegetation¦Treefellintoline¦ConductorOverhead¦Brokenwireonground
16-0018753 | Equipment Failure/Involved | Overhead | Connector or Splice (OH) | Broken, wire on ground | 2016 | Tier 3 - Extreme | Distribution Circuit | 3 | 7 | 2016-03-07 | 1423337 | Sus | N | EquipmentFailureInvolved¦Overhead¦ConnectororSplice(OH)¦Brokenwireonground
16-0018829 | Vegetation | Tree - fell into line | Pole-Wood | Broken | 2016 | Tier 3 - Extreme | Distribution Circuit | 3 | 5 | 2016-03-05 | 1417409 | Sus | N | Vegetation¦Treefellintoline¦PoleWood¦Broken
16-0020614 | Equipment Failure/Involved | Overhead | Transformer (OH) | Failed/Faulted | 2016 | Tier 3 - Extreme | Distribution Circuit | 3 | 11 | 2016-03-11 | 1428554 | Sus | N | EquipmentFailureInvolved¦Overhead¦Transformer(OH)¦FailedFaulted
16-0020645 | Equipment Failure/Involved | Overhead | Fuse | Normal | 2016 | Tier 3 - Extreme | Distribution Circuit | 3 | 11 | 2016-03-11 | 1428723 | Sus | N | EquipmentFailureInvolved¦Overhead¦Fuse¦Normal
16-0024289 | Vegetation | Tree - fell into line | Conductor, Overhead | Broken, wire on ground | 2016 | Tier 2 - Elevated | Distribution Circuit | 3 | 27 | 2016-03-27 | 1439532 | Sus | N | Vegetation¦Treefellintoline¦ConductorOverhead¦Brokenwireonground
16-0025975 | Equipment Failure/Involved | Overhead | Transformer | Failed/Faulted | 2016 | Tier 2 - Elevated | Transformer only | 4 | 4 | 2016-04-04 | 1444081 | Sus | N | EquipmentFailureInvolved¦Overhead¦Transformer¦FailedFaulted
16-0026460 | Unknown Cause | Patrol - found nothing |  |  | 2016 | Tier 2 - Elevated | Distribution Circuit | 4 | 6 | 2016-04-06 | 1445426 | Sus | N | UnknownCause¦Patrolfoundnothing¦¦
16-0030957 | Unknown Cause | Patrol - not conducted |  |  | 2016 | Tier 2 - Elevated | Distribution Circuit | 4 | 23 | 2016-04-23 | 1456771 | Sus | N | UnknownCause¦Patrolnotconducted¦¦
16-0035651 | Animal | Other | Fuse | Failed/Faulted | 2016 | Tier 3 - Extreme | Distribution Circuit | 5 | 12 | 2016-05-12 | 1468681 | Sus | Y | Animal¦Other¦Fuse¦FailedFaulted
16-0036393 | Equipment Failure/Involved | Overhead | Transformer | Failed/Faulted | 2016 | Tier 3 - Extreme | Distribution Circuit | 5 | 16 | 2016-05-16 | 1470842 | Sus | Y | EquipmentFailureInvolved¦Overhead¦Transformer¦FailedFaulted
16-0036493 | Vegetation | Tree - grew into line | Conductor, Overhead | Normal | 2016 | Tier 2 - Elevated | Distribution Circuit | 5 | 17 | 2016-05-17 | 1471168 | Sus | Y | Vegetation¦Treegrewintoline¦ConductorOverhead¦Normal
16-0038479 | Unknown Cause | Patrol - found nothing |  |  | 2016 | Tier 2 - Elevated | Distribution Circuit | 5 | 25 | 2016-05-25 | 1476729 | Sus | Y | UnknownCause¦Patrolfoundnothing¦¦
16-0041387 | Equipment Failure/Involved | Overhead | Recloser | Malfunctioning | 2016 | Tier 2 - Elevated | Distribution Circuit | 6 | 6 | 2016-06-06 | 1483954 | Sus | Y | EquipmentFailureInvolved¦Overhead¦Recloser¦Malfunctioning
16-0044184 | Vegetation | Tree - fell into line | Conductor, Overhead | Normal | 2016 | Tier 2 - Elevated | Distribution Circuit | 6 | 17 | 2016-06-17 | 1491649 | Sus | Y | Vegetation¦Treefellintoline¦ConductorOverhead¦Normal
16-0044284 | Vegetation | Tree - fell into line | Conductor, Overhead | Broken, wire on ground | 2016 | Tier 3 - Extreme | Distribution Circuit | 6 | 18 | 2016-06-18 | 1492015 | Sus | Y | Vegetation¦Treefellintoline¦ConductorOverhead¦Brokenwireonground
16-0045471 | Environmental/External | Fire, Forest/Grass | Pole-Wood | Burned/flashed | 2016 | Tier 2 - Elevated | Distribution Circuit | 6 | 23 | 2016-06-23 | 1494898 | Sus | Y | EnvironmentalExternal¦FireForestGrass¦PoleWood¦Burnedflashed
16-0047489 | Vegetation | Tree - fell into line | Service conductor | Broken, wire on ground | 2016 | Tier 2 - Elevated | Distribution Circuit | 7 | 1 | 2016-07-01 | 1499773 | Sus | Y | Vegetation¦Treefellintoline¦Serviceconductor¦Brokenwireonground
16-0048368 | Equipment Failure/Involved | Overhead | Secondary | Broken | 2016 | Tier 2 - Elevated | Transformer only | 7 | 7 | 2016-07-07 | 1502311 | Sus | Y | EquipmentFailureInvolved¦Overhead¦Secondary¦Broken
16-0052887 | Equipment Failure/Involved | Overhead | Transformer | Failed/Faulted | 2016 | Tier 2 - Elevated | Transformer only | 7 | 27 | 2016-07-27 | 1516859 | Sus | Y | EquipmentFailureInvolved¦Overhead¦Transformer¦FailedFaulted
16-0053115 | Equipment Failure/Involved | Overhead | Fuse | Failed/Faulted | 2016 | Tier 2 - Elevated | Transformer only | 7 | 27 | 2016-07-27 | 1517344 | Sus | Y | EquipmentFailureInvolved¦Overhead¦Fuse¦FailedFaulted
16-0053127 | Vegetation | Tree - branch fell on line | Conductor, Overhead | Broken, wire on ground | 2016 | Tier 3 - Extreme | Distribution Circuit | 7 | 28 | 2016-07-28 | 1517550 | Sus | Y | Vegetation¦Treebranchfellonline¦ConductorOverhead¦Brokenwireonground
16-0055665 | Animal | Squirrel | Fuse | Failed/Faulted | 2016 | Tier 3 - Extreme | Distribution Circuit | 8 | 8 | 2016-08-08 | 1522975 | Sus | Y | Animal¦Squirrel¦Fuse¦FailedFaulted
16-0058360 | Environmental/External | Fire, Forest/Grass | Transformer (OH) | Burned/flashed | 2016 | Tier 2 - Elevated | Transformer only | 8 | 18 | 2016-08-18 | 1528628 | Sus | Y | EnvironmentalExternal¦FireForestGrass¦Transformer(OH)¦Burnedflashed
16-0060452 | Unknown Cause | Patrol - not conducted |  |  | 2016 | Tier 2 - Elevated | Distribution Circuit | 8 | 27 | 2016-08-27 | 1532926 | Sus | Y | UnknownCause¦Patrolnotconducted¦¦
16-0067841 | Vegetation | Tree - fell into line | Conductor, Overhead | Broken, wire on ground | 2016 | Tier 2 - Elevated | Distribution Circuit | 9 | 27 | 2016-09-27 | 1548605 | Sus | Y | Vegetation¦Treefellintoline¦ConductorOverhead¦Brokenwireonground
16-0070524 | Animal | Bird found | Fuse | Failed/Faulted | 2016 | Tier 2 - Elevated | Distribution Circuit | 10 | 8 | 2016-10-08 | 1554923 | Sus | Y | Animal¦Birdfound¦Fuse¦FailedFaulted
16-0070535 | Equipment Failure/Involved | Overhead | Transformer | Failed/Faulted | 2016 | Tier 2 - Elevated | Transformer only | 10 | 8 | 2016-10-08 | 1554940 | Sus | Y | EquipmentFailureInvolved¦Overhead¦Transformer¦FailedFaulted
16-0074348 | Vegetation | Tree - branch fell on line | Transformer | Broken, wire on ground | 2016 | Tier 2 - Elevated | Transformer only | 10 | 20 | 2016-10-20 | 1566584 | Sus | Y | Vegetation¦Treebranchfellonline¦Transformer¦Brokenwireonground
16-0082464 | Vegetation | Tree - branch fell on line | Conductor, Overhead | Normal | 2016 | Tier 3 - Extreme | Distribution Circuit | 11 | 27 | 2016-11-27 | 1589705 | Sus | Y | Vegetation¦Treebranchfellonline¦ConductorOverhead¦Normal
16-0083297 | Equipment Failure/Involved | Overhead | Transformer | Failed/Faulted | 2016 | Tier 3 - Extreme | Distribution Circuit | 12 | 1 | 2016-12-01 | 1592457 | Sus | N | EquipmentFailureInvolved¦Overhead¦Transformer¦FailedFaulted
16-0084883 | Vegetation | Tree - fell into line | Service conductor | Broken, wire on ground | 2016 | Tier 2 - Elevated | Transformer only | 12 | 10 | 2016-12-10 | 1598207 | Sus | N | Vegetation¦Treefellintoline¦Serviceconductor¦Brokenwireonground
17-0003572 | Unknown Cause | Patrol - found nothing |  |  | 2017 | Tier 2 - Elevated | Distribution Circuit | 1 | 3 | 2017-01-03 | 1616719 | Sus | N | UnknownCause¦Patrolfoundnothing¦¦
17-0004738 | Vegetation | Tree - fell into line | Conductor, Overhead | Normal | 2017 | Tier 2 - Elevated | Distribution Circuit | 1 | 7 | 2017-01-07 | 1621885 | Sus | N | Vegetation¦Treefellintoline¦ConductorOverhead¦Normal
17-0006991 | Company Initiated | Operating error | Fuse |  | 2017 | Tier 3 - Extreme | Distribution Circuit | 1 | 10 | 2017-01-10 | 1636434 | Sus | N | CompanyInitiated¦Operatingerror¦Fuse¦
17-0010685 | Vegetation | Tree - fell into line | Conductor, Overhead | Broken, wire on ground | 2017 | Tier 3 - Extreme | Distribution Circuit | 1 | 19 | 2017-01-19 | 1649900 | Sus | N | Vegetation¦Treefellintoline¦ConductorOverhead¦Brokenwireonground
17-0011217 | Vegetation | Tree - fell into line | Conductor, Overhead | Normal | 2017 | Tier 2 - Elevated | Distribution Circuit | 1 | 20 | 2017-01-20 | 1652558 | Sus | N | Vegetation¦Treefellintoline¦ConductorOverhead¦Normal
17-0011944 | Unknown Cause | Patrol - not conducted |  |  | 2017 | Tier 2 - Elevated | Distribution Circuit | 1 | 21 | 2017-01-21 | 1656162 | Sus | N | UnknownCause¦Patrolnotconducted¦¦
17-0013105 | Vegetation | Tree - fell into line | Transformer | Normal | 2017 | Tier 2 - Elevated | Transformer only | 1 | 22 | 2017-01-22 | 1660555 | Sus | N | Vegetation¦Treefellintoline¦Transformer¦Normal
17-0013898 | Vegetation | Tree - fell into line | Conductor, Overhead | Broken | 2017 | Tier 2 - Elevated | Distribution Circuit | 1 | 23 | 2017-01-23 | 1663026 | Sus | N | Vegetation¦Treefellintoline¦ConductorOverhead¦Broken
17-0014236 | Equipment Failure/Involved | Overhead | Cutout, fuse holder | Broken | 2017 | Tier 2 - Elevated | Distribution Circuit | 1 | 24 | 2017-01-24 | 1665179 | Sus | N | EquipmentFailureInvolved¦Overhead¦Cutoutfuseholder¦Broken
17-0018610 | Vegetation | Tree - branch fell on line | Fuse | Failed/Faulted | 2017 | Tier 2 - Elevated | Distribution Circuit | 2 | 7 | 2017-02-07 | 1679920 | Sus | N | Vegetation¦Treebranchfellonline¦Fuse¦FailedFaulted
17-0022089 | Vegetation | Tree - fell into line | Conductor, Overhead | Broken, wire on ground | 2017 | Tier 3 - Extreme | Distribution Circuit | 2 | 17 | 2017-02-17 | 1694835 | Sus | N | Vegetation¦Treefellintoline¦ConductorOverhead¦Brokenwireonground
17-0022223 | Equipment Failure/Involved | Overhead | Conductor, Overhead | Broken | 2017 | Tier 2 - Elevated | Distribution Circuit | 2 | 17 | 2017-02-17 | 1695407 | Sus | N | EquipmentFailureInvolved¦Overhead¦ConductorOverhead¦Broken
17-0022560 | Unknown Cause | Patrol - found nothing |  |  | 2017 | Tier 3 - Extreme | Distribution Circuit | 2 | 17 | 2017-02-17 | 1695352 | Sus | N | UnknownCause¦Patrolfoundnothing¦¦
17-0023110 | Equipment Failure/Involved | Overhead | Insulator | Broken | 2017 | Tier 2 - Elevated | Distribution Circuit | 2 | 17 | 2017-02-17 | 1700133 | Sus | N | EquipmentFailureInvolved¦Overhead¦Insulator¦Broken
17-0023385 | Unknown Cause | Patrol - found nothing |  |  | 2017 | Tier 3 - Extreme | Distribution Circuit | 2 | 19 | 2017-02-19 | 1701097 | Sus | N | UnknownCause¦Patrolfoundnothing¦¦
17-0024835 | Vegetation | Tree - fell into line | Conductor, Overhead | Broken, wire on ground | 2017 | Tier 2 - Elevated | Distribution Circuit | 2 | 21 | 2017-02-21 | 1704578 | Sus | N | Vegetation¦Treefellintoline¦ConductorOverhead¦Brokenwireonground
17-0024989 | Vegetation | Tree - branch fell on line | Conductor, Overhead | Bent or Twisted | 2017 | Tier 3 - Extreme | Distribution Circuit | 2 | 20 | 2017-02-20 | 1706112 | Sus | N | Vegetation¦Treebranchfellonline¦ConductorOverhead¦BentorTwisted
17-0028214 | Equipment Failure/Involved | Overhead | Transformer | Failed/Faulted | 2017 | Tier 2 - Elevated | Transformer only | 3 | 3 | 2017-03-03 | 1718739 | Sus | N | EquipmentFailureInvolved¦Overhead¦Transformer¦FailedFaulted
17-0028741 | Vegetation | Tree - fell into line | Pole-Wood | Broken | 2017 | Tier 2 - Elevated | Distribution Circuit | 3 | 6 | 2017-03-06 | 1720961 | Sus | N | Vegetation¦Treefellintoline¦PoleWood¦Broken
17-0037268 | Unknown Cause | Patrol - found nothing |  |  | 2017 | Tier 2 - Elevated | Distribution Circuit | 4 | 6 | 2017-04-06 | 1745927 | Sus | N | UnknownCause¦Patrolfoundnothing¦¦
17-0040956 | Equipment Failure/Involved | Overhead | Conductor, Overhead | Broken, wire on ground | 2017 | Tier 2 - Elevated | Distribution Circuit | 4 | 18 | 2017-04-18 | 1759861 | Sus | N | EquipmentFailureInvolved¦Overhead¦ConductorOverhead¦Brokenwireonground
17-0042462 | Unknown Cause | Patrol - found nothing |  |  | 2017 | Tier 2 - Elevated | Distribution Circuit | 4 | 24 | 2017-04-24 | 1765893 | Sus | N | UnknownCause¦Patrolfoundnothing¦¦
17-0045775 | Vegetation | Tree - fell into line | Conductor, Overhead | On Ground | 2017 | Tier 2 - Elevated | Distribution Circuit | 5 | 6 | 2017-05-06 | 1776040 | Sus | Y | Vegetation¦Treefellintoline¦ConductorOverhead¦OnGround
17-0052142 | 3rd Party | Other | Anchor or Guy | Normal | 2017 | Tier 3 - Extreme | Distribution Circuit | 6 | 1 | 2017-06-01 | 1795072 | Sus | Y | 3rdParty¦Other¦AnchororGuy¦Normal
17-0060748 | Unknown Cause | Patrol - found nothing |  |  | 2017 | Tier 2 - Elevated | Distribution Circuit | 7 | 6 | 2017-07-06 | 1824257 | Sus | Y | UnknownCause¦Patrolfoundnothing¦¦
17-0064662 | Unknown Cause | Patrol - found nothing |  |  | 2017 | Tier 2 - Elevated | Distribution Circuit | 7 | 21 | 2017-07-21 | 1837262 | Sus | Y | UnknownCause¦Patrolfoundnothing¦¦
17-0065960 | Vegetation | Tree - fell into line | Conductor, Overhead | Normal | 2017 | Tier 3 - Extreme | Distribution Circuit | 7 | 27 | 2017-07-27 | 1840863 | Sus | Y | Vegetation¦Treefellintoline¦ConductorOverhead¦Normal
17-0069472 | Equipment Failure/Involved | Fire, pole | Pole-Wood | Burned/flashed | 2017 | Tier 2 - Elevated | Distribution Circuit | 8 | 10 | 2017-08-10 | 1850090 | Sus | Y | EquipmentFailureInvolved¦Firepole¦PoleWood¦Burnedflashed
17-0071664 | Animal | Squirrel |  | Broken | 2017 | Tier 3 - Extreme | Transformer only | 8 | 21 | 2017-08-21 | 1856059 | Sus | Y | Animal¦Squirrel¦¦Broken
17-0073233 | Equipment Failure/Involved | Electrical Overload | Fuse | Failed/Faulted | 2017 | Tier 2 - Elevated | Distribution Circuit | 8 | 27 | 2017-08-27 | 1860793 | Sus | Y | EquipmentFailureInvolved¦ElectricalOverload¦Fuse¦FailedFaulted
17-0079673 | Equipment Failure/Involved | Overhead | Secondary | Burned/flashed | 2017 | Tier 3 - Extreme | Transformer only | 9 | 18 | 2017-09-18 | 1880889 | Sus | Y | EquipmentFailureInvolved¦Overhead¦Secondary¦Burnedflashed
17-0083712 | Equipment Failure/Involved | Other | Jumper | Broken | 2017 | Tier 2 - Elevated | Transformer only | 10 | 3 | 2017-10-03 | 1889814 | Sus | Y | EquipmentFailureInvolved¦Other¦Jumper¦Broken
17-0084928 | Equipment Failure/Involved | Overhead | Pole-Wood | Broken | 2017 | Tier 2 - Elevated | Distribution Circuit | 10 | 7 | 2017-10-07 | 1892437 | Sus | Y | EquipmentFailureInvolved¦Overhead¦PoleWood¦Broken
17-0085266 | Vegetation | Tree - fell into line | Conductor, Overhead | Broken, wire on ground | 2017 | Tier 3 - Extreme | Distribution Circuit | 10 | 8 | 2017-10-08 | 1894021 | Sus | Y | Vegetation¦Treefellintoline¦ConductorOverhead¦Brokenwireonground
17-0086222 | Vegetation | Tree - bark fell into line | Fuse | Failed/Faulted | 2017 | Tier 2 - Elevated | Distribution Circuit | 10 | 11 | 2017-10-11 | 1898113 | Sus | Y | Vegetation¦Treebarkfellintoline¦Fuse¦FailedFaulted
17-0086770 | Environmental/External | Fire, Forest/Grass | Pole-Wood | Burned/flashed | 2017 | Tier 2 - Elevated | Distribution Circuit | 10 | 9 | 2017-10-09 | 1899398 | Sus | Y | EnvironmentalExternal¦FireForestGrass¦PoleWood¦Burnedflashed
17-0087655 | Environmental/External | Fire, Forest/Grass | Transformer (UG) | Burned/flashed | 2017 | Tier 2 - Elevated | Distribution Circuit | 10 | 8 | 2017-10-08 | 1901646 | Sus | Y | EnvironmentalExternal¦FireForestGrass¦Transformer(UG)¦Burnedflashed
17-0089373 | Environmental/External | Fire, Forest/Grass | Secondary | Burned/flashed | 2017 | Tier 3 - Extreme | Distribution Circuit | 10 | 21 | 2017-10-21 | 1906825 | Sus | Y | EnvironmentalExternal¦FireForestGrass¦Secondary¦Burnedflashed
17-0089771 | Vegetation | Tree - fell into line | Conductor, Overhead | Broken, wire on ground | 2017 | Tier 3 - Extreme | Distribution Circuit | 10 | 23 | 2017-10-23 | 1908105 | Sus | Y | Vegetation¦Treefellintoline¦ConductorOverhead¦Brokenwireonground
17-0090297 | Equipment Failure/Involved | Fire, pole | Pole-Wood | Broken | 2017 | Tier 3 - Extreme | Distribution Circuit | 10 | 25 | 2017-10-25 | 1909341 | Sus | Y | EquipmentFailureInvolved¦Firepole¦PoleWood¦Broken
17-0099591 | Equipment Failure/Involved | Overhead | Transformer | Failed/Faulted | 2017 | Tier 2 - Elevated | Transformer only | 12 | 4 | 2017-12-04 | 1934563 | Sus | N | EquipmentFailureInvolved¦Overhead¦Transformer¦FailedFaulted
17-0099879 | Equipment Failure/Involved | Electrical Overload | Conductor, Overhead | Broken | 2017 | Tier 2 - Elevated | Distribution Circuit | 12 | 4 | 2017-12-04 | 1936224 | Sus | N | EquipmentFailureInvolved¦ElectricalOverload¦ConductorOverhead¦Broken
17-0102193 | Unknown Cause | Patrol - not conducted |  |  | 2017 | Tier 3 - Extreme | Distribution Circuit | 12 | 16 | 2017-12-16 | 1945714 | Sus | N | UnknownCause¦Patrolnotconducted¦¦
18-0006745 | Unknown Cause | Patrol - found nothing |  |  | 2018 | Tier 2 - Elevated | Distribution Circuit | 1 | 17 | 2018-01-17 | 9656 | Sus | N | UnknownCause¦Patrolfoundnothing¦¦
18-0007213 | Equipment Failure/Involved | Overhead | Transformer | Failed/Faulted | 2018 | Tier 2 - Elevated | Transformer only | 1 | 18 | 2018-01-18 | 10536 | Sus | N | EquipmentFailureInvolved¦Overhead¦Transformer¦FailedFaulted
18-0009509 | Unknown Cause | Patrol - found nothing |  |  | 2018 | Tier 2 - Elevated | Distribution Circuit | 1 | 27 | 2018-01-27 | 14969 | Sus | N | UnknownCause¦Patrolfoundnothing¦¦
18-0011248 | Equipment Failure/Involved | Overhead | Jumper | Burned Open | 2018 | Tier 2 - Elevated | Distribution Circuit | 2 | 2 | 2018-02-02 | 18576 | Sus | N | EquipmentFailureInvolved¦Overhead¦Jumper¦BurnedOpen
18-0015478 | Unknown Cause | Patrol - not conducted |  |  | 2018 | Tier 2 - Elevated | Distribution Circuit | 2 | 19 | 2018-02-19 | 27464 | Sus | N | UnknownCause¦Patrolnotconducted¦¦
18-0018583 | Vegetation | Tree - fell into line | Pole-Wood | Broken | 2018 | Tier 2 - Elevated | Distribution Circuit | 3 | 1 | 2018-03-01 | 34701 | Sus | N | Vegetation¦Treefellintoline¦PoleWood¦Broken
18-0018972 | 3rd Party | Vehicle | Pole-Wood | Broken, wire on ground | 2018 | Tier 3 - Extreme | Distribution Circuit | 3 | 2 | 2018-03-02 | 35947 | Sus | N | 3rdParty¦Vehicle¦PoleWood¦Brokenwireonground
18-0019348 | Vegetation | Tree - fell into line | Conductor, Overhead | Broken, wire on ground | 2018 | Tier 3 - Extreme | Distribution Circuit | 3 | 3 | 2018-03-03 | 37079 | Sus | N | Vegetation¦Treefellintoline¦ConductorOverhead¦Brokenwireonground
18-0019434 | Unknown Cause | Patrol - found nothing |  |  | 2018 | Tier 3 - Extreme | Distribution Circuit | 3 | 3 | 2018-03-03 | 36999 | Sus | N | UnknownCause¦Patrolfoundnothing¦¦
18-0019613 | Vegetation | Tree - fell into line | Conductor, Overhead | Broken, wire on ground | 2018 | Tier 2 - Elevated | Distribution Circuit | 3 | 2 | 2018-03-02 | 38154 | Sus | N | Vegetation¦Treefellintoline¦ConductorOverhead¦Brokenwireonground
18-0022053 | Vegetation | Tree - branch fell on line | Conductor, Overhead | Normal | 2018 | Tier 2 - Elevated | Distribution Circuit | 3 | 13 | 2018-03-13 | 42885 | Sus | N | Vegetation¦Treebranchfellonline¦ConductorOverhead¦Normal
18-0027917 | Equipment Failure/Involved | Overhead | Crossarm, Wood | Broken | 2018 | Tier 2 - Elevated | Distribution Circuit | 3 | 30 | 2018-03-30 | 56405 | Sus | N | EquipmentFailureInvolved¦Overhead¦CrossarmWood¦Broken
18-0029519 | Unknown Cause | Patrol - found nothing |  |  | 2018 | Tier 2 - Elevated | Distribution Circuit | 4 | 5 | 2018-04-05 | 59946 | Sus | N | UnknownCause¦Patrolfoundnothing¦¦
18-0041291 | Unknown Cause | Patrol - found nothing |  |  | 2018 | Tier 2 - Elevated | Distribution Circuit | 5 | 15 | 2018-05-15 | 86587 | Sus | Y | UnknownCause¦Patrolfoundnothing¦¦
18-0043039 | Equipment Failure/Involved | Overhead | Transformer | Broken | 2018 | Tier 2 - Elevated | Transformer only | 5 | 21 | 2018-05-21 | 91336 | Sus | Y | EquipmentFailureInvolved¦Overhead¦Transformer¦Broken
18-0045915 | Animal | Bird found | Fuse | Failed/Faulted | 2018 | Tier 2 - Elevated | Distribution Circuit | 5 | 31 | 2018-05-31 | 97673 | Sus | Y | Animal¦Birdfound¦Fuse¦FailedFaulted
18-0059521 | Vegetation | Tree - branch fell on line | Conductor, Overhead | Normal | 2018 | Tier 3 - Extreme | Distribution Circuit | 7 | 13 | 2018-07-13 | 130613 | Sus | Y | Vegetation¦Treebranchfellonline¦ConductorOverhead¦Normal
18-0062215 | Vegetation | Tree - branch fell on line | Conductor, Overhead | Normal | 2018 | Tier 2 - Elevated | Distribution Circuit | 7 | 21 | 2018-07-21 | 136884 | Sus | Y | Vegetation¦Treebranchfellonline¦ConductorOverhead¦Normal
18-0068917 | Unknown Cause | Patrol - found nothing |  |  | 2018 | Tier 2 - Elevated | Distribution Circuit | 8 | 11 | 2018-08-11 | 153278 | Sus | Y | UnknownCause¦Patrolfoundnothing¦¦
18-0072086 | Environmental/External | Earthquake | Transformer |  | 2018 | Tier 2 - Elevated | Transformer only | 8 | 21 | 2018-08-21 | 159396 | Sus | Y | EnvironmentalExternal¦Earthquake¦Transformer¦
18-0077705 | Equipment Failure/Involved | Underground | Connector or Splice (UG) | Failed/Faulted | 2018 | Tier 2 - Elevated | Distribution Circuit | 9 | 7 | 2018-09-07 | 170190 | Sus | Y | EquipmentFailureInvolved¦Underground¦ConnectororSplice(UG)¦FailedFaulted
18-0077804 | Unknown Cause | Patrol - found nothing |  |  | 2018 | Tier 2 - Elevated | Distribution Circuit | 9 | 8 | 2018-09-08 | 170812 | Sus | Y | UnknownCause¦Patrolfoundnothing¦¦
18-0084211 | Equipment Failure/Involved | Overhead | Crossarm, Wood | Broken | 2018 | Tier 2 - Elevated | Transformer only | 9 | 27 | 2018-09-27 | 182817 | Sus | Y | EquipmentFailureInvolved¦Overhead¦CrossarmWood¦Broken
18-0087598 | Unknown Cause | Patrol - found nothing |  |  | 2018 | Tier 3 - Extreme | Distribution Circuit | 10 | 6 | 2018-10-06 | 189509 | Sus | Y | UnknownCause¦Patrolfoundnothing¦¦
18-0088050 | Vegetation | Tree - fell into line | Conductor, Overhead | Normal | 2018 | Tier 2 - Elevated | Distribution Circuit | 10 | 7 | 2018-10-07 | 190490 | Sus | Y | Vegetation¦Treefellintoline¦ConductorOverhead¦Normal
18-0088664 | 3rd Party | Tree - cutting, 3rd party | Conductor, Overhead | Together | 2018 | Tier 2 - Elevated | Distribution Circuit | 10 | 9 | 2018-10-09 | 191818 | Sus | Y | 3rdParty¦Treecutting3rdparty¦ConductorOverhead¦Together
18-0089021 | Equipment Failure/Involved | Overhead | Fuse | Burned Open | 2018 | Tier 2 - Elevated | Distribution Circuit | 10 | 10 | 2018-10-10 | 192343 | Sus | Y | EquipmentFailureInvolved¦Overhead¦Fuse¦BurnedOpen
18-0092874 | Vegetation | Tree - grew into line | Conductor, Overhead | Together | 2018 | Tier 3 - Extreme | Distribution Circuit | 10 | 22 | 2018-10-22 | 200150 | Sus | Y | Vegetation¦Treegrewintoline¦ConductorOverhead¦Together
18-0098430 | Unknown Cause | Patrol - found nothing |  |  | 2018 | Tier 2 - Elevated | Distribution Circuit | 11 | 8 | 2018-11-08 | 211892 | Sus | Y | UnknownCause¦Patrolfoundnothing¦¦
18-0101252 | Environmental/External | Fire, Forest/Grass | Pole-Wood | Burned/flashed | 2018 | Tier 3 - Extreme | Distribution Circuit | 11 | 8 | 2018-11-08 | 218624 | Sus | Y | EnvironmentalExternal¦FireForestGrass¦PoleWood¦Burnedflashed
18-0101306 | Equipment Failure/Involved | Underground | Elbow | Failed/Faulted | 2018 | Tier 2 - Elevated | Distribution Circuit | 11 | 20 | 2018-11-20 | 218681 | Sus | Y | EquipmentFailureInvolved¦Underground¦Elbow¦FailedFaulted
18-0102620 | Vegetation | Tree - fell into line | Transformer | Broken, wire on ground | 2018 | Tier 2 - Elevated | Transformer only | 11 | 23 | 2018-11-23 | 223017 | Sus | Y | Vegetation¦Treefellintoline¦Transformer¦Brokenwireonground
18-0104680 | Unknown Cause | Patrol - not conducted |  |  | 2018 | Tier 3 - Extreme | Distribution Circuit | 11 | 29 | 2018-11-29 | 227407 | Sus | Y | UnknownCause¦Patrolnotconducted¦¦
18-0105480 | Environmental/External | Fire, Forest/Grass | Pole-Wood | Burned/flashed | 2018 | Tier 3 - Extreme | Distribution Circuit | 11 | 8 | 2018-11-08 | 231830 | Sus | Y | EnvironmentalExternal¦FireForestGrass¦PoleWood¦Burnedflashed
18-0106968 | Equipment Failure/Involved | Overhead | Transformer (OH) | Broken | 2018 | Tier 2 - Elevated | Distribution Circuit | 12 | 4 | 2018-12-04 | 233714 | Sus | N | EquipmentFailureInvolved¦Overhead¦Transformer(OH)¦Broken
18-0110167 | Equipment Failure/Involved | Electrical Overload | Fuse | Failed/Faulted | 2018 | Tier 3 - Extreme | Distribution Circuit | 12 | 20 | 2018-12-20 | 244756 | Sus | N | EquipmentFailureInvolved¦ElectricalOverload¦Fuse¦FailedFaulted
19-0005732 | Equipment Failure/Involved | Overhead | Woodpin | Broken | 2019 | Tier 2 - Elevated | Distribution Circuit | 1 | 7 | 2019-01-07 | 259080 | Sus | N | EquipmentFailureInvolved¦Overhead¦Woodpin¦Broken
19-0006711 | Vegetation | Tree - branch fell on line | Conductor, Overhead | Normal | 2019 | Tier 2 - Elevated | Distribution Circuit | 1 | 9 | 2019-01-09 | 261259 | Sus | N | Vegetation¦Treebranchfellonline¦ConductorOverhead¦Normal
19-0006712 | Equipment Failure/Involved | Overhead | Transformer | Failed/Faulted | 2019 | Tier 2 - Elevated | Transformer only | 1 | 9 | 2019-01-09 | 261280 | Sus | N | EquipmentFailureInvolved¦Overhead¦Transformer¦FailedFaulted
19-0011729 | Vegetation | Tree - fell into line | Conductor, Overhead | Broken, wire on ground | 2019 | Tier 3 - Extreme | Distribution Circuit | 1 | 18 | 2019-01-18 | 275692 | Sus | N | Vegetation¦Treefellintoline¦ConductorOverhead¦Brokenwireonground
19-0018413 | Equipment Failure/Involved | Overhead | Conductor, Overhead | On Ground | 2019 | Tier 3 - Extreme | Distribution Circuit | 2 | 5 | 2019-02-05 | 292405 | Sus | N | EquipmentFailureInvolved¦Overhead¦ConductorOverhead¦OnGround
19-0019586 | Vegetation | Tree - fell into line | Conductor, Overhead | Normal | 2019 | Tier 3 - Extreme | Distribution Circuit | 2 | 6 | 2019-02-06 | 294346 | Sus | N | Vegetation¦Treefellintoline¦ConductorOverhead¦Normal
19-0020069 | Vegetation | Tree - branch fell on line | Connector or Splice (OH) | Broken, wire on ground | 2019 | Tier 3 - Extreme | Distribution Circuit | 2 | 8 | 2019-02-08 | 296312 | Sus | N | Vegetation¦Treebranchfellonline¦ConnectororSplice(OH)¦Brokenwireonground
19-0023245 | Vegetation | Tree - grew into line | Conductor, Overhead | Broken, wire on ground | 2019 | Tier 2 - Elevated | Distribution Circuit | 2 | 14 | 2019-02-14 | 308978 | Sus | N | Vegetation¦Treegrewintoline¦ConductorOverhead¦Brokenwireonground
19-0023867 | Environmental/External | Ice or snow | Conductor, Overhead | Broken, wire on ground | 2019 | Tier 2 - Elevated | Distribution Circuit | 2 | 13 | 2019-02-13 | 311926 | Sus | N | EnvironmentalExternal¦Iceorsnow¦ConductorOverhead¦Brokenwireonground
19-0024212 | Equipment Failure/Involved | Overhead | Jumper | Burned Open | 2019 | Tier 2 - Elevated | Distribution Circuit | 2 | 15 | 2019-02-15 | 312311 | Sus | N | EquipmentFailureInvolved¦Overhead¦Jumper¦BurnedOpen
19-0024231 | Vegetation | Tree - fell into line | Transformer (OH) | Broken | 2019 | Tier 3 - Extreme | Transformer only | 2 | 14 | 2019-02-14 | 312769 | Sus | N | Vegetation¦Treefellintoline¦Transformer(OH)¦Broken
19-0026194 | Vegetation | Tree - fell into line | Pole-Wood | Broken | 2019 | Tier 2 - Elevated | Distribution Circuit | 2 | 19 | 2019-02-19 | 319109 | Sus | N | Vegetation¦Treefellintoline¦PoleWood¦Broken
19-0029429 | Vegetation | Tree - fell into line | Conductor, Overhead | On Ground | 2019 | Tier 3 - Extreme | Distribution Circuit | 2 | 26 | 2019-02-26 | 324897 | Sus | N | Vegetation¦Treefellintoline¦ConductorOverhead¦OnGround
19-0030343 | Vegetation | Tree - fell into line | Service conductor | Broken | 2019 | Tier 3 - Extreme | Distribution Circuit | 3 | 3 | 2019-03-03 | 330503 | Sus | N | Vegetation¦Treefellintoline¦Serviceconductor¦Broken
19-0030485 | Vegetation | Tree - fell into line | Conductor, Overhead | Broken, wire on ground | 2019 | Tier 2 - Elevated | Distribution Circuit | 3 | 4 | 2019-03-04 | 330802 | Sus | N | Vegetation¦Treefellintoline¦ConductorOverhead¦Brokenwireonground
19-0030604 | Unknown Cause | Patrol - found nothing |  |  | 2019 | Tier 3 - Extreme | Distribution Circuit | 3 | 4 | 2019-03-04 | 330999 | Sus | N | UnknownCause¦Patrolfoundnothing¦¦
19-0031744 | Vegetation | Tree - fell into line | Conductor, Overhead | Normal | 2019 | Tier 2 - Elevated | Distribution Circuit | 3 | 7 | 2019-03-07 | 333792 | Sus | N | Vegetation¦Treefellintoline¦ConductorOverhead¦Normal
19-0032812 | Equipment Failure/Involved | Overhead |  | Failed/Faulted | 2019 | Tier 3 - Extreme | Transformer only | 3 | 11 | 2019-03-11 | 336606 | Sus | N | EquipmentFailureInvolved¦Overhead¦¦FailedFaulted
19-0033232 | Vegetation | Tree - bark fell into line | Recloser | Normal | 2019 | Tier 3 - Extreme | Distribution Circuit | 3 | 12 | 2019-03-12 | 337657 | Sus | N | Vegetation¦Treebarkfellintoline¦Recloser¦Normal
19-0039623 | Equipment Failure/Involved | Overhead | Crossarm, Wood | Broken | 2019 | Tier 3 - Extreme | Distribution Circuit | 4 | 3 | 2019-04-03 | 353492 | Sus | N | EquipmentFailureInvolved¦Overhead¦CrossarmWood¦Broken
19-0044690 | 3rd Party | Tree - cutting, 3rd party | Conductor, Overhead | Broken, wire on ground | 2019 | Tier 2 - Elevated | Distribution Circuit | 4 | 21 | 2019-04-21 | 364904 | Sus | N | 3rdParty¦Treecutting3rdparty¦ConductorOverhead¦Brokenwireonground
19-0055012 | Equipment Failure/Involved | Overhead | Fuse | Broken | 2019 | Tier 2 - Elevated | Distribution Circuit | 5 | 21 | 2019-05-21 | 387121 | Sus | Y | EquipmentFailureInvolved¦Overhead¦Fuse¦Broken
19-0064184 | 3rd Party | Tree - cutting, 3rd party | Conductor, Overhead | Normal | 2019 | Tier 3 - Extreme | Distribution Circuit | 6 | 7 | 2019-06-07 | 400510 | Sus | Y | 3rdParty¦Treecutting3rdparty¦ConductorOverhead¦Normal
19-0066573 | Equipment Failure/Involved | Overhead | Conductor, Overhead | Broken | 2019 | Tier 3 - Extreme | Transformer only | 6 | 12 | 2019-06-12 | 407447 | Sus | Y | EquipmentFailureInvolved¦Overhead¦ConductorOverhead¦Broken
19-0071227 | Equipment Failure/Involved | Overhead | Conductor, Overhead | Bent or Twisted | 2019 | Tier 3 - Extreme | Distribution Circuit | 6 | 23 | 2019-06-23 | 426787 | Sus | Y | EquipmentFailureInvolved¦Overhead¦ConductorOverhead¦BentorTwisted
19-0073340 | Equipment Failure/Involved | Overhead | Fuse | Failed/Faulted | 2019 | Tier 3 - Extreme | Distribution Circuit | 6 | 28 | 2019-06-28 | 434976 | Sus | Y | EquipmentFailureInvolved¦Overhead¦Fuse¦FailedFaulted
19-0076015 | Vegetation | Tree - grew into line | Conductor, Overhead | Normal | 2019 | Tier 3 - Extreme | Distribution Circuit | 7 | 10 | 2019-07-10 | 444374 | Sus | Y | Vegetation¦Treegrewintoline¦ConductorOverhead¦Normal
19-0076083 | Equipment Failure/Involved | Overhead | Transformer (OH) | Broken | 2019 | Tier 2 - Elevated | Distribution Circuit | 7 | 10 | 2019-07-10 | 444516 | Sus | Y | EquipmentFailureInvolved¦Overhead¦Transformer(OH)¦Broken
19-0080404 | Unknown Cause | Patrol - found nothing |  |  | 2019 | Tier 2 - Elevated | Distribution Circuit | 7 | 23 | 2019-07-23 | 468707 | Sus | Y | UnknownCause¦Patrolfoundnothing¦¦
19-0088207 | Unknown Cause | Patrol - found nothing |  |  | 2019 | Tier 3 - Extreme | Distribution Circuit | 8 | 15 | 2019-08-15 | 511540 | Sus | Y | UnknownCause¦Patrolfoundnothing¦¦
19-0100939 | Unknown Cause | Patrol - not conducted |  |  | 2019 | Tier 3 - Extreme | Distribution Circuit | 9 | 18 | 2019-09-18 | 592336 | Sus | Y | UnknownCause¦Patrolnotconducted¦¦
19-0104536 | Vegetation | Tree - fell into line | Conductor, Overhead | Broken, wire on ground | 2019 | Tier 2 - Elevated | Distribution Circuit | 9 | 27 | 2019-09-27 | 621874 | Sus | Y | Vegetation¦Treefellintoline¦ConductorOverhead¦Brokenwireonground
19-0113432 | Equipment Failure/Involved | Overhead | Cutout, fuse holder | Arcing | 2019 | Tier 3 - Extreme | Transformer only | 10 | 18 | 2019-10-18 | 667776 | Sus | Y | EquipmentFailureInvolved¦Overhead¦Cutoutfuseholder¦Arcing
19-0113781 | Vegetation | Tree - fell into line | Conductor, Overhead | Broken, wire on ground | 2019 | Tier 2 - Elevated | Distribution Circuit | 10 | 20 | 2019-10-20 | 674698 | Sus | Y | Vegetation¦Treefellintoline¦ConductorOverhead¦Brokenwireonground
19-0115633 | Vegetation | Tree - branch fell on line | Conductor, Overhead | Normal | 2019 | Tier 3 - Extreme | Distribution Circuit | 10 | 24 | 2019-10-24 | 679644 | Sus | Y | Vegetation¦Treebranchfellonline¦ConductorOverhead¦Normal
19-0121150 | Unknown Cause | Patrol - found nothing |  |  | 2019 | Tier 2 - Elevated | Distribution Circuit | 11 | 4 | 2019-11-04 | 699705 | Sus | Y | UnknownCause¦Patrolfoundnothing¦¦
19-0130092 | Unknown Cause | Patrol - not conducted |  |  | 2019 | Tier 3 - Extreme | Distribution Circuit | 11 | 27 | 2019-11-27 | 720265 | Sus | Y | UnknownCause¦Patrolnotconducted¦¦
19-0130229 | Unknown Cause | Patrol - not conducted |  |  | 2019 | Tier 3 - Extreme | Distribution Circuit | 11 | 27 | 2019-11-27 | 721015 | Sus | Y | UnknownCause¦Patrolnotconducted¦¦
19-0130895 | Equipment Failure/Involved | Overhead | Jumper | Burned Open | 2019 | Tier 2 - Elevated | Distribution Circuit | 11 | 27 | 2019-11-27 | 720992 | Sus | Y | EquipmentFailureInvolved¦Overhead¦Jumper¦BurnedOpen
19-0131044 | Unknown Cause | Patrol - found nothing |  |  | 2019 | Tier 2 - Elevated | Distribution Circuit | 11 | 29 | 2019-11-29 | 723474 | Sus | Y | UnknownCause¦Patrolfoundnothing¦¦
19-0132185 | Equipment Failure/Involved | Overhead | Transformer (OH) | Broken | 2019 | Tier 3 - Extreme | Transformer only | 12 | 2 | 2019-12-02 | 727134 | Sus | N | EquipmentFailureInvolved¦Overhead¦Transformer(OH)¦Broken
19-0133666 | Equipment Failure/Involved | Overhead | Transformer | Failed/Faulted | 2019 | Tier 2 - Elevated | Transformer only | 12 | 4 | 2019-12-04 | 730103 | Sus | N | EquipmentFailureInvolved¦Overhead¦Transformer¦FailedFaulted
19-0134811 | Equipment Failure/Involved | Overhead | Crossarm, Wood | Broken | 2019 | Tier 3 - Extreme | Transformer only | 12 | 7 | 2019-12-07 | 732134 | Sus | N | EquipmentFailureInvolved¦Overhead¦CrossarmWood¦Broken
19-0134906 | Vegetation | Tree - branch fell on line | Conductor, Overhead | Broken, wire on ground | 2019 | Tier 2 - Elevated | Distribution Circuit | 12 | 7 | 2019-12-07 | 732449 | Sus | N | Vegetation¦Treebranchfellonline¦ConductorOverhead¦Brokenwireonground
19-0137221 | Equipment Failure/Involved | Electrical Overload | Transformer | Failed/Faulted | 2019 | Tier 3 - Extreme | Transformer only | 12 | 19 | 2019-12-19 | 746288 | Sus | N | EquipmentFailureInvolved¦ElectricalOverload¦Transformer¦FailedFaulted
20-0005237 | Equipment Failure/Involved | Overhead | Transformer | Failed/Faulted | 2020 | Tier 2 - Elevated | Transformer only | 1 | 5 | 2020-01-05 | 754966 | Sus | N | EquipmentFailureInvolved¦Overhead¦Transformer¦FailedFaulted
20-0014158 | Equipment Failure/Involved | Overhead | Insulator | Broken, wire on ground | 2020 | Tier 2 - Elevated | Distribution Circuit | 1 | 27 | 2020-01-27 | 771035 | Sus | N | EquipmentFailureInvolved¦Overhead¦Insulator¦Brokenwireonground
20-0019264 | Vegetation | Tree - fell into line | Conductor, Overhead | Broken, wire on ground | 2020 | Tier 3 - Extreme | Distribution Circuit | 2 | 9 | 2020-02-09 | 782109 | Sus | N | Vegetation¦Treefellintoline¦ConductorOverhead¦Brokenwireonground
20-0019805 | Vegetation | Tree - fell into line | Conductor, Overhead | Broken, wire on ground | 2020 | Tier 2 - Elevated | Distribution Circuit | 2 | 10 | 2020-02-10 | 786942 | Sus | N | Vegetation¦Treefellintoline¦ConductorOverhead¦Brokenwireonground
20-0021032 | Equipment Failure/Involved | Overhead | Secondary | Broken | 2020 | Tier 2 - Elevated | Transformer only | 2 | 12 | 2020-02-12 | 789638 | Sus | N | EquipmentFailureInvolved¦Overhead¦Secondary¦Broken
20-0023797 | Vegetation | Tree - fell into line | Pole-Wood | Broken | 2020 | Tier 2 - Elevated | Distribution Circuit | 2 | 19 | 2020-02-19 | 796367 | Sus | N | Vegetation¦Treefellintoline¦PoleWood¦Broken
20-0027788 | Equipment Failure/Involved | Overhead | Secondary | Bent or Twisted | 2020 | Tier 3 - Extreme | Transformer only | 3 | 2 | 2020-03-02 | 823073 | Sus | N | EquipmentFailureInvolved¦Overhead¦Secondary¦BentorTwisted
20-0033218 | Unknown Cause | Patrol - found nothing |  |  | 2020 | Tier 2 - Elevated | Distribution Circuit | 3 | 17 | 2020-03-17 | 856300 | Sus | N | UnknownCause¦Patrolfoundnothing¦¦
20-0033929 | Vegetation | Tree - fell into line | Conductor, Overhead | Normal | 2020 | Tier 3 - Extreme | Distribution Circuit | 3 | 15 | 2020-03-15 | 858515 | Sus | N | Vegetation¦Treefellintoline¦ConductorOverhead¦Normal
20-0037624 | Vegetation | Tree - fell into line | Conductor, Overhead | Normal | 2020 | Tier 2 - Elevated | Distribution Circuit | 4 | 1 | 2020-04-01 | 875153 | Sus | N | Vegetation¦Treefellintoline¦ConductorOverhead¦Normal
20-0038732 | Vegetation | Tree - fell into line | Conductor, Overhead | Broken, wire on ground | 2020 | Tier 2 - Elevated | Distribution Circuit | 4 | 6 | 2020-04-06 | 883737 | Sus | N | Vegetation¦Treefellintoline¦ConductorOverhead¦Brokenwireonground
20-0039046 | Unknown Cause | Patrol - not conducted |  |  | 2020 | Tier 2 - Elevated | Distribution Circuit | 4 | 6 | 2020-04-06 | 885835 | Sus | N | UnknownCause¦Patrolnotconducted¦¦
20-0039420 | Equipment Failure/Involved | Overhead | Connector or Splice (OH) | Burned/flashed | 2020 | Tier 3 - Extreme | Distribution Circuit | 4 | 7 | 2020-04-07 | 888576 | Sus | N | EquipmentFailureInvolved¦Overhead¦ConnectororSplice(OH)¦Burnedflashed
20-0041739 | 3rd Party | Vehicle | Pole-Wood | Broken | 2020 | Tier 2 - Elevated | Transformer only | 4 | 15 | 2020-04-15 | 896094 | Sus | N | 3rdParty¦Vehicle¦PoleWood¦Broken
20-0057978 | 3rd Party | Tree - cutting, 3rd party | Jumper | Normal | 2020 | Tier 2 - Elevated | Distribution Circuit | 6 | 26 | 2020-06-26 | 947856 | Sus | Y | 3rdParty¦Treecutting3rdparty¦Jumper¦Normal
20-0063200 | 3rd Party | Dig in, 3rd party | Conductor, Underground | Burned/flashed | 2020 | Tier 2 - Elevated | Distribution Circuit | 6 | 19 | 2020-06-19 | 942862 | Sus | Y | 3rdParty¦Digin3rdparty¦ConductorUnderground¦Burnedflashed
20-0063330 | 3rd Party | Customer Equipment | Other | Failed/Faulted | 2020 | Tier 2 - Elevated | Transformer only | 6 | 20 | 2020-06-20 | 943039 | Sus | Y | 3rdParty¦CustomerEquipment¦Other¦FailedFaulted
20-0065983 | Vegetation | Tree - fell into line | Conductor, Overhead | Normal | 2020 | Tier 3 - Extreme | Distribution Circuit | 6 | 28 | 2020-06-28 | 949613 | Sus | Y | Vegetation¦Treefellintoline¦ConductorOverhead¦Normal
20-0071191 | Vegetation | Tree - grew into line | Conductor, Overhead | Normal | 2020 | Tier 2 - Elevated | Distribution Circuit | 7 | 13 | 2020-07-13 | 963506 | Sus | Y | Vegetation¦Treegrewintoline¦ConductorOverhead¦Normal
20-0073313 | Equipment Failure/Involved | Overhead | Connector or Splice (OH) | Deteriorated | 2020 | Tier 2 - Elevated | Distribution Circuit | 7 | 18 | 2020-07-18 | 967351 | Sus | Y | EquipmentFailureInvolved¦Overhead¦ConnectororSplice(OH)¦Deteriorated
20-0075909 | Equipment Failure/Involved | Overhead | Fuse | Arcing | 2020 | Tier 2 - Elevated | Distribution Circuit | 7 | 24 | 2020-07-24 | 971639 | Sus | Y | EquipmentFailureInvolved¦Overhead¦Fuse¦Arcing
20-0077678 | Vegetation | Tree - grew into line | Conductor, Overhead | Normal | 2020 | Tier 2 - Elevated | Distribution Circuit | 7 | 29 | 2020-07-29 | 974959 | Sus | Y | Vegetation¦Treegrewintoline¦ConductorOverhead¦Normal
20-0082463 | Equipment Failure/Involved | Overhead | Crossarm, Wood | Broken | 2020 | Tier 2 - Elevated | Distribution Circuit | 8 | 12 | 2020-08-12 | 993703 | Sus | Y | EquipmentFailureInvolved¦Overhead¦CrossarmWood¦Broken
20-0085167 | Equipment Failure/Involved | Overhead | Transformer | Broken | 2020 | Tier 3 - Extreme | Distribution Circuit | 8 | 16 | 2020-08-16 | 1011600 | Sus | Y | EquipmentFailureInvolved¦Overhead¦Transformer¦Broken
20-0085763 | Unknown Cause | Patrol - found nothing |  |  | 2020 | Tier 2 - Elevated | Transmission line | 8 | 17 | 2020-08-17 | 1016285 | Sus | Y | UnknownCause¦Patrolfoundnothing¦¦
20-0085821 | Equipment Failure/Involved | Overhead | Transformer (OH) | Failed/Faulted | 2020 | Tier 2 - Elevated | Transformer only | 8 | 17 | 2020-08-17 | 1016839 | Sus | Y | EquipmentFailureInvolved¦Overhead¦Transformer(OH)¦FailedFaulted
20-0090109 | Unknown Cause | Patrol - found nothing |  |  | 2020 | Tier 2 - Elevated | Distribution Circuit | 8 | 26 | 2020-08-26 | 1031175 | Sus | Y | UnknownCause¦Patrolfoundnothing¦¦
20-0095001 | Unknown Cause | Patrol - found nothing |  |  | 2020 | Tier 2 - Elevated | Distribution Circuit | 9 | 8 | 2020-09-08 | 1060869 | Sus | Y | UnknownCause¦Patrolfoundnothing¦¦
20-0099240 | Equipment Failure/Involved | Overhead | Crossarm, Wood | Broken | 2020 | Tier 3 - Extreme | Distribution Circuit | 9 | 19 | 2020-09-19 | 1083135 | Sus | Y | EquipmentFailureInvolved¦Overhead¦CrossarmWood¦Broken
20-0100372 | Environmental/External | Fire, Forest/Grass | Conductor, Overhead | Burned/flashed | 2020 | Tier 2 - Elevated | Distribution Circuit | 9 | 7 | 2020-09-07 | 1088643 | Sus | Y | EnvironmentalExternal¦FireForestGrass¦ConductorOverhead¦Burnedflashed
20-0105452 | Animal | Squirrel | Transformer (OH) | Normal | 2020 | Tier 2 - Elevated | Distribution Circuit | 10 | 5 | 2020-10-05 | 1111654 | Sus | Y | Animal¦Squirrel¦Transformer(OH)¦Normal
20-0105568 | Environmental/External | Fire, Forest/Grass | Conductor, Overhead | Normal | 2020 | Tier 3 - Extreme | Distribution Circuit | 10 | 6 | 2020-10-06 | 1111873 | Sus | Y | EnvironmentalExternal¦FireForestGrass¦ConductorOverhead¦Normal
20-0107388 | Equipment Failure/Involved | Overhead | Transformer (OH) | Failed/Faulted | 2020 | Tier 2 - Elevated | Transformer only | 10 | 11 | 2020-10-11 | 1115439 | Sus | Y | EquipmentFailureInvolved¦Overhead¦Transformer(OH)¦FailedFaulted
20-0107786 | Equipment Failure/Involved | Overhead | Fuse | Broken | 2020 | Tier 2 - Elevated | Transformer only | 10 | 12 | 2020-10-12 | 1115978 | Sus | Y | EquipmentFailureInvolved¦Overhead¦Fuse¦Broken
20-0108157 | Wildfire Mitigation | Public Safety Power Shut-off | Conductor, Overhead | Normal | 2020 | Tier 2 - Elevated | Distribution Circuit | 10 | 14 | 2020-10-14 | 1117910 | Sus | Y | WildfireMitigation¦PublicSafetyPowerShutoff¦ConductorOverhead¦Normal
20-0112983 | Wildfire Mitigation | Public Safety Power Shut-off | Conductor, Overhead | Normal | 2020 | Tier 3 - Extreme | Distribution Circuit | 10 | 25 | 2020-10-25 | 1127279 | Sus | Y | WildfireMitigation¦PublicSafetyPowerShutoff¦ConductorOverhead¦Normal
20-0114126 | Equipment Failure/Involved | Overhead | Transformer | Failed/Faulted | 2020 | Tier 3 - Extreme | Transformer only | 10 | 27 | 2020-10-27 | 1130416 | Sus | Y | EquipmentFailureInvolved¦Overhead¦Transformer¦FailedFaulted
20-0115328 | Environmental/External | Fire, Forest/Grass | Transformer (UG) | Broken | 2020 | Tier 3 - Extreme | Distribution Circuit | 9 | 27 | 2020-09-27 | 1132295 | Sus | Y | EnvironmentalExternal¦FireForestGrass¦Transformer(UG)¦Broken
20-0117614 | Equipment Failure/Involved | Overhead | Other | Normal | 2020 | Tier 3 - Extreme | Distribution Circuit | 11 | 6 | 2020-11-06 | 1137053 | Sus | Y | EquipmentFailureInvolved¦Overhead¦Other¦Normal
20-0118437 | Equipment Failure/Involved | Fire, pole | Crossarm, Wood | Burned/flashed | 2020 | Tier 2 - Elevated | Distribution Circuit | 11 | 8 | 2020-11-08 | 1139243 | Sus | Y | EquipmentFailureInvolved¦Firepole¦CrossarmWood¦Burnedflashed
20-0118516 | Vegetation | Tree - fell into line | Conductor, Overhead | Broken, wire on ground | 2020 | Tier 2 - Elevated | Distribution Circuit | 11 | 8 | 2020-11-08 | 1139518 | Sus | Y | Vegetation¦Treefellintoline¦ConductorOverhead¦Brokenwireonground
20-0121191 | Unknown Cause | Patrol - not conducted |  |  | 2020 | Tier 2 - Elevated | Distribution Circuit | 11 | 16 | 2020-11-16 | 1145874 | Sus | Y | UnknownCause¦Patrolnotconducted¦¦
20-0127103 | Unknown Cause | Patrol - found nothing |  |  | 2020 | Tier 2 - Elevated | Distribution Circuit | 12 | 3 | 2020-12-03 | 1159801 | Sus | N | UnknownCause¦Patrolfoundnothing¦¦
20-0127570 | Unknown Cause | Patrol - found nothing |  |  | 2020 | Tier 2 - Elevated | Distribution Circuit | 12 | 4 | 2020-12-04 | 1161881 | Sus | N | UnknownCause¦Patrolfoundnothing¦¦
20-0129220 | Unknown Cause | Patrol - found nothing |  |  | 2020 | Tier 3 - Extreme | Transformer only | 12 | 9 | 2020-12-09 | 1173908 | Sus | N | UnknownCause¦Patrolfoundnothing¦¦
20-0129479 | Vegetation | Tree - branch fell on line | Conductor, Overhead | Normal | 2020 | Tier 3 - Extreme | Distribution Circuit | 12 | 10 | 2020-12-10 | 1177325 | Sus | N | Vegetation¦Treebranchfellonline¦ConductorOverhead¦Normal
20-0129649 | Company Initiated | Construction Activity/equip, company | Insulator | Broken | 2020 | Tier 2 - Elevated | Distribution Circuit | 12 | 14 | 2020-12-14 | 1184027 | Sus | N | CompanyInitiated¦ConstructionActivityequipcompany¦Insulator¦Broken
20-0130143 | Animal | Squirrel | Transformer (OH) | Normal | 2020 | Tier 3 - Extreme | Distribution Circuit | 12 | 13 | 2020-12-13 | 1182615 | Sus | N | Animal¦Squirrel¦Transformer(OH)¦Normal
20-0131703 | Unknown Cause | Patrol - found nothing |  |  | 2020 | Tier 2 - Elevated | Distribution Circuit | 12 | 24 | 2020-12-24 | 1198272 | Sus | N | UnknownCause¦Patrolfoundnothing¦¦
21-0005068 | Equipment Failure/Involved | Overhead | Jumper | Burned Open | 2021 | Tier 2 - Elevated | Transformer only | 1 | 5 | 2021-01-05 | 1204314 | Sus | N | EquipmentFailureInvolved¦Overhead¦Jumper¦BurnedOpen
21-0007982 | Animal | Other | Insulator | Burned/flashed | 2021 | Tier 2 - Elevated | Substation - Distribution | 1 | 12 | 2021-01-12 | 1209350 | Sus | N | Animal¦Other¦Insulator¦Burnedflashed
21-0009557 | Vegetation | Tree - branch fell on line | Conductor, Overhead | Broken, wire on ground | 2021 | Tier 3 - Extreme | Distribution Circuit | 1 | 18 | 2021-01-18 | 1212094 | Sus | N | Vegetation¦Treebranchfellonline¦ConductorOverhead¦Brokenwireonground
21-0009890 | Vegetation | Tree - branch fell on line | Conductor, Overhead | Broken, wire on ground | 2021 | Tier 2 - Elevated | Distribution Circuit | 1 | 18 | 2021-01-18 | 1213261 | Sus | N | Vegetation¦Treebranchfellonline¦ConductorOverhead¦Brokenwireonground
21-0010095 | Unknown Cause | Patrol - found nothing |  |  | 2021 | Tier 2 - Elevated | Distribution Circuit | 1 | 19 | 2021-01-19 | 1214063 | Sus | N | UnknownCause¦Patrolfoundnothing¦¦
21-0010266 | Vegetation | Tree - fell into line | Conductor, Overhead | Broken, wire on ground | 2021 | Tier 3 - Extreme | Distribution Circuit | 1 | 19 | 2021-01-19 | 1214377 | Sus | N | Vegetation¦Treefellintoline¦ConductorOverhead¦Brokenwireonground
21-0010594 | Vegetation | Tree - fell into line | Conductor, Overhead | Broken, wire on ground | 2021 | Tier 2 - Elevated | Distribution Circuit | 1 | 19 | 2021-01-19 | 1216422 | Sus | N | Vegetation¦Treefellintoline¦ConductorOverhead¦Brokenwireonground
21-0011457 | Vegetation | Tree - fell into line | Secondary | Broken | 2021 | Tier 2 - Elevated | Transformer only | 1 | 19 | 2021-01-19 | 1216496 | Sus | N | Vegetation¦Treefellintoline¦Secondary¦Broken
21-0011644 | Vegetation | Tree - grew into line | Conductor, Overhead | Normal | 2021 | Tier 2 - Elevated | Distribution Circuit | 1 | 20 | 2021-01-20 | 1217234 | Sus | N | Vegetation¦Treegrewintoline¦ConductorOverhead¦Normal
21-0012276 | Vegetation | Tree - branch fell on line | Conductor, Overhead | Normal | 2021 | Tier 3 - Extreme | Distribution Circuit | 1 | 20 | 2021-01-20 | 1219308 | Sus | N | Vegetation¦Treebranchfellonline¦ConductorOverhead¦Normal
21-0012683 | Vegetation | Tree - fell into line | Conductor, Overhead | Broken, wire on ground | 2021 | Tier 2 - Elevated | Distribution Circuit | 1 | 22 | 2021-01-22 | 1221077 | Sus | N | Vegetation¦Treefellintoline¦ConductorOverhead¦Brokenwireonground
21-0013664 | Unknown Cause | Patrol - found nothing |  |  | 2021 | Tier 2 - Elevated | Distribution Circuit | 1 | 25 | 2021-01-25 | 1223226 | Sus | N | UnknownCause¦Patrolfoundnothing¦¦
21-0013894 | Vegetation | Tree - branch fell on line | Conductor, Overhead | Normal | 2021 | Tier 2 - Elevated | Distribution Circuit | 1 | 25 | 2021-01-25 | 1224431 | Sus | N | Vegetation¦Treebranchfellonline¦ConductorOverhead¦Normal
21-0016116 | Unknown Cause | Patrol - found nothing |  |  | 2021 | Tier 2 - Elevated | Distribution Circuit | 1 | 26 | 2021-01-26 | 1235139 | Sus | N | UnknownCause¦Patrolfoundnothing¦¦
21-0016632 | Vegetation | Tree - fell into line | Conductor, Overhead | Bent or Twisted | 2021 | Tier 2 - Elevated | Distribution Circuit | 1 | 27 | 2021-01-27 | 1236687 | Sus | N | Vegetation¦Treefellintoline¦ConductorOverhead¦BentorTwisted
21-0017352 | Vegetation | Tree - fell into line | Conductor, Overhead | Broken, wire on ground | 2021 | Tier 3 - Extreme | Distribution Circuit | 1 | 27 | 2021-01-27 | 1239283 | Sus | N | Vegetation¦Treefellintoline¦ConductorOverhead¦Brokenwireonground
21-0017816 | Unknown Cause | Patrol - not conducted |  |  | 2021 | Tier 2 - Elevated | Distribution Circuit | 1 | 28 | 2021-01-28 | 1239990 | Sus | N | UnknownCause¦Patrolnotconducted¦¦
21-0019389 | Vegetation | Tree - fell into line | Conductor, Overhead | Broken, wire on ground | 2021 | Tier 3 - Extreme | Distribution Circuit | 1 | 30 | 2021-01-30 | 1243555 | Sus | N | Vegetation¦Treefellintoline¦ConductorOverhead¦Brokenwireonground
21-0020752 | Vegetation | Tree - fell into line | Crossarm, Wood | Broken | 2021 | Tier 3 - Extreme | Distribution Circuit | 2 | 2 | 2021-02-02 | 1245764 | Sus | N | Vegetation¦Treefellintoline¦CrossarmWood¦Broken
21-0020859 | Vegetation | Tree - fell into line | Customer Equipment | Broken | 2021 | Tier 2 - Elevated | Transformer only | 1 | 26 | 2021-01-26 | 1245952 | Sus | N | Vegetation¦Treefellintoline¦CustomerEquipment¦Broken
21-0027627 | Vegetation | Tree - fell into line | Conductor, Overhead | On Ground | 2021 | Tier 2 - Elevated | Distribution Circuit | 2 | 20 | 2021-02-20 | 1258369 | Sus | N | Vegetation¦Treefellintoline¦ConductorOverhead¦OnGround
21-0027966 | Unknown Cause | Patrol - not conducted |  |  | 2021 | Tier 3 - Extreme | Distribution Circuit | 2 | 22 | 2021-02-22 | 1259120 | Sus | N | UnknownCause¦Patrolnotconducted¦¦
21-0029534 | Vegetation | Tree - cutting, PG&E contractor | Conductor, Overhead | Normal | 2021 | Tier 2 - Elevated | Distribution Circuit | 2 | 25 | 2021-02-25 | 1262323 | Sus | N | Vegetation¦TreecuttingPG&Econtractor¦ConductorOverhead¦Normal
21-0051600 | Vegetation | Tree - fell into line | Conductor, Overhead | Broken, wire on ground | 2021 | Tier 3 - Extreme | Distribution Circuit | 4 | 21 | 2021-04-21 | 1327290 | Sus | N | Vegetation¦Treefellintoline¦ConductorOverhead¦Brokenwireonground
21-0052356 | Animal | Bird found | Fuse | Failed/Faulted | 2021 | Tier 2 - Elevated | Distribution Circuit | 4 | 23 | 2021-04-23 | 1330203 | Sus | N | Animal¦Birdfound¦Fuse¦FailedFaulted
21-0059031 | Equipment Failure/Involved | Overhead | Conductor, Overhead | Broken, wire on ground | 2021 | Tier 2 - Elevated | Distribution Circuit | 5 | 9 | 2021-05-09 | 1344565 | Sus | Y | EquipmentFailureInvolved¦Overhead¦ConductorOverhead¦Brokenwireonground
21-0061875 | Equipment Failure/Involved | Overhead | Lightning Arrestor | Burned/flashed | 2021 | Tier 2 - Elevated | Distribution Circuit | 5 | 15 | 2021-05-15 | 1350119 | Sus | Y | EquipmentFailureInvolved¦Overhead¦LightningArrestor¦Burnedflashed
21-0061986 | Equipment Failure/Involved | Overhead | Transformer (OH) | Failed/Faulted | 2021 | Tier 2 - Elevated | Transformer only | 5 | 15 | 2021-05-15 | 1350778 | Sus | Y | EquipmentFailureInvolved¦Overhead¦Transformer(OH)¦FailedFaulted
21-0069721 | Unknown Cause | Patrol - found nothing |  |  | 2021 | Tier 2 - Elevated | Transformer only | 6 | 3 | 2021-06-03 | 1365153 | Sus | Y | UnknownCause¦Patrolfoundnothing¦¦
21-0071876 | Equipment Failure/Involved | Overhead | Crossarm, Wood | Broken | 2021 | Tier 2 - Elevated | Distribution Circuit | 6 | 9 | 2021-06-09 | 1369073 | Sus | Y | EquipmentFailureInvolved¦Overhead¦CrossarmWood¦Broken
21-0075009 | Vegetation | Tree - branch fell on line | Conductor, Overhead | Broken, wire on ground | 2021 | Tier 3 - Extreme | Distribution Circuit | 6 | 16 | 2021-06-16 | 1375273 | Sus | Y | Vegetation¦Treebranchfellonline¦ConductorOverhead¦Brokenwireonground
21-0081429 | Vegetation | Tree - fell into line | Transformer | Failed/Faulted | 2021 | Tier 2 - Elevated | Transformer only | 6 | 29 | 2021-06-29 | 1387986 | Sus | Y | Vegetation¦Treefellintoline¦Transformer¦FailedFaulted
21-0082785 | Equipment Failure/Involved | Overhead | Other | Broken | 2021 | Tier 2 - Elevated | Distribution Circuit | 6 | 30 | 2021-06-30 | 1389196 | Sus | Y | EquipmentFailureInvolved¦Overhead¦Other¦Broken
21-0093872 | Equipment Failure/Involved | Overhead | Connector or Splice (OH) | Burned Open | 2021 | Tier 2 - Elevated | Distribution Circuit | 7 | 23 | 2021-07-23 | 1411910 | Sus | Y | EquipmentFailureInvolved¦Overhead¦ConnectororSplice(OH)¦BurnedOpen
21-0097780 | Unknown Cause | Patrol - found nothing |  |  | 2021 | Tier 2 - Elevated | Distribution Circuit | 7 | 30 | 2021-07-30 | 1424231 | Sus | Y | UnknownCause¦Patrolfoundnothing¦¦
21-0098197 | Vegetation | Tree - fell into line | Conductor, Overhead | Normal | 2021 | Tier 2 - Elevated | Distribution Circuit | 8 | 1 | 2021-08-01 | 1428072 | Sus | Y | Vegetation¦Treefellintoline¦ConductorOverhead¦Normal
21-0099407 | Equipment Failure/Involved | Overhead | Transformer (OH) | Failed/Faulted | 2021 | Tier 3 - Extreme | Transformer only | 8 | 3 | 2021-08-03 | 1433251 | Sus | Y | EquipmentFailureInvolved¦Overhead¦Transformer(OH)¦FailedFaulted
21-0103389 | Vegetation | Tree - branch fell on line | Conductor, Overhead | Broken, wire on ground | 2021 | Tier 3 - Extreme | Distribution Circuit | 8 | 11 | 2021-08-11 | 1440602 | Sus | Y | Vegetation¦Treebranchfellonline¦ConductorOverhead¦Brokenwireonground
21-0105349 | Unknown Cause | Patrol - found nothing |  |  | 2021 | Tier 2 - Elevated | Distribution Circuit | 8 | 16 | 2021-08-16 | 1444379 | Sus | Y | UnknownCause¦Patrolfoundnothing¦¦
21-0111152 | Equipment Failure/Involved | Overhead | Crossarm, Wood | Broken | 2021 | Tier 2 - Elevated | Distribution Circuit | 8 | 30 | 2021-08-30 | 1458355 | Sus | Y | EquipmentFailureInvolved¦Overhead¦CrossarmWood¦Broken
21-0111833 | Vegetation | Tree - fell into line | Conductor, Overhead | Broken, wire on ground | 2021 | Tier 2 - Elevated | Distribution Circuit | 8 | 31 | 2021-08-31 | 1459389 | Sus | Y | Vegetation¦Treefellintoline¦ConductorOverhead¦Brokenwireonground
21-0117189 | Animal | Squirrel | Pole-Wood | Normal | 2021 | Tier 3 - Extreme | Distribution Circuit | 9 | 14 | 2021-09-14 | 1471307 | Sus | Y | Animal¦Squirrel¦PoleWood¦Normal
21-0117588 | Equipment Failure/Involved | Overhead | Connector or Splice (OH) | Broken | 2021 | Tier 2 - Elevated | Distribution Circuit | 9 | 14 | 2021-09-14 | 1471932 | Sus | Y | EquipmentFailureInvolved¦Overhead¦ConnectororSplice(OH)¦Broken
21-0121289 | Equipment Failure/Involved | Overhead | Transformer (OH) | Normal | 2021 | Tier 2 - Elevated | Distribution Circuit | 9 | 22 | 2021-09-22 | 1478376 | Sus | Y | EquipmentFailureInvolved¦Overhead¦Transformer(OH)¦Normal
21-0122279 | Animal | Squirrel | Transformer (OH) | Failed/Faulted | 2021 | Tier 3 - Extreme | Distribution Circuit | 9 | 25 | 2021-09-25 | 1480190 | Sus | Y | Animal¦Squirrel¦Transformer(OH)¦FailedFaulted
21-0124769 | Equipment Failure/Involved | Underground | Transformer (UG) | Failed/Faulted | 2021 | Tier 2 - Elevated | Distribution Circuit | 10 | 1 | 2021-10-01 | 1484579 | Sus | Y | EquipmentFailureInvolved¦Underground¦Transformer(UG)¦FailedFaulted
21-0125034 | Unknown Cause | Patrol - found nothing |  |  | 2021 | Tier 2 - Elevated | Distribution Circuit | 10 | 1 | 2021-10-01 | 1485058 | Sus | Y | UnknownCause¦Patrolfoundnothing¦¦
21-0127429 | Equipment Failure/Involved | Overhead | Transformer (OH) | Failed/Faulted | 2021 | Tier 3 - Extreme | Transformer only | 10 | 7 | 2021-10-07 | 1489812 | Sus | Y | EquipmentFailureInvolved¦Overhead¦Transformer(OH)¦FailedFaulted
21-0129281 | Vegetation | Tree - fell into line | Conductor, Overhead | Broken, wire on ground | 2021 | Tier 2 - Elevated | Distribution Circuit | 10 | 11 | 2021-10-11 | 1494317 | Sus | Y | Vegetation¦Treefellintoline¦ConductorOverhead¦Brokenwireonground
21-0129544 | Unknown Cause | Patrol - found nothing |  |  | 2021 | Tier 2 - Elevated | Distribution Circuit | 10 | 12 | 2021-10-12 | 1495458 | Sus | Y | UnknownCause¦Patrolfoundnothing¦¦
21-0132890 | Equipment Failure/Involved | Overhead | Pole-Wood | Broken | 2021 | Tier 2 - Elevated | Distribution Circuit | 10 | 19 | 2021-10-19 | 1501659 | Sus | Y | EquipmentFailureInvolved¦Overhead¦PoleWood¦Broken
21-0135390 | Vegetation | Tree - fell into line | Conductor, Overhead | Broken, wire on ground | 2021 | Tier 3 - Extreme | Distribution Circuit | 10 | 23 | 2021-10-23 | 1506635 | Sus | Y | Vegetation¦Treefellintoline¦ConductorOverhead¦Brokenwireonground
21-0135553 | 3rd Party | Vehicle | Pole-Wood | Broken | 2021 | Tier 2 - Elevated | Distribution Circuit | 10 | 23 | 2021-10-23 | 1507135 | Sus | Y | 3rdParty¦Vehicle¦PoleWood¦Broken
21-0138017 | Equipment Failure/Involved | Overhead | Service conductor | Broken | 2021 | Tier 2 - Elevated | Transformer only | 10 | 26 | 2021-10-26 | 1520864 | Sus | Y | EquipmentFailureInvolved¦Overhead¦Serviceconductor¦Broken
21-0139435 | Vegetation | Tree - fell into line | Pole-Wood | Broken, wire on ground | 2021 | Tier 2 - Elevated | Distribution Circuit | 10 | 28 | 2021-10-28 | 1524311 | Sus | Y | Vegetation¦Treefellintoline¦PoleWood¦Brokenwireonground
21-0141469 | Unknown Cause | Patrol - not conducted |  |  | 2021 | Tier 3 - Extreme | Distribution Circuit | 11 | 3 | 2021-11-03 | 1532825 | Sus | Y | UnknownCause¦Patrolnotconducted¦¦
21-0143977 | Equipment Failure/Involved | Overhead | Transformer (OH) | Failed/Faulted | 2021 | Tier 2 - Elevated | Distribution Circuit | 11 | 9 | 2021-11-09 | 1538701 | Sus | Y | EquipmentFailureInvolved¦Overhead¦Transformer(OH)¦FailedFaulted
21-0144031 | 3rd Party | Tree - cutting, 3rd party | Conductor, Overhead | Broken, wire on ground | 2021 | Tier 2 - Elevated | Distribution Circuit | 11 | 9 | 2021-11-09 | 1538755 | Sus | Y | 3rdParty¦Treecutting3rdparty¦ConductorOverhead¦Brokenwireonground
21-0149029 | Animal | Squirrel | Switch (OH) | Normal | 2021 | Tier 2 - Elevated | Distribution Circuit | 11 | 20 | 2021-11-20 | 1551303 | Sus | Y | Animal¦Squirrel¦Switch(OH)¦Normal
21-0150460 | Vegetation | Tree - fell into line | Conductor, Overhead | Broken, wire on ground | 2021 | Tier 3 - Extreme | Distribution Circuit | 11 | 24 | 2021-11-24 | 1553912 | Sus | Y | Vegetation¦Treefellintoline¦ConductorOverhead¦Brokenwireonground
21-0153949 | Unknown Cause | Patrol - found nothing |  |  | 2021 | Tier 2 - Elevated | Distribution Circuit | 12 | 1 | 2021-12-01 | 1557464 | Sus | N | UnknownCause¦Patrolfoundnothing¦¦
21-0154414 | Equipment Failure/Involved | Overhead | Conductor, Overhead | Broken | 2021 | Tier 3 - Extreme | Distribution Circuit | 12 | 3 | 2021-12-03 | 1558325 | Sus | N | EquipmentFailureInvolved¦Overhead¦ConductorOverhead¦Broken
21-0157245 | Vegetation | Tree - branch fell on line | Transformer (OH) |  | 2021 | Tier 2 - Elevated | Transformer only | 12 | 13 | 2021-12-13 | 1566926 | Sus | N | Vegetation¦Treebranchfellonline¦Transformer(OH)¦
21-0158203 | Equipment Failure/Involved | Underground | Transformer (UG) | Contaminated | 2021 | Tier 2 - Elevated | Distribution Circuit | 12 | 14 | 2021-12-14 | 1571641 | Sus | N | EquipmentFailureInvolved¦Underground¦Transformer(UG)¦Contaminated
21-0158941 | Vegetation | Tree - fell into line | Pole-Wood | Broken | 2021 | Tier 3 - Extreme | Distribution Circuit | 12 | 15 | 2021-12-15 | 1574975 | Sus | N | Vegetation¦Treefellintoline¦PoleWood¦Broken
21-0161239 | Unknown Cause | Patrol - not conducted |  |  | 2021 | Tier 2 - Elevated | Distribution Circuit | 12 | 27 | 2021-12-27 | 1586109 | Sus | N | UnknownCause¦Patrolnotconducted¦¦
21-0161478 | Vegetation | Tree - fell into line | Conductor, Overhead | Normal | 2021 | Tier 3 - Extreme | Distribution Circuit | 12 | 28 | 2021-12-28 | 1583128 | Sus | N | Vegetation¦Treefellintoline¦ConductorOverhead¦Normal
21-0161578 | Vegetation | Tree - fell into line | Conductor, Overhead | Broken, wire on ground | 2021 | Tier 3 - Extreme | Distribution Circuit | 12 | 29 | 2021-12-29 | 1588470 | Sus | N | Vegetation¦Treefellintoline¦ConductorOverhead¦Brokenwireonground
22-0005605 | Vegetation | Tree - branch fell on line | Conductor, Overhead | Normal | 2022 | Tier 2 - Elevated | Distribution Circuit | 1 | 3 | 2022-01-03 | 1593623 | Sus | N | Vegetation¦Treebranchfellonline¦ConductorOverhead¦Normal
22-0006116 | Vegetation | Tree - fell into line | Transformer (OH) | Broken | 2022 | Tier 3 - Extreme | Transformer only | 1 | 4 | 2022-01-04 | 1595060 | Sus | N | Vegetation¦Treefellintoline¦Transformer(OH)¦Broken
22-0006524 | Vegetation | Tree - fell into line | Conductor, Overhead | Broken, wire on ground | 2021 | Tier 3 - Extreme | Distribution Circuit | 12 | 27 | 2021-12-27 | 1595912 | Sus | N | Vegetation¦Treefellintoline¦ConductorOverhead¦Brokenwireonground
22-0007536 | Environmental/External | Ice or snow | Pole-Wood | Broken, wire on ground | 2021 | Tier 3 - Extreme | Distribution Circuit | 12 | 27 | 2021-12-27 | 1597621 | Sus | N | EnvironmentalExternal¦Iceorsnow¦PoleWood¦Brokenwireonground
22-0007661 | Vegetation | Other ground vegetation | Conductor, Overhead | Normal | 2022 | Tier 2 - Elevated | Distribution Circuit | 1 | 8 | 2022-01-08 | 1598355 | Sus | N | Vegetation¦Othergroundvegetation¦ConductorOverhead¦Normal
22-0020556 | Equipment Failure/Involved | Overhead | Conductor, Overhead | Broken, wire on ground | 2022 | Tier 2 - Elevated | Distribution Circuit | 2 | 9 | 2022-02-09 | 1624365 | Sus | N | EquipmentFailureInvolved¦Overhead¦ConductorOverhead¦Brokenwireonground
22-0044784 | 3rd Party | Customer Equipment | Conductor, Underground | Broken | 2022 | Tier 3 - Extreme | Distribution Circuit | 4 | 8 | 2022-04-08 | 1666421 | Sus | N | 3rdParty¦CustomerEquipment¦ConductorUnderground¦Broken
22-0044862 | Vegetation | Tree - branch fell on line | Conductor, Overhead | Normal | 2022 | Tier 2 - Elevated | Distribution Circuit | 4 | 9 | 2022-04-09 | 1666719 | Sus | N | Vegetation¦Treebranchfellonline¦ConductorOverhead¦Normal
22-0045833 | Vegetation | Tree - branch fell on line | Conductor, Overhead | Normal | 2022 | Tier 3 - Extreme | Distribution Circuit | 4 | 11 | 2022-04-11 | 1669192 | Sus | N | Vegetation¦Treebranchfellonline¦ConductorOverhead¦Normal
22-0053669 | Equipment Failure/Involved | Overhead | Jumper | Burned Open | 2022 | Tier 2 - Elevated | Distribution Circuit | 4 | 23 | 2022-04-23 | 1679990 | Sus | N | EquipmentFailureInvolved¦Overhead¦Jumper¦BurnedOpen
22-0054514 | Equipment Failure/Involved | Overhead | Jumper | Arcing | 2022 | Tier 2 - Elevated | Distribution Circuit | 4 | 26 | 2022-04-26 | 1681701 | Sus | N | EquipmentFailureInvolved¦Overhead¦Jumper¦Arcing
22-0056753 | Equipment Failure/Involved | Overhead | Transformer (OH) | Broken | 2022 | Tier 3 - Extreme | Distribution Circuit | 5 | 2 | 2022-05-02 | 1686301 | Sus | Y | EquipmentFailureInvolved¦Overhead¦Transformer(OH)¦Broken
22-0061627 | Equipment Failure/Involved | Underground | Secondary | Burned/flashed | 2022 | Tier 2 - Elevated | Distribution Circuit | 5 | 13 | 2022-05-13 | 1695175 | Sus | Y | EquipmentFailureInvolved¦Underground¦Secondary¦Burnedflashed
22-0074427 | 3rd Party | Customer Equipment | Other | Normal | 2022 | Tier 2 - Elevated | Distribution Circuit | 6 | 15 | 2022-06-15 | 1731746 | Sus | Y | 3rdParty¦CustomerEquipment¦Other¦Normal
22-0074982 | Equipment Failure/Involved | Overhead | Pole-Wood | Broken | 2022 | Tier 2 - Elevated | Transformer only | 6 | 16 | 2022-06-16 | 1732889 | Sus | Y | EquipmentFailureInvolved¦Overhead¦PoleWood¦Broken
22-0090823 | Equipment Failure/Involved | Overhead | Connector or Splice (OH) | Broken, wire on ground | 2022 | Tier 2 - Elevated | Distribution Circuit | 7 | 28 | 2022-07-28 | 1767352 | Sus | Y | EquipmentFailureInvolved¦Overhead¦ConnectororSplice(OH)¦Brokenwireonground
22-0093385 | Unknown Cause | Patrol - found nothing |  |  | 2022 | Tier 2 - Elevated | Distribution Circuit | 8 | 3 | 2022-08-03 | 1772439 | Sus | Y | UnknownCause¦Patrolfoundnothing¦¦
22-0093448 | Unknown Cause | Patrol - found nothing |  |  | 2022 | Tier 2 - Elevated | Distribution Circuit | 8 | 4 | 2022-08-04 | 1772687 | Sus | Y | UnknownCause¦Patrolfoundnothing¦¦
22-0094576 | Equipment Failure/Involved | Overhead | Cutout, fuse holder | Broken | 2022 | Tier 2 - Elevated | Distribution Circuit | 8 | 6 | 2022-08-06 | 1774853 | Sus | Y | EquipmentFailureInvolved¦Overhead¦Cutoutfuseholder¦Broken
22-0095140 | Vegetation | Tree - fell into line | Conductor, Overhead | Normal | 2022 | Tier 2 - Elevated | Distribution Circuit | 8 | 8 | 2022-08-08 | 1776343 | Sus | Y | Vegetation¦Treefellintoline¦ConductorOverhead¦Normal
22-0095502 | Vegetation | Tree - branch fell on line | Conductor, Overhead | Normal | 2022 | Tier 3 - Extreme | Distribution Circuit | 8 | 9 | 2022-08-09 | 1777019 | Sus | Y | Vegetation¦Treebranchfellonline¦ConductorOverhead¦Normal
22-0100249 | Vegetation | Tree - bark fell into line | Conductor, Overhead | Broken, wire on ground | 2022 | Tier 3 - Extreme | Distribution Circuit | 8 | 21 | 2022-08-21 | 1786785 | Sus | Y | Vegetation¦Treebarkfellintoline¦ConductorOverhead¦Brokenwireonground
22-0106616 | Equipment Failure/Involved | Underground | Conductor, Underground | Burned/flashed | 2022 | Tier 2 - Elevated | Distribution Circuit | 9 | 6 | 2022-09-06 | 1802005 | Sus | Y | EquipmentFailureInvolved¦Underground¦ConductorUnderground¦Burnedflashed
22-0110013 | Company Initiated | Coordination failure | Conductor, Overhead | Normal | 2022 | Tier 2 - Elevated | Distribution Circuit | 9 | 14 | 2022-09-14 | 1811193 | Sus | Y | CompanyInitiated¦Coordinationfailure¦ConductorOverhead¦Normal
22-0110211 | Company Initiated | Construction Activity/equip, company | Conductor, Overhead | Normal | 2022 | Tier 2 - Elevated | Distribution Circuit | 9 | 24 | 2022-09-24 | 1820787 | Sus | Y | CompanyInitiated¦ConstructionActivityequipcompany¦ConductorOverhead¦Normal
22-0111500 | Unknown Cause | Patrol - found nothing |  |  | 2022 | Tier 2 - Elevated | Distribution Circuit | 9 | 17 | 2022-09-17 | 1813447 | Sus | Y | UnknownCause¦Patrolfoundnothing¦¦
22-0111784 | Vegetation | Tree - branch fell on line | Conductor, Overhead | Normal | 2022 | Tier 2 - Elevated | Distribution Circuit | 9 | 18 | 2022-09-18 | 1815437 | Sus | Y | Vegetation¦Treebranchfellonline¦ConductorOverhead¦Normal
22-0112304 | Vegetation | Other ground vegetation | Fuse | Failed/Faulted | 2022 | Tier 2 - Elevated | Transformer only | 9 | 19 | 2022-09-19 | 1816461 | Sus | Y | Vegetation¦Othergroundvegetation¦Fuse¦FailedFaulted
22-0114674 | Vegetation | Tree - fell into line | Conductor, Overhead | Broken, wire on ground | 2022 | Tier 2 - Elevated | Distribution Circuit | 9 | 25 | 2022-09-25 | 1821452 | Sus | Y | Vegetation¦Treefellintoline¦ConductorOverhead¦Brokenwireonground
22-0115136 | Equipment Failure/Involved | Overhead | Transformer (OH) | Leaking | 2022 | Tier 2 - Elevated | Distribution Circuit | 9 | 27 | 2022-09-27 | 1822362 | Sus | Y | EquipmentFailureInvolved¦Overhead¦Transformer(OH)¦Leaking
22-0115660 | Animal | Bird found | Conductor, Overhead | Normal | 2022 | Tier 2 - Elevated | Distribution Circuit | 9 | 28 | 2022-09-28 | 1823265 | Sus | Y | Animal¦Birdfound¦ConductorOverhead¦Normal
22-0116809 | Equipment Failure/Involved | Overhead | Connector or Splice (OH) | Burned/flashed | 2022 | Tier 2 - Elevated | Transformer only | 9 | 30 | 2022-09-30 | 1825156 | Sus | Y | EquipmentFailureInvolved¦Overhead¦ConnectororSplice(OH)¦Burnedflashed
22-0124210 | Equipment Failure/Involved | Overhead | Pole-Wood | Deteriorated | 2022 | Tier 2 - Elevated | Distribution Circuit | 10 | 24 | 2022-10-24 | 1843989 | Sus | Y | EquipmentFailureInvolved¦Overhead¦PoleWood¦Deteriorated
22-0126217 | Equipment Failure/Involved | Overhead | Transformer | Arcing | 2022 | Tier 2 - Elevated | Transformer only | 10 | 31 | 2022-10-31 | 1849247 | Sus | Y | EquipmentFailureInvolved¦Overhead¦Transformer¦Arcing
22-0127422 | Unknown Cause | Patrol - found nothing |  |  | 2022 | Tier 3 - Extreme | Distribution Circuit | 11 | 3 | 2022-11-03 | 1852111 | Sus | Y | UnknownCause¦Patrolfoundnothing¦¦
22-0127426 | Vegetation | Tree - fell into line | Conductor, Overhead | Normal | 2022 | Tier 3 - Extreme | Distribution Circuit | 11 | 3 | 2022-11-03 | 1852559 | Sus | Y | Vegetation¦Treefellintoline¦ConductorOverhead¦Normal
22-0129233 | Unknown Cause | Patrol - not conducted |  |  | 2022 | Tier 2 - Elevated | Distribution Circuit | 11 | 8 | 2022-11-08 | 1857839 | Sus | Y | UnknownCause¦Patrolnotconducted¦¦
22-0129589 | Unknown Cause | Patrol - found nothing |  |  | 2022 | Tier 2 - Elevated | Distribution Circuit | 11 | 9 | 2022-11-09 | 1859199 | Sus | Y | UnknownCause¦Patrolfoundnothing¦¦
22-0129649 | Vegetation | Tree - fell into line | Conductor, Overhead | Normal | 2022 | Tier 3 - Extreme | Distribution Circuit | 11 | 8 | 2022-11-08 | 1859304 | Sus | Y | Vegetation¦Treefellintoline¦ConductorOverhead¦Normal
22-0138442 | Vegetation | Tree - branch fell on line | Conductor, Overhead | Broken, wire on ground | 2022 | Tier 3 - Extreme | Distribution Circuit | 12 | 10 | 2022-12-10 | 1881335 | Sus | N | Vegetation¦Treebranchfellonline¦ConductorOverhead¦Brokenwireonground
22-0138620 | Vegetation | Tree - fell into line | Conductor, Overhead | Broken, wire on ground | 2022 | Tier 3 - Extreme | Distribution Circuit | 12 | 10 | 2022-12-10 | 1883787 | Sus | N | Vegetation¦Treefellintoline¦ConductorOverhead¦Brokenwireonground
22-0139904 | 3rd Party | Vehicle | Transformer (OH) | Broken | 2022 | Tier 2 - Elevated | Distribution Circuit | 12 | 13 | 2022-12-13 | 1888530 | Sus | N | 3rdParty¦Vehicle¦Transformer(OH)¦Broken
23-0004268 | Vegetation | Tree - fell into line | Conductor, Overhead | Broken, wire on object | 2022 | Tier 2 - Elevated | Distribution Circuit | 12 | 31 | 2022-12-31 | 1905079 | Sus | N | Vegetation¦Treefellintoline¦ConductorOverhead¦Brokenwireonobject
15-0002252 | Equipment Failure/Involved | Other | Transformer | Failed/Faulted | 2015 | Tier 3 - Extreme | Transformer only | 1 | 2 | 2015-01-02 | 1158661 | Sus | N | EquipmentFailureInvolved¦Other¦Transformer¦FailedFaulted
15-0004205 | Animal | Squirrel | Transformer | Malfunctioning | 2015 | Tier 2 - Elevated | Distribution Circuit | 1 | 13 | 2015-01-13 | 1163109 | Sus | N | Animal¦Squirrel¦Transformer¦Malfunctioning
15-0010831 | Vegetation | Tree - fell into line | Conductor, Overhead | Broken, wire on ground | 2015 | Tier 3 - Extreme | Distribution Circuit | 2 | 6 | 2015-02-06 | 1178468 | Sus | N | Vegetation¦Treefellintoline¦ConductorOverhead¦Brokenwireonground
15-0011954 | Equipment Failure/Involved | Other | Insulator | Broken | 2015 | Tier 2 - Elevated | Distribution Circuit | 2 | 9 | 2015-02-09 | 1185346 | Sus | N | EquipmentFailureInvolved¦Other¦Insulator¦Broken
15-0014321 | Vegetation | Tree - fell into line | Conductor, Overhead | Broken, wire on ground | 2015 | Tier 3 - Extreme | Distribution Circuit | 2 | 19 | 2015-02-19 | 1192625 | Sus | N | Vegetation¦Treefellintoline¦ConductorOverhead¦Brokenwireonground
15-0014853 | Vegetation | Tree - cutting, 3rd party | Conductor, Overhead | Broken, wire on ground | 2015 | Tier 2 - Elevated | Distribution Circuit | 2 | 22 | 2015-02-22 | 1194032 | Sus | N | Vegetation¦Treecutting3rdparty¦ConductorOverhead¦Brokenwireonground
15-0021890 | Equipment Failure/Involved | Other | Transformer | Malfunctioning | 2015 | Tier 2 - Elevated | Transformer only | 3 | 24 | 2015-03-24 | 1207647 | Sus | N | EquipmentFailureInvolved¦Other¦Transformer¦Malfunctioning
15-0030578 | 3rd Party | Dig in, 3rd party | Transformer | Burned Open | 2015 | Tier 2 - Elevated | Transformer only | 4 | 29 | 2015-04-29 | 1226968 | Sus | N | 3rdParty¦Digin3rdparty¦Transformer¦BurnedOpen
15-0041997 | Environmental/External | Fire, Forest/Grass | Fuse | Normal | 2015 | Tier 3 - Extreme | Distribution Circuit | 6 | 18 | 2015-06-18 | 1252998 | Sus | Y | EnvironmentalExternal¦FireForestGrass¦Fuse¦Normal
15-0045183 | 3rd Party | Tree - cutting, 3rd party | Conductor, Overhead | Normal | 2015 | Tier 2 - Elevated | Distribution Circuit | 7 | 2 | 2015-07-02 | 1261938 | Sus | Y | 3rdParty¦Treecutting3rdparty¦ConductorOverhead¦Normal
15-0056597 | Vegetation | Tree - fell into line | Conductor, Overhead | Broken, wire on ground | 2015 | Tier 2 - Elevated | Distribution Circuit | 8 | 21 | 2015-08-21 | 1292553 | Sus | Y | Vegetation¦Treefellintoline¦ConductorOverhead¦Brokenwireonground
15-0058163 | Unknown Cause | Patrol - not conducted |  |  | 2015 | Tier 2 - Elevated | Distribution Circuit | 8 | 29 | 2015-08-29 | 1296594 | Sus | Y | UnknownCause¦Patrolnotconducted¦¦
15-0058750 | Unknown Cause | Patrol - found nothing |  |  | 2015 | Tier 2 - Elevated | Distribution Circuit | 9 | 1 | 2015-09-01 | 1298535 | Sus | Y | UnknownCause¦Patrolfoundnothing¦¦
15-0061045 | Environmental/External | Fire, Forest/Grass | Pole-Wood | Broken, wire on ground | 2015 | Tier 2 - Elevated | Distribution Circuit | 9 | 12 | 2015-09-12 | 1304747 | Sus | Y | EnvironmentalExternal¦FireForestGrass¦PoleWood¦Brokenwireonground
15-0062409 | Environmental/External | Fire, Forest/Grass | Pole-Wood | Burned/flashed | 2015 | Tier 2 - Elevated | Distribution Circuit | 9 | 12 | 2015-09-12 | 1309071 | Sus | Y | EnvironmentalExternal¦FireForestGrass¦PoleWood¦Burnedflashed
15-0062785 | 3rd Party | Vehicle | Pole-Wood | Broken | 2015 | Tier 3 - Extreme | Distribution Circuit | 9 | 22 | 2015-09-22 | 1310223 | Sus | Y | 3rdParty¦Vehicle¦PoleWood¦Broken
15-0067513 | Equipment Failure/Involved | Overhead | Transformer | Failed/Faulted | 2015 | Tier 3 - Extreme | Transformer only | 10 | 2 | 2015-10-02 | 1315531 | Sus | Y | EquipmentFailureInvolved¦Overhead¦Transformer¦FailedFaulted
15-0070510 | Environmental/External | Lightning | Conductor, Overhead | Broken, wire on ground | 2015 | Tier 2 - Elevated | Distribution Circuit | 10 | 15 | 2015-10-15 | 1322361 | Sus | Y | EnvironmentalExternal¦Lightning¦ConductorOverhead¦Brokenwireonground
15-0071974 | 3rd Party | Vehicle | Pole-Wood | Broken | 2015 | Tier 2 - Elevated | Distribution Circuit | 10 | 19 | 2015-10-19 | 1326293 | Sus | Y | 3rdParty¦Vehicle¦PoleWood¦Broken
15-0073914 | Unknown Cause | Patrol - found nothing |  | Failed/Faulted | 2015 | Tier 2 - Elevated | Distribution Circuit | 10 | 28 | 2015-10-28 | 1330578 | Sus | Y | UnknownCause¦Patrolfoundnothing¦¦FailedFaulted
15-0075107 | Unknown Cause | Patrol - found nothing |  |  | 2015 | Tier 2 - Elevated | Distribution Circuit | 11 | 2 | 2015-11-02 | 1333969 | Sus | Y | UnknownCause¦Patrolfoundnothing¦¦
15-0077561 | Unknown Cause | Patrol - found nothing |  |  | 2015 | Tier 2 - Elevated | Distribution Circuit | 11 | 13 | 2015-11-13 | 1340400 | Sus | Y | UnknownCause¦Patrolfoundnothing¦¦
15-0082354 | 3rd Party | Vehicle | Conductor, Overhead | Broken, wire on ground | 2015 | Tier 2 - Elevated | Distribution Circuit | 12 | 3 | 2015-12-03 | 1353041 | Sus | N | 3rdParty¦Vehicle¦ConductorOverhead¦Brokenwireonground
15-0082483 | Vegetation | Tree - branch fell on line | Conductor, Overhead | Normal | 2015 | Tier 2 - Elevated | Distribution Circuit | 12 | 3 | 2015-12-03 | 1352756 | Sus | N | Vegetation¦Treebranchfellonline¦ConductorOverhead¦Normal
15-0083013 | Vegetation | Tree - fell into line | Conductor, Overhead | Broken, wire on ground | 2015 | Tier 2 - Elevated | Distribution Circuit | 12 | 6 | 2015-12-06 | 1354558 | Sus | N | Vegetation¦Treefellintoline¦ConductorOverhead¦Brokenwireonground
15-0085539 | Vegetation | Tree - fell into line | Conductor, Overhead | On Ground | 2015 | Tier 3 - Extreme | Distribution Circuit | 12 | 15 | 2015-12-15 | 1364337 | Sus | N | Vegetation¦Treefellintoline¦ConductorOverhead¦OnGround
15-0086019 | Environmental/External | Lightning | Transformer | Failed/Faulted | 2015 | Tier 3 - Extreme | Transformer only | 12 | 17 | 2015-12-17 | 1365842 | Sus | N | EnvironmentalExternal¦Lightning¦Transformer¦FailedFaulted
15-0086684 | Vegetation | Tree - branch fell on line | Fuse | Normal | 2015 | Tier 2 - Elevated | Distribution Circuit | 12 | 22 | 2015-12-22 | 1368450 | Sus | N | Vegetation¦Treebranchfellonline¦Fuse¦Normal
15-0086942 | Vegetation | Tree - branch fell on line | Conductor, Overhead | Normal | 2015 | Tier 2 - Elevated | Distribution Circuit | 12 | 23 | 2015-12-23 | 1370156 | Sus | N | Vegetation¦Treebranchfellonline¦ConductorOverhead¦Normal
16-0003712 | Vegetation | Tree - fell into line | Pole-Wood | Broken, wire on ground | 2016 | Tier 3 - Extreme | Distribution Circuit | 1 | 7 | 2016-01-07 | 1379287 | Sus | N | Vegetation¦Treefellintoline¦PoleWood¦Brokenwireonground
16-0005902 | Vegetation | Tree - fell into line | Crossarm, Wood | Broken, wire on ground | 2016 | Tier 2 - Elevated | Distribution Circuit | 1 | 17 | 2016-01-17 | 1385466 | Sus | N | Vegetation¦Treefellintoline¦CrossarmWood¦Brokenwireonground
16-0009399 | Unknown Cause | Patrol - found nothing |  |  | 2016 | Tier 3 - Extreme | Distribution Circuit | 1 | 31 | 2016-01-31 | 1394731 | Sus | N | UnknownCause¦Patrolfoundnothing¦¦
16-0009523 | Unknown Cause | Patrol - not conducted |  |  | 2016 | Tier 2 - Elevated | Transmission line | 1 | 31 | 2016-01-31 | 1395403 | Sus | N | UnknownCause¦Patrolnotconducted¦¦
16-0010102 | Unknown Cause | Patrol - found nothing |  |  | 2016 | Tier 3 - Extreme | Distribution Circuit | 2 | 2 | 2016-02-02 | 1397087 | Sus | N | UnknownCause¦Patrolfoundnothing¦¦
16-0013363 | Equipment Failure/Involved | Overhead | Conductor, Overhead | Together | 2016 | Tier 2 - Elevated | Distribution Circuit | 2 | 17 | 2016-02-17 | 1406565 | Sus | N | EquipmentFailureInvolved¦Overhead¦ConductorOverhead¦Together
16-0013499 | Vegetation | Tree - fell into line | Conductor, Overhead | Broken, wire on ground | 2016 | Tier 3 - Extreme | Distribution Circuit | 2 | 17 | 2016-02-17 | 1406733 | Sus | N | Vegetation¦Treefellintoline¦ConductorOverhead¦Brokenwireonground
16-0015718 | Equipment Failure/Involved | Electrical Overload | Transformer (OH) | Failed/Faulted | 2016 | Tier 2 - Elevated | Distribution Circuit | 2 | 25 | 2016-02-25 | 1412344 | Sus | N | EquipmentFailureInvolved¦ElectricalOverload¦Transformer(OH)¦FailedFaulted
16-0016251 | Equipment Failure/Involved | Overhead | Transformer (OH) | Deteriorated | 2016 | Tier 3 - Extreme | Transformer only | 2 | 29 | 2016-02-29 | 1413726 | Sus | N | EquipmentFailureInvolved¦Overhead¦Transformer(OH)¦Deteriorated
16-0017955 | Equipment Failure/Involved | Overhead | Connector or Splice (OH) | Broken, wire on ground | 2016 | Tier 2 - Elevated | Distribution Circuit | 3 | 5 | 2016-03-05 | 1417305 | Sus | N | EquipmentFailureInvolved¦Overhead¦ConnectororSplice(OH)¦Brokenwireonground
16-0018077 | Equipment Failure/Involved | Underground | Connector or Splice (UG) | Failed/Faulted | 2016 | Tier 2 - Elevated | Distribution Circuit | 3 | 6 | 2016-03-06 | 1418738 | Sus | N | EquipmentFailureInvolved¦Underground¦ConnectororSplice(UG)¦FailedFaulted
16-0019839 | Unknown Cause | Patrol - found nothing |  |  | 2016 | Tier 2 - Elevated | Distribution Circuit | 3 | 10 | 2016-03-10 | 1426251 | Sus | N | UnknownCause¦Patrolfoundnothing¦¦
16-0020978 | Vegetation | Tree - fell into line | Transformer | Leaking | 2016 | Tier 2 - Elevated | Distribution Circuit | 3 | 13 | 2016-03-13 | 1430101 | Sus | N | Vegetation¦Treefellintoline¦Transformer¦Leaking
16-0027729 | Equipment Failure/Involved | Overhead | Transformer | Failed/Faulted | 2016 | Tier 2 - Elevated | Distribution Circuit | 4 | 11 | 2016-04-11 | 1448660 | Sus | N | EquipmentFailureInvolved¦Overhead¦Transformer¦FailedFaulted
16-0028836 | Equipment Failure/Involved | Overhead | Crossarm, Wood | Deteriorated | 2016 | Tier 3 - Extreme | Distribution Circuit | 4 | 15 | 2016-04-15 | 1451191 | Sus | N | EquipmentFailureInvolved¦Overhead¦CrossarmWood¦Deteriorated
16-0031450 | Environmental/External | Lightning | Cutout, fuse holder | Failed/Faulted | 2016 | Tier 2 - Elevated | Transformer only | 4 | 25 | 2016-04-25 | 1459045 | Sus | N | EnvironmentalExternal¦Lightning¦Cutoutfuseholder¦FailedFaulted
16-0032212 | Environmental/External | Lightning | Transformer | Failed/Faulted | 2016 | Tier 2 - Elevated | Transformer only | 4 | 27 | 2016-04-27 | 1460480 | Sus | N | EnvironmentalExternal¦Lightning¦Transformer¦FailedFaulted
16-0035910 | Vegetation | Tree - fell into line | Conductor, Overhead | Burned/flashed | 2016 | Tier 2 - Elevated | Distribution Circuit | 5 | 13 | 2016-05-13 | 1469262 | Sus | Y | Vegetation¦Treefellintoline¦ConductorOverhead¦Burnedflashed
16-0039504 | 3rd Party | Other | Conductor, Overhead | Normal | 2016 | Tier 2 - Elevated | Distribution Circuit | 5 | 28 | 2016-05-28 | 1478512 | Sus | Y | 3rdParty¦Other¦ConductorOverhead¦Normal
16-0046757 | Equipment Failure/Involved | Overhead | Transformer (OH) | Broken | 2016 | Tier 2 - Elevated | Transformer only | 6 | 29 | 2016-06-29 | 1498652 | Sus | Y | EquipmentFailureInvolved¦Overhead¦Transformer(OH)¦Broken
16-0053874 | Equipment Failure/Involved | Electrical Overload | Transformer | Failed/Faulted | 2016 | Tier 2 - Elevated | Transformer only | 7 | 30 | 2016-07-30 | 1519173 | Sus | Y | EquipmentFailureInvolved¦ElectricalOverload¦Transformer¦FailedFaulted
16-0061841 | Unknown Cause | Patrol - found nothing |  |  | 2016 | Tier 3 - Extreme | Distribution Circuit | 9 | 1 | 2016-09-01 | 1535607 | Sus | Y | UnknownCause¦Patrolfoundnothing¦¦
16-0062464 | Animal | Squirrel | Fuse | Failed/Faulted | 2016 | Tier 2 - Elevated | Distribution Circuit | 9 | 6 | 2016-09-06 | 1537033 | Sus | Y | Animal¦Squirrel¦Fuse¦FailedFaulted
16-0065273 | Vegetation | Tree - fell into line | Conductor, Overhead | Broken, wire on ground | 2016 | Tier 3 - Extreme | Distribution Circuit | 9 | 16 | 2016-09-16 | 1542958 | Sus | Y | Vegetation¦Treefellintoline¦ConductorOverhead¦Brokenwireonground
16-0067948 | Equipment Failure/Involved | Underground | Transformer (UG) | Failed/Faulted | 2016 | Tier 3 - Extreme | Distribution Circuit | 9 | 27 | 2016-09-27 | 1548659 | Sus | Y | EquipmentFailureInvolved¦Underground¦Transformer(UG)¦FailedFaulted
16-0069124 | Vegetation | Tree - branch fell on line | Fuse | Failed/Faulted | 2016 | Tier 3 - Extreme | Distribution Circuit | 10 | 3 | 2016-10-03 | 1551832 | Sus | Y | Vegetation¦Treebranchfellonline¦Fuse¦FailedFaulted
16-0069863 | Equipment Failure/Involved | Overhead |  | Failed/Faulted | 2016 | Tier 2 - Elevated | Transformer only | 10 | 5 | 2016-10-05 | 1553311 | Sus | Y | EquipmentFailureInvolved¦Overhead¦¦FailedFaulted
16-0072290 | Equipment Failure/Involved | Overhead | Crossarm, Wood | Broken | 2016 | Tier 2 - Elevated | Distribution Circuit | 10 | 14 | 2016-10-14 | 1559978 | Sus | Y | EquipmentFailureInvolved¦Overhead¦CrossarmWood¦Broken
16-0073955 | Equipment Failure/Involved | Overhead | Conductor, Overhead | Broken, wire on ground | 2016 | Tier 2 - Elevated | Distribution Circuit | 10 | 19 | 2016-10-19 | 1565916 | Sus | Y | EquipmentFailureInvolved¦Overhead¦ConductorOverhead¦Brokenwireonground
16-0076832 | Vegetation | Tree - fell into line | Pole-Wood | Broken | 2016 | Tier 3 - Extreme | Distribution Circuit | 10 | 30 | 2016-10-30 | 1573401 | Sus | Y | Vegetation¦Treefellintoline¦PoleWood¦Broken
16-0082789 | Equipment Failure/Involved | Overhead | Transformer | Burned/flashed | 2016 | Tier 2 - Elevated | Transformer only | 11 | 29 | 2016-11-29 | 1590994 | Sus | Y | EquipmentFailureInvolved¦Overhead¦Transformer¦Burnedflashed
16-0083859 | Equipment Failure/Involved | Overhead | Other | Failed/Faulted | 2016 | Tier 2 - Elevated | Transformer only | 12 | 4 | 2016-12-04 | 1594534 | Sus | N | EquipmentFailureInvolved¦Overhead¦Other¦FailedFaulted
16-0084130 | Equipment Failure/Involved | Overhead | Transformer | Failed/Faulted | 2016 | Tier 2 - Elevated | Transformer only | 12 | 6 | 2016-12-06 | 1595485 | Sus | N | EquipmentFailureInvolved¦Overhead¦Transformer¦FailedFaulted
16-0084132 | Company Initiated | Coordination failure | Conductor, Overhead | Burned/flashed | 2016 | Tier 3 - Extreme | Transformer only | 12 | 6 | 2016-12-06 | 1595510 | Sus | N | CompanyInitiated¦Coordinationfailure¦ConductorOverhead¦Burnedflashed
16-0085577 | Unknown Cause | Patrol - found nothing |  |  | 2016 | Tier 2 - Elevated | Distribution Circuit | 12 | 14 | 2016-12-14 | 1601888 | Sus | N | UnknownCause¦Patrolfoundnothing¦¦
16-0085927 | Vegetation | Tree - fell into line | Pole-Wood | Broken, wire on ground | 2016 | Tier 2 - Elevated | Distribution Circuit | 12 | 15 | 2016-12-15 | 1603947 | Sus | N | Vegetation¦Treefellintoline¦PoleWood¦Brokenwireonground
16-0086014 | Equipment Failure/Involved | Overhead | Connector or Splice (OH) | Broken | 2016 | Tier 2 - Elevated | Distribution Circuit | 12 | 16 | 2016-12-16 | 1604139 | Sus | N | EquipmentFailureInvolved¦Overhead¦ConnectororSplice(OH)¦Broken
16-0086520 | Vegetation | Tree - branch fell on line | Conductor, Overhead | Normal | 2016 | Tier 2 - Elevated | Distribution Circuit | 12 | 20 | 2016-12-20 | 1607638 | Sus | N | Vegetation¦Treebranchfellonline¦ConductorOverhead¦Normal
16-0087385 | Unknown Cause | Patrol - found nothing |  |  | 2016 | Tier 3 - Extreme | Distribution Circuit | 12 | 30 | 2016-12-30 | 1613208 | Sus | N | UnknownCause¦Patrolfoundnothing¦¦
17-0003759 | Equipment Failure/Involved | Overhead | Lightning Arrestor | Broken | 2017 | Tier 3 - Extreme | Distribution Circuit | 1 | 4 | 2017-01-04 | 1618714 | Sus | N | EquipmentFailureInvolved¦Overhead¦LightningArrestor¦Broken
17-0006565 | Vegetation | Tree - branch fell on line | Conductor, Overhead | Normal | 2017 | Tier 3 - Extreme | Distribution Circuit | 1 | 10 | 2017-01-10 | 1633041 | Sus | N | Vegetation¦Treebranchfellonline¦ConductorOverhead¦Normal
17-0007313 | Equipment Failure/Involved | Overhead | Conductor, Overhead | Normal | 2017 | Tier 2 - Elevated | Distribution Circuit | 1 | 11 | 2017-01-11 | 1638258 | Sus | N | EquipmentFailureInvolved¦Overhead¦ConductorOverhead¦Normal
17-0007499 | Vegetation | Tree - branch fell on line | Conductor, Overhead | Broken, wire on ground | 2017 | Tier 3 - Extreme | Distribution Circuit | 1 | 8 | 2017-01-08 | 1628711 | Sus | N | Vegetation¦Treebranchfellonline¦ConductorOverhead¦Brokenwireonground
17-0007737 | Vegetation | Tree - fell into line | Conductor, Overhead | Broken, wire on ground | 2017 | Tier 3 - Extreme | Distribution Circuit | 1 | 10 | 2017-01-10 | 1635973 | Sus | N | Vegetation¦Treefellintoline¦ConductorOverhead¦Brokenwireonground
17-0007915 | Vegetation | Tree - fell into line | Conductor, Overhead | Broken, wire on ground | 2017 | Tier 3 - Extreme | Distribution Circuit | 1 | 11 | 2017-01-11 | 1639386 | Sus | N | Vegetation¦Treefellintoline¦ConductorOverhead¦Brokenwireonground
17-0007923 | Equipment Failure/Involved | Overhead | Transformer (OH) | Burned/flashed | 2017 | Tier 2 - Elevated | Distribution Circuit | 1 | 11 | 2017-01-11 | 1640737 | Sus | N | EquipmentFailureInvolved¦Overhead¦Transformer(OH)¦Burnedflashed
17-0012430 | Equipment Failure/Involved | Overhead | Transformer | Normal | 2017 | Tier 3 - Extreme | Transformer only | 1 | 21 | 2017-01-21 | 1657379 | Sus | N | EquipmentFailureInvolved¦Overhead¦Transformer¦Normal
17-0014711 | Equipment Failure/Involved | Overhead | Conductor, Overhead | Broken, wire on ground | 2017 | Tier 3 - Extreme | Distribution Circuit | 1 | 25 | 2017-01-25 | 1666720 | Sus | N | EquipmentFailureInvolved¦Overhead¦ConductorOverhead¦Brokenwireonground
17-0016717 | Equipment Failure/Involved | Overhead | Transformer (OH) | Failed/Faulted | 2017 | Tier 2 - Elevated | Distribution Circuit | 2 | 1 | 2017-02-01 | 1672143 | Sus | N | EquipmentFailureInvolved¦Overhead¦Transformer(OH)¦FailedFaulted
17-0017443 | Animal | Bird found | Bushing | Failed/Faulted | 2017 | Tier 2 - Elevated | Substation - Distribution | 2 | 4 | 2017-02-04 | 1674751 | Sus | N | Animal¦Birdfound¦Bushing¦FailedFaulted
17-0017520 | Vegetation | Tree - fell into line | Conductor, Overhead | Broken, wire on ground | 2017 | Tier 2 - Elevated | Distribution Circuit | 2 | 4 | 2017-02-04 | 1675182 | Sus | N | Vegetation¦Treefellintoline¦ConductorOverhead¦Brokenwireonground
17-0017717 | Equipment Failure/Involved | Substation | Switch | Failed/Faulted | 2017 | Tier 2 - Elevated | Substation - Distribution | 2 | 6 | 2017-02-06 | 1676200 | Sus | N | EquipmentFailureInvolved¦Substation¦Switch¦FailedFaulted
17-0018453 | Vegetation | Tree - fell into line | Pole-Wood | Broken, wire on ground | 2017 | Tier 3 - Extreme | Distribution Circuit | 2 | 7 | 2017-02-07 | 1677878 | Sus | N | Vegetation¦Treefellintoline¦PoleWood¦Brokenwireonground
17-0018590 | Equipment Failure/Involved | Overhead | Conductor, Overhead | Broken, wire on ground | 2017 | Tier 2 - Elevated | Distribution Circuit | 2 | 7 | 2017-02-07 | 1680203 | Sus | N | EquipmentFailureInvolved¦Overhead¦ConductorOverhead¦Brokenwireonground
17-0018943 | Vegetation | Tree - fell into line | Conductor, Overhead | Normal | 2017 | Tier 2 - Elevated | Distribution Circuit | 2 | 8 | 2017-02-08 | 1681695 | Sus | N | Vegetation¦Treefellintoline¦ConductorOverhead¦Normal
17-0019763 | Vegetation | Tree - fell into line | Conductor, Overhead | Together | 2017 | Tier 2 - Elevated | Distribution Circuit | 2 | 10 | 2017-02-10 | 1684492 | Sus | N | Vegetation¦Treefellintoline¦ConductorOverhead¦Together
17-0020029 | Vegetation | Tree - fell into line | Conductor, Overhead | Broken, wire on ground | 2017 | Tier 3 - Extreme | Distribution Circuit | 2 | 10 | 2017-02-10 | 1685372 | Sus | N | Vegetation¦Treefellintoline¦ConductorOverhead¦Brokenwireonground
17-0022812 | Unknown Cause | Patrol - found nothing |  |  | 2017 | Tier 2 - Elevated | Distribution Circuit | 2 | 17 | 2017-02-17 | 1693838 | Sus | N | UnknownCause¦Patrolfoundnothing¦¦
17-0025449 | Equipment Failure/Involved | Overhead | Transformer | Failed/Faulted | 2017 | Tier 3 - Extreme | Transformer only | 2 | 22 | 2017-02-22 | 1709956 | Sus | N | EquipmentFailureInvolved¦Overhead¦Transformer¦FailedFaulted
17-0027438 | Unknown Cause | Patrol - not conducted |  |  | 2017 | Tier 2 - Elevated | Distribution Circuit | 2 | 28 | 2017-02-28 | 1716107 | Sus | N | UnknownCause¦Patrolnotconducted¦¦
17-0027897 | 3rd Party | Gun Shot | Secondary | Broken | 2017 | Tier 2 - Elevated | Transformer only | 3 | 2 | 2017-03-02 | 1717904 | Sus | N | 3rdParty¦GunShot¦Secondary¦Broken
17-0033297 | Vegetation | Tree - branch fell on line | Conductor, Overhead | Broken, wire on ground | 2017 | Tier 2 - Elevated | Distribution Circuit | 3 | 23 | 2017-03-23 | 1734283 | Sus | N | Vegetation¦Treebranchfellonline¦ConductorOverhead¦Brokenwireonground
17-0034472 | Vegetation | Tree - branch fell on line | Conductor, Overhead | Together | 2017 | Tier 2 - Elevated | Distribution Circuit | 3 | 28 | 2017-03-28 | 1737543 | Sus | N | Vegetation¦Treebranchfellonline¦ConductorOverhead¦Together
17-0036802 | Unknown Cause | Patrol - found nothing |  |  | 2017 | Tier 3 - Extreme | Distribution Circuit | 4 | 5 | 2017-04-05 | 1744795 | Sus | N | UnknownCause¦Patrolfoundnothing¦¦
17-0037531 | Vegetation | Tree - fell into line | Conductor, Overhead | Broken, wire on ground | 2017 | Tier 3 - Extreme | Distribution Circuit | 4 | 6 | 2017-04-06 | 1747803 | Sus | N | Vegetation¦Treefellintoline¦ConductorOverhead¦Brokenwireonground
17-0038164 | Vegetation | Tree - fell into line | Conductor, Overhead | On Ground | 2017 | Tier 2 - Elevated | Distribution Circuit | 4 | 7 | 2017-04-07 | 1752019 | Sus | N | Vegetation¦Treefellintoline¦ConductorOverhead¦OnGround
17-0038170 | Equipment Failure/Involved | Overhead | Transformer (OH) | Broken | 2017 | Tier 3 - Extreme | Distribution Circuit | 4 | 7 | 2017-04-07 | 1751893 | Sus | N | EquipmentFailureInvolved¦Overhead¦Transformer(OH)¦Broken
17-0038264 | Equipment Failure/Involved | Overhead | Customer Equipment | Together | 2017 | Tier 2 - Elevated | Distribution Circuit | 4 | 7 | 2017-04-07 | 1750261 | Sus | N | EquipmentFailureInvolved¦Overhead¦CustomerEquipment¦Together
17-0038355 | Unknown Cause | Patrol - not conducted |  |  | 2017 | Tier 3 - Extreme | Distribution Circuit | 4 | 8 | 2017-04-08 | 1752422 | Sus | N | UnknownCause¦Patrolnotconducted¦¦
17-0039430 | Vegetation | Tree - branch fell on line | Conductor, Overhead | Normal | 2017 | Tier 3 - Extreme | Distribution Circuit | 4 | 12 | 2017-04-12 | 1755804 | Sus | N | Vegetation¦Treebranchfellonline¦ConductorOverhead¦Normal
17-0040582 | Unknown Cause | Patrol - found nothing |  |  | 2017 | Tier 2 - Elevated | Distribution Circuit | 4 | 16 | 2017-04-16 | 1758784 | Sus | N | UnknownCause¦Patrolfoundnothing¦¦
17-0042226 | Unknown Cause | Patrol - found nothing |  |  | 2017 | Tier 2 - Elevated | Distribution Circuit | 4 | 23 | 2017-04-23 | 1765366 | Sus | N | UnknownCause¦Patrolfoundnothing¦¦
17-0045179 | Vegetation | Tree - fell into line | Conductor, Overhead | Broken, wire on ground | 2017 | Tier 2 - Elevated | Distribution Circuit | 5 | 4 | 2017-05-04 | 1774391 | Sus | Y | Vegetation¦Treefellintoline¦ConductorOverhead¦Brokenwireonground
17-0045817 | Unknown Cause | Patrol - found nothing |  |  | 2017 | Tier 2 - Elevated | Distribution Circuit | 5 | 6 | 2017-05-06 | 1776354 | Sus | Y | UnknownCause¦Patrolfoundnothing¦¦
17-0050145 | Equipment Failure/Involved | Overhead | Transformer | Failed/Faulted | 2017 | Tier 2 - Elevated | Transformer only | 5 | 23 | 2017-05-23 | 1789015 | Sus | Y | EquipmentFailureInvolved¦Overhead¦Transformer¦FailedFaulted
17-0060003 | Unknown Cause | Patrol - found nothing |  |  | 2017 | Tier 2 - Elevated | Distribution Circuit | 7 | 1 | 2017-07-01 | 1822095 | Sus | Y | UnknownCause¦Patrolfoundnothing¦¦
17-0061074 | Animal | Bird found | Conductor, Overhead | Normal | 2017 | Tier 2 - Elevated | Distribution Circuit | 7 | 7 | 2017-07-07 | 1825160 | Sus | Y | Animal¦Birdfound¦ConductorOverhead¦Normal
17-0070698 | 3rd Party | Customer Equipment | Fuse | Normal | 2017 | Tier 3 - Extreme | Distribution Circuit | 8 | 16 | 2017-08-16 | 1853511 | Sus | Y | 3rdParty¦CustomerEquipment¦Fuse¦Normal
17-0075793 | Animal | Bird found | Fuse | Normal | 2017 | Tier 2 - Elevated | Distribution Circuit | 9 | 4 | 2017-09-04 | 1869653 | Sus | Y | Animal¦Birdfound¦Fuse¦Normal
17-0075951 | Vegetation | Tree - branch fell on line | Service conductor | Broken | 2017 | Tier 2 - Elevated | Transformer only | 9 | 4 | 2017-09-04 | 1870120 | Sus | Y | Vegetation¦Treebranchfellonline¦Serviceconductor¦Broken
17-0077470 | Vegetation | Tree - branch fell on line | Conductor, Overhead | Broken, wire on ground | 2017 | Tier 2 - Elevated | Distribution Circuit | 9 | 11 | 2017-09-11 | 1874799 | Sus | Y | Vegetation¦Treebranchfellonline¦ConductorOverhead¦Brokenwireonground
17-0078367 | Environmental/External | Lightning | Transformer | Failed/Faulted | 2017 | Tier 3 - Extreme | Distribution Circuit | 9 | 12 | 2017-09-12 | 1877764 | Sus | Y | EnvironmentalExternal¦Lightning¦Transformer¦FailedFaulted
17-0080472 | Equipment Failure/Involved | Overhead | Crossarm, Wood | Broken | 2017 | Tier 2 - Elevated | Distribution Circuit | 9 | 21 | 2017-09-21 | 1882911 | Sus | Y | EquipmentFailureInvolved¦Overhead¦CrossarmWood¦Broken
17-0085267 | Unknown Cause | Patrol - found nothing |  |  | 2017 | Tier 3 - Extreme | Distribution Circuit | 10 | 8 | 2017-10-08 | 1893715 | Sus | Y | UnknownCause¦Patrolfoundnothing¦¦
17-0086828 | Environmental/External | Fire, Forest/Grass | Pole-Wood | Broken, wire on ground | 2017 | Tier 2 - Elevated | Distribution Circuit | 10 | 8 | 2017-10-08 | 1899501 | Sus | Y | EnvironmentalExternal¦FireForestGrass¦PoleWood¦Brokenwireonground
17-0089926 | Equipment Failure/Involved | Underground | Conductor, Underground | Broken | 2017 | Tier 2 - Elevated | Distribution Circuit | 10 | 23 | 2017-10-23 | 1908342 | Sus | Y | EquipmentFailureInvolved¦Underground¦ConductorUnderground¦Broken
17-0093414 | Animal | Other | Conductor, Overhead | Normal | 2017 | Tier 2 - Elevated | Distribution Circuit | 11 | 8 | 2017-11-08 | 1917916 | Sus | Y | Animal¦Other¦ConductorOverhead¦Normal
17-0093748 | Vegetation | Tree - fell into line | Service conductor | Broken, wire on ground | 2017 | Tier 3 - Extreme | Transformer only | 11 | 9 | 2017-11-09 | 1919025 | Sus | Y | Vegetation¦Treefellintoline¦Serviceconductor¦Brokenwireonground
17-0103029 | Equipment Failure/Involved | Overhead | Conductor, Overhead | Broken, wire on ground | 2017 | Tier 2 - Elevated | Transmission line | 12 | 22 | 2017-12-22 | 1950088 | Sus | N | EquipmentFailureInvolved¦Overhead¦ConductorOverhead¦Brokenwireonground
18-0002837 | Unknown Cause | Patrol - found nothing |  |  | 2018 | Tier 2 - Elevated | Distribution Circuit | 1 | 1 | 2018-01-01 | 85 | Sus | N | UnknownCause¦Patrolfoundnothing¦¦
18-0006963 | Animal | Bird found | Conductor, Overhead | Normal | 2018 | Tier 2 - Elevated | Distribution Circuit | 1 | 18 | 2018-01-18 | 10059 | Sus | N | Animal¦Birdfound¦ConductorOverhead¦Normal
18-0011112 | Vegetation | Tree - branch fell on line | Fuse | Failed/Faulted | 2018 | Tier 2 - Elevated | Distribution Circuit | 2 | 2 | 2018-02-02 | 18250 | Sus | N | Vegetation¦Treebranchfellonline¦Fuse¦FailedFaulted
18-0017701 | Vegetation | Tree - fell into line | Conductor, Overhead | Broken, wire on ground | 2018 | Tier 2 - Elevated | Distribution Circuit | 2 | 27 | 2018-02-27 | 32743 | Sus | N | Vegetation¦Treefellintoline¦ConductorOverhead¦Brokenwireonground
18-0025074 | Vegetation | Tree - fell into line | Conductor, Overhead | Broken, wire on ground | 2018 | Tier 2 - Elevated | Distribution Circuit | 3 | 21 | 2018-03-21 | 49583 | Sus | N | Vegetation¦Treefellintoline¦ConductorOverhead¦Brokenwireonground
18-0026151 | Equipment Failure/Involved | Overhead | Transformer (OH) | Broken | 2018 | Tier 2 - Elevated | Transformer only | 3 | 23 | 2018-03-23 | 52244 | Sus | N | EquipmentFailureInvolved¦Overhead¦Transformer(OH)¦Broken
18-0031933 | Equipment Failure/Involved | Overhead | Fuse | Failed/Faulted | 2018 | Tier 2 - Elevated | Distribution Circuit | 4 | 13 | 2018-04-13 | 66016 | Sus | N | EquipmentFailureInvolved¦Overhead¦Fuse¦FailedFaulted
18-0032772 | Unknown Cause | Patrol - not conducted |  |  | 2018 | Tier 2 - Elevated | Distribution Circuit | 4 | 16 | 2018-04-16 | 68194 | Sus | N | UnknownCause¦Patrolnotconducted¦¦
18-0033768 | Equipment Failure/Involved | Overhead | Insulator | Broken, wire on object | 2018 | Tier 2 - Elevated | Distribution Circuit | 4 | 19 | 2018-04-19 | 70131 | Sus | N | EquipmentFailureInvolved¦Overhead¦Insulator¦Brokenwireonobject
18-0036424 | Vegetation | Tree - fell into line | Conductor, Overhead | Broken, wire on ground | 2018 | Tier 3 - Extreme | Distribution Circuit | 4 | 28 | 2018-04-28 | 75718 | Sus | N | Vegetation¦Treefellintoline¦ConductorOverhead¦Brokenwireonground
18-0037542 | Unknown Cause | Patrol - found nothing |  |  | 2018 | Tier 3 - Extreme | Distribution Circuit | 5 | 2 | 2018-05-02 | 78003 | Sus | Y | UnknownCause¦Patrolfoundnothing¦¦
18-0039683 | Equipment Failure/Involved | Overhead | Conductor, Overhead | Broken, wire on ground | 2018 | Tier 2 - Elevated | Distribution Circuit | 5 | 9 | 2018-05-09 | 82502 | Sus | Y | EquipmentFailureInvolved¦Overhead¦ConductorOverhead¦Brokenwireonground
18-0041676 | Unknown Cause | Patrol - found nothing |  |  | 2018 | Tier 2 - Elevated | Distribution Circuit | 5 | 16 | 2018-05-16 | 87433 | Sus | Y | UnknownCause¦Patrolfoundnothing¦¦
18-0044364 | Environmental/External | Lightning | Conductor, Overhead | Normal | 2018 | Tier 2 - Elevated | Distribution Circuit | 5 | 25 | 2018-05-25 | 93646 | Sus | Y | EnvironmentalExternal¦Lightning¦ConductorOverhead¦Normal
18-0048147 | Unknown Cause | Patrol - not conducted |  |  | 2018 | Tier 2 - Elevated | Distribution Circuit | 6 | 6 | 2018-06-06 | 103223 | Sus | Y | UnknownCause¦Patrolnotconducted¦¦
18-0049564 | Unknown Cause | Patrol - found nothing |  |  | 2018 | Tier 2 - Elevated | Distribution Circuit | 6 | 11 | 2018-06-11 | 106114 | Sus | Y | UnknownCause¦Patrolfoundnothing¦¦
18-0063923 | Company Initiated | Construction Activity/equip, company | Jumper | Normal | 2018 | Tier 2 - Elevated | Distribution Circuit | 7 | 26 | 2018-07-26 | 140859 | Sus | Y | CompanyInitiated¦ConstructionActivityequipcompany¦Jumper¦Normal
18-0068523 | Equipment Failure/Involved | Overhead | Transformer (OH) | Broken | 2018 | Tier 2 - Elevated | Transformer only | 8 | 9 | 2018-08-09 | 152628 | Sus | Y | EquipmentFailureInvolved¦Overhead¦Transformer(OH)¦Broken
18-0069613 | Unknown Cause | Patrol - found nothing |  |  | 2018 | Tier 2 - Elevated | Distribution Circuit | 8 | 14 | 2018-08-14 | 155020 | Sus | Y | UnknownCause¦Patrolfoundnothing¦¦
18-0078352 | Animal | Bird found | Conductor, Overhead | Normal | 2018 | Tier 2 - Elevated | Distribution Circuit | 9 | 10 | 2018-09-10 | 171888 | Sus | Y | Animal¦Birdfound¦ConductorOverhead¦Normal
18-0079706 | Wildfire Mitigation | CWSP - Vegetation Removal |  |  | 2018 | Tier 3 - Extreme | Distribution Circuit | 9 | 14 | 2018-09-14 | 174281 | Sus | Y | WildfireMitigation¦CWSPVegetationRemoval¦¦
18-0082338 | Equipment Failure/Involved | Overhead | Other | Broken | 2018 | Tier 3 - Extreme | Distribution Circuit | 9 | 22 | 2018-09-22 | 179335 | Sus | Y | EquipmentFailureInvolved¦Overhead¦Other¦Broken
18-0086530 | Unknown Cause | Patrol - not conducted |  |  | 2018 | Tier 2 - Elevated | Distribution Circuit | 10 | 3 | 2018-10-03 | 187836 | Sus | Y | UnknownCause¦Patrolnotconducted¦¦
18-0094470 | Vegetation | Tree - fell into line | Conductor, Overhead | Normal | 2018 | Tier 2 - Elevated | Distribution Circuit | 10 | 26 | 2018-10-26 | 202824 | Sus | Y | Vegetation¦Treefellintoline¦ConductorOverhead¦Normal
18-0100815 | Environmental/External | Fire, Forest/Grass | Pole-Wood | Burned/flashed | 2018 | Tier 3 - Extreme | Distribution Circuit | 11 | 8 | 2018-11-08 | 217822 | Sus | Y | EnvironmentalExternal¦FireForestGrass¦PoleWood¦Burnedflashed
18-0101321 | Environmental/External | Fire, Forest/Grass | Pole-Wood | Burned/flashed | 2018 | Tier 3 - Extreme | Distribution Circuit | 11 | 8 | 2018-11-08 | 218709 | Sus | Y | EnvironmentalExternal¦FireForestGrass¦PoleWood¦Burnedflashed
18-0101609 | Environmental/External | Fire, Forest/Grass | Pole-Wood | Burned/flashed | 2018 | Tier 3 - Extreme | Distribution Circuit | 11 | 8 | 2018-11-08 | 219349 | Sus | Y | EnvironmentalExternal¦FireForestGrass¦PoleWood¦Burnedflashed
18-0101851 | Vegetation | Tree - branch fell on line | Conductor, Overhead | Broken, wire on ground | 2018 | Tier 3 - Extreme | Distribution Circuit | 11 | 21 | 2018-11-21 | 219955 | Sus | Y | Vegetation¦Treebranchfellonline¦ConductorOverhead¦Brokenwireonground
18-0103349 | Equipment Failure/Involved | Overhead | Transformer | Deteriorated | 2018 | Tier 2 - Elevated | Transformer only | 11 | 26 | 2018-11-26 | 224888 | Sus | Y | EquipmentFailureInvolved¦Overhead¦Transformer¦Deteriorated
18-0104558 | Equipment Failure/Involved | Overhead | Transformer | Failed/Faulted | 2018 | Tier 2 - Elevated | Transformer only | 11 | 28 | 2018-11-28 | 226910 | Sus | Y | EquipmentFailureInvolved¦Overhead¦Transformer¦FailedFaulted
18-0106099 | Animal | Squirrel | Transformer (OH) | Normal | 2018 | Tier 2 - Elevated | Distribution Circuit | 12 | 2 | 2018-12-02 | 231606 | Sus | N | Animal¦Squirrel¦Transformer(OH)¦Normal
18-0107942 | Equipment Failure/Involved | Overhead | Transformer | Failed/Faulted | 2018 | Tier 3 - Extreme | Transformer only | 12 | 7 | 2018-12-07 | 235812 | Sus | N | EquipmentFailureInvolved¦Overhead¦Transformer¦FailedFaulted
18-0110505 | Vegetation | Tree - fell into line | Conductor, Overhead | Normal | 2018 | Tier 3 - Extreme | Distribution Circuit | 12 | 24 | 2018-12-24 | 246590 | Sus | N | Vegetation¦Treefellintoline¦ConductorOverhead¦Normal
18-0111124 | 3rd Party | Tree - cutting, 3rd party | Conductor, Overhead | Normal | 2018 | Tier 3 - Extreme | Distribution Circuit | 12 | 30 | 2018-12-30 | 249738 | Sus | N | 3rdParty¦Treecutting3rdparty¦ConductorOverhead¦Normal
18-0111311 | Vegetation | Tree - fell into line | Conductor, Overhead | Broken, wire on ground | 2018 | Tier 3 - Extreme | Distribution Circuit | 12 | 31 | 2018-12-31 | 251113 | Sus | N | Vegetation¦Treefellintoline¦ConductorOverhead¦Brokenwireonground
19-0004603 | Unknown Cause | Patrol - found nothing |  |  | 2019 | Tier 2 - Elevated | Distribution Circuit | 1 | 5 | 2019-01-05 | 253445 | Sus | N | UnknownCause¦Patrolfoundnothing¦¦
19-0004724 | Vegetation | Tree - fell into line | Conductor, Overhead | Broken, wire on ground | 2019 | Tier 2 - Elevated | Distribution Circuit | 1 | 5 | 2019-01-05 | 253863 | Sus | N | Vegetation¦Treefellintoline¦ConductorOverhead¦Brokenwireonground
19-0006751 | Unknown Cause | Patrol - found nothing |  |  | 2019 | Tier 3 - Extreme | Distribution Circuit | 1 | 9 | 2019-01-09 | 261269 | Sus | N | UnknownCause¦Patrolfoundnothing¦¦
19-0008392 | 3rd Party | Vehicle | Pole-Wood | Broken | 2019 | Tier 3 - Extreme | Transformer only | 1 | 13 | 2019-01-13 | 264381 | Sus | N | 3rdParty¦Vehicle¦PoleWood¦Broken
19-0010881 | Vegetation | Tree - fell into line | Conductor, Overhead | Broken, wire on ground | 2019 | Tier 2 - Elevated | Distribution Circuit | 1 | 17 | 2019-01-17 | 272208 | Sus | N | Vegetation¦Treefellintoline¦ConductorOverhead¦Brokenwireonground
19-0011391 | Vegetation | Tree - fell into line | Conductor, Overhead | Broken | 2019 | Tier 3 - Extreme | Distribution Circuit | 1 | 16 | 2019-01-16 | 274940 | Sus | N | Vegetation¦Treefellintoline¦ConductorOverhead¦Broken
19-0011861 | Vegetation | Tree - bark fell into line | Conductor, Overhead | Normal | 2019 | Tier 3 - Extreme | Distribution Circuit | 1 | 18 | 2019-01-18 | 275520 | Sus | N | Vegetation¦Treebarkfellintoline¦ConductorOverhead¦Normal
19-0012626 | Environmental/External | Lightning | Transformer | Failed/Faulted | 2019 | Tier 2 - Elevated | Transformer only | 1 | 20 | 2019-01-20 | 277646 | Sus | N | EnvironmentalExternal¦Lightning¦Transformer¦FailedFaulted
19-0017528 | Equipment Failure/Involved | Overhead | Transformer | Malfunctioning | 2019 | Tier 2 - Elevated | Transformer only | 2 | 3 | 2019-02-03 | 288415 | Sus | N | EquipmentFailureInvolved¦Overhead¦Transformer¦Malfunctioning
19-0018226 | Equipment Failure/Involved | Overhead | Transformer | Failed/Faulted | 2019 | Tier 2 - Elevated | Transformer only | 2 | 4 | 2019-02-04 | 291139 | Sus | N | EquipmentFailureInvolved¦Overhead¦Transformer¦FailedFaulted
19-0019207 | Unknown Cause | Patrol - found nothing |  |  | 2019 | Tier 2 - Elevated | Distribution Circuit | 2 | 6 | 2019-02-06 | 294314 | Sus | N | UnknownCause¦Patrolfoundnothing¦¦
19-0019265 | Vegetation | Tree - branch fell on line | Conductor, Overhead | Broken, wire on ground | 2019 | Tier 2 - Elevated | Distribution Circuit | 2 | 5 | 2019-02-05 | 294496 | Sus | N | Vegetation¦Treebranchfellonline¦ConductorOverhead¦Brokenwireonground
19-0019352 | Vegetation | Tree - fell into line | Conductor, Overhead | Normal | 2019 | Tier 3 - Extreme | Distribution Circuit | 2 | 5 | 2019-02-05 | 294736 | Sus | N | Vegetation¦Treefellintoline¦ConductorOverhead¦Normal
19-0019535 | Vegetation | Tree - branch fell on line | Conductor, Overhead | Normal | 2019 | Tier 3 - Extreme | Distribution Circuit | 2 | 5 | 2019-02-05 | 292950 | Sus | N | Vegetation¦Treebranchfellonline¦ConductorOverhead¦Normal
19-0021099 | Unknown Cause | Patrol - found nothing |  |  | 2019 | Tier 3 - Extreme | Distribution Circuit | 2 | 10 | 2019-02-10 | 299298 | Sus | N | UnknownCause¦Patrolfoundnothing¦¦
19-0021849 | Environmental/External | Ice or snow | Conductor, Overhead | Normal | 2019 | Tier 2 - Elevated | Distribution Circuit | 2 | 13 | 2019-02-13 | 302581 | Sus | N | EnvironmentalExternal¦Iceorsnow¦ConductorOverhead¦Normal
19-0022026 | Vegetation | Tree - branch fell on line | Conductor, Overhead | Normal | 2019 | Tier 3 - Extreme | Distribution Circuit | 2 | 12 | 2019-02-12 | 301164 | Sus | N | Vegetation¦Treebranchfellonline¦ConductorOverhead¦Normal
19-0022036 | Unknown Cause | Patrol - not conducted |  |  | 2019 | Tier 2 - Elevated | Distribution Circuit | 2 | 13 | 2019-02-13 | 303483 | Sus | N | UnknownCause¦Patrolnotconducted¦¦
19-0022322 | Vegetation | Tree - fell into line | Conductor, Overhead | Broken, wire on ground | 2019 | Tier 2 - Elevated | Distribution Circuit | 2 | 13 | 2019-02-13 | 304736 | Sus | N | Vegetation¦Treefellintoline¦ConductorOverhead¦Brokenwireonground
19-0023524 | Vegetation | Tree - branch fell on line | Crossarm, Wood | Broken | 2019 | Tier 3 - Extreme | Distribution Circuit | 2 | 14 | 2019-02-14 | 309467 | Sus | N | Vegetation¦Treebranchfellonline¦CrossarmWood¦Broken
19-0023841 | Vegetation | Tree - fell into line | Pole-Wood | Broken, wire on ground | 2019 | Tier 2 - Elevated | Distribution Circuit | 2 | 13 | 2019-02-13 | 311493 | Sus | N | Vegetation¦Treefellintoline¦PoleWood¦Brokenwireonground
19-0023868 | Vegetation | Tree - fell into line | Pole-Wood | Broken, wire on ground | 2019 | Tier 2 - Elevated | Distribution Circuit | 2 | 15 | 2019-02-15 | 311356 | Sus | N | Vegetation¦Treefellintoline¦PoleWood¦Brokenwireonground
19-0023958 | Equipment Failure/Involved | Overhead | Transformer (OH) | Broken | 2019 | Tier 3 - Extreme | Distribution Circuit | 2 | 15 | 2019-02-15 | 311883 | Sus | N | EquipmentFailureInvolved¦Overhead¦Transformer(OH)¦Broken
19-0024644 | Vegetation | Tree - branch fell on line | Fuse | Failed/Faulted | 2019 | Tier 3 - Extreme | Distribution Circuit | 2 | 14 | 2019-02-14 | 309361 | Sus | N | Vegetation¦Treebranchfellonline¦Fuse¦FailedFaulted
19-0025066 | Vegetation | Tree - fell into line | Conductor, Overhead | Normal | 2019 | Tier 3 - Extreme | Distribution Circuit | 2 | 17 | 2019-02-17 | 315478 | Sus | N | Vegetation¦Treefellintoline¦ConductorOverhead¦Normal
19-0025170 | Vegetation | Tree - fell into line | Conductor, Overhead | Together | 2019 | Tier 3 - Extreme | Distribution Circuit | 2 | 17 | 2019-02-17 | 315482 | Sus | N | Vegetation¦Treefellintoline¦ConductorOverhead¦Together
19-0026128 | Environmental/External | Ice or snow | Conductor, Overhead | Normal | 2019 | Tier 2 - Elevated | Distribution Circuit | 2 | 12 | 2019-02-12 | 318966 | Sus | N | EnvironmentalExternal¦Iceorsnow¦ConductorOverhead¦Normal
19-0028523 | Vegetation | Tree - fell into line | Secondary | Broken, wire on ground | 2019 | Tier 3 - Extreme | Distribution Circuit | 2 | 26 | 2019-02-26 | 324985 | Sus | N | Vegetation¦Treefellintoline¦Secondary¦Brokenwireonground
19-0028632 | Equipment Failure/Involved | Overhead | Jumper | Burned Open | 2019 | Tier 2 - Elevated | Distribution Circuit | 2 | 26 | 2019-02-26 | 325386 | Sus | N | EquipmentFailureInvolved¦Overhead¦Jumper¦BurnedOpen
19-0029164 | Unknown Cause | Patrol - found nothing |  |  | 2019 | Tier 3 - Extreme | Distribution Circuit | 2 | 27 | 2019-02-27 | 326253 | Sus | N | UnknownCause¦Patrolfoundnothing¦¦
19-0029854 | Equipment Failure/Involved | Overhead | Transformer | Broken | 2019 | Tier 3 - Extreme | Transformer only | 2 | 26 | 2019-02-26 | 324598 | Sus | N | EquipmentFailureInvolved¦Overhead¦Transformer¦Broken
19-0031271 | Vegetation | Tree - fell into line | Conductor, Overhead | Normal | 2019 | Tier 2 - Elevated | Distribution Circuit | 3 | 6 | 2019-03-06 | 332365 | Sus | N | Vegetation¦Treefellintoline¦ConductorOverhead¦Normal
19-0031545 | Environmental/External | Lightning | Transformer | Failed/Faulted | 2019 | Tier 2 - Elevated | Transformer only | 3 | 6 | 2019-03-06 | 333333 | Sus | N | EnvironmentalExternal¦Lightning¦Transformer¦FailedFaulted
19-0032324 | Unknown Cause | Patrol - not conducted |  |  | 2019 | Tier 2 - Elevated | Distribution Circuit | 3 | 9 | 2019-03-09 | 335208 | Sus | N | UnknownCause¦Patrolnotconducted¦¦
19-0032762 | Unknown Cause | Patrol - found nothing |  |  | 2019 | Tier 2 - Elevated | Transformer only | 3 | 11 | 2019-03-11 | 336520 | Sus | N | UnknownCause¦Patrolfoundnothing¦¦
19-0033153 | Vegetation | Tree - branch fell on line | Conductor, Overhead | Broken, wire on ground | 2019 | Tier 2 - Elevated | Distribution Circuit | 3 | 12 | 2019-03-12 | 337574 | Sus | N | Vegetation¦Treebranchfellonline¦ConductorOverhead¦Brokenwireonground
19-0038701 | Unknown Cause | Patrol - found nothing |  |  | 2019 | Tier 2 - Elevated | Distribution Circuit | 4 | 1 | 2019-04-01 | 351374 | Sus | N | UnknownCause¦Patrolfoundnothing¦¦
19-0051148 | Equipment Failure/Involved | Overhead | Connector or Splice (OH) | Broken | 2019 | Tier 3 - Extreme | Distribution Circuit | 5 | 12 | 2019-05-12 | 379000 | Sus | Y | EquipmentFailureInvolved¦Overhead¦ConnectororSplice(OH)¦Broken
19-0052477 | Unknown Cause | Patrol - found nothing |  |  | 2019 | Tier 2 - Elevated | Distribution Circuit | 5 | 15 | 2019-05-15 | 381480 | Sus | Y | UnknownCause¦Patrolfoundnothing¦¦
19-0060561 | Unknown Cause | Patrol - not conducted |  |  | 2019 | Tier 2 - Elevated | Distribution Circuit | 5 | 30 | 2019-05-30 | 393895 | Sus | Y | UnknownCause¦Patrolnotconducted¦¦
19-0064684 | Unknown Cause | Patrol - found nothing |  |  | 2019 | Tier 2 - Elevated | Distribution Circuit | 6 | 8 | 2019-06-08 | 401761 | Sus | Y | UnknownCause¦Patrolfoundnothing¦¦
19-0072698 | Unknown Cause | Patrol - found nothing |  |  | 2019 | Tier 2 - Elevated | Distribution Circuit | 6 | 27 | 2019-06-27 | 431776 | Sus | Y | UnknownCause¦Patrolfoundnothing¦¦
19-0073496 | Vegetation | Tree - branch fell on line | Conductor, Overhead | Normal | 2019 | Tier 3 - Extreme | Distribution Circuit | 7 | 1 | 2019-07-01 | 438387 | Sus | Y | Vegetation¦Treebranchfellonline¦ConductorOverhead¦Normal
19-0077342 | Unknown Cause | Patrol - found nothing |  |  | 2019 | Tier 3 - Extreme | Distribution Circuit | 7 | 15 | 2019-07-15 | 450380 | Sus | Y | UnknownCause¦Patrolfoundnothing¦¦
19-0078088 | Vegetation | Tree - fell into line | Conductor, Overhead | Broken, wire on ground | 2019 | Tier 3 - Extreme | Distribution Circuit | 7 | 16 | 2019-07-16 | 454751 | Sus | Y | Vegetation¦Treefellintoline¦ConductorOverhead¦Brokenwireonground
19-0081947 | 3rd Party | Tree - cutting, 3rd party | Transformer | Failed/Faulted | 2019 | Tier 3 - Extreme | Transformer only | 7 | 28 | 2019-07-28 | 473864 | Sus | Y | 3rdParty¦Treecutting3rdparty¦Transformer¦FailedFaulted
19-0085888 | Environmental/External | Fire, Forest/Grass | Pole-Wood | Burned/flashed | 2019 | Tier 2 - Elevated | Distribution Circuit | 8 | 8 | 2019-08-08 | 494735 | Sus | Y | EnvironmentalExternal¦FireForestGrass¦PoleWood¦Burnedflashed
19-0086623 | Equipment Failure/Involved | Underground | Conductor, Underground | Deteriorated | 2019 | Tier 2 - Elevated | Distribution Circuit | 8 | 11 | 2019-08-11 | 501849 | Sus | Y | EquipmentFailureInvolved¦Underground¦ConductorUnderground¦Deteriorated
19-0091869 | Unknown Cause | Patrol - found nothing |  |  | 2019 | Tier 2 - Elevated | Distribution Circuit | 8 | 25 | 2019-08-25 | 537995 | Sus | Y | UnknownCause¦Patrolfoundnothing¦¦
19-0094416 | Vegetation | Tree - fell into line | Conductor, Overhead | Broken, wire on ground | 2019 | Tier 2 - Elevated | Distribution Circuit | 9 | 1 | 2019-09-01 | 550219 | Sus | Y | Vegetation¦Treefellintoline¦ConductorOverhead¦Brokenwireonground
19-0100505 | Unknown Cause | Patrol - not conducted |  |  | 2019 | Tier 3 - Extreme | Distribution Circuit | 9 | 18 | 2019-09-18 | 589090 | Sus | Y | UnknownCause¦Patrolnotconducted¦¦
19-0109713 | Unknown Cause | Patrol - found nothing |  |  | 2019 | Tier 2 - Elevated | Distribution Circuit | 10 | 9 | 2019-10-09 | 650996 | Sus | Y | UnknownCause¦Patrolfoundnothing¦¦
19-0110956 | Equipment Failure/Involved | Overhead | Transformer | Failed/Faulted | 2019 | Tier 2 - Elevated | Distribution Circuit | 10 | 13 | 2019-10-13 | 655652 | Sus | Y | EquipmentFailureInvolved¦Overhead¦Transformer¦FailedFaulted
19-0116688 | Wildfire Mitigation | Public Safety Power Shut-off | Conductor, Overhead | Normal | 2019 | Tier 2 - Elevated | Distribution Circuit | 10 | 26 | 2019-10-26 | 683655 | Sus | Y | WildfireMitigation¦PublicSafetyPowerShutoff¦ConductorOverhead¦Normal
19-0118112 | Vegetation | Tree - fell into line | Conductor, Overhead | Broken, wire on ground | 2019 | Tier 3 - Extreme | Distribution Circuit | 10 | 28 | 2019-10-28 | 692496 | Sus | Y | Vegetation¦Treefellintoline¦ConductorOverhead¦Brokenwireonground
19-0120409 | Animal | Squirrel | Conductor, Overhead | Normal | 2019 | Tier 2 - Elevated | Distribution Circuit | 11 | 2 | 2019-11-02 | 698269 | Sus | Y | Animal¦Squirrel¦ConductorOverhead¦Normal
19-0125125 | Unknown Cause | Patrol - found nothing |  |  | 2019 | Tier 3 - Extreme | Distribution Circuit | 11 | 15 | 2019-11-15 | 707477 | Sus | Y | UnknownCause¦Patrolfoundnothing¦¦
19-0130323 | Unknown Cause | Patrol - found nothing |  |  | 2019 | Tier 2 - Elevated | Distribution Circuit | 11 | 27 | 2019-11-27 | 721593 | Sus | Y | UnknownCause¦Patrolfoundnothing¦¦
19-0133369 | Equipment Failure/Involved | Overhead | Connector or Splice (OH) | Deteriorated | 2019 | Tier 3 - Extreme | Transformer only | 12 | 4 | 2019-12-04 | 729789 | Sus | N | EquipmentFailureInvolved¦Overhead¦ConnectororSplice(OH)¦Deteriorated
19-0134307 | Equipment Failure/Involved | Overhead | Transformer | Failed/Faulted | 2019 | Tier 2 - Elevated | Transformer only | 12 | 6 | 2019-12-06 | 731097 | Sus | N | EquipmentFailureInvolved¦Overhead¦Transformer¦FailedFaulted
19-0134879 | Equipment Failure/Involved | Overhead | Transformer | Failed/Faulted | 2019 | Tier 3 - Extreme | Transformer only | 12 | 7 | 2019-12-07 | 733029 | Sus | N | EquipmentFailureInvolved¦Overhead¦Transformer¦FailedFaulted
19-0134903 | Unknown Cause | Patrol - not conducted |  |  | 2019 | Tier 2 - Elevated | Transmission line | 12 | 7 | 2019-12-07 | 733343 | Sus | N | UnknownCause¦Patrolnotconducted¦¦
19-0137061 | Vegetation | Tree - fell into line | Conductor, Overhead | Broken, wire on ground | 2019 | Tier 2 - Elevated | Distribution Circuit | 12 | 18 | 2019-12-18 | 745103 | Sus | N | Vegetation¦Treefellintoline¦ConductorOverhead¦Brokenwireonground
19-0137754 | Equipment Failure/Involved | Overhead | Transformer | Failed/Faulted | 2019 | Tier 2 - Elevated | Transformer only | 12 | 23 | 2019-12-23 | 749480 | Sus | N | EquipmentFailureInvolved¦Overhead¦Transformer¦FailedFaulted
20-0004213 | 3rd Party | Vehicle | Pole-Wood | Broken | 2020 | Tier 3 - Extreme | Distribution Circuit | 1 | 1 | 2020-01-01 | 753224 | Sus | N | 3rdParty¦Vehicle¦PoleWood¦Broken
20-0009490 | Vegetation | Tree - fell into line | Conductor, Overhead | Broken, wire on ground | 2020 | Tier 2 - Elevated | Distribution Circuit | 1 | 16 | 2020-01-16 | 761945 | Sus | N | Vegetation¦Treefellintoline¦ConductorOverhead¦Brokenwireonground
20-0011584 | Vegetation | Tree - branch fell on line | Conductor, Overhead | Normal | 2020 | Tier 2 - Elevated | Distribution Circuit | 1 | 21 | 2020-01-21 | 766938 | Sus | N | Vegetation¦Treebranchfellonline¦ConductorOverhead¦Normal
20-0013535 | Unknown Cause | Patrol - found nothing |  |  | 2020 | Tier 2 - Elevated | Distribution Circuit | 1 | 24 | 2020-01-24 | 769669 | Sus | N | UnknownCause¦Patrolfoundnothing¦¦
20-0018956 | Vegetation | Tree - branch fell on line | Conductor, Overhead | Broken, wire on ground | 2020 | Tier 3 - Extreme | Distribution Circuit | 2 | 9 | 2020-02-09 | 780969 | Sus | N | Vegetation¦Treebranchfellonline¦ConductorOverhead¦Brokenwireonground
20-0019644 | Vegetation | Tree - branch fell on line | Conductor, Overhead | Normal | 2020 | Tier 3 - Extreme | Distribution Circuit | 2 | 9 | 2020-02-09 | 783776 | Sus | N | Vegetation¦Treebranchfellonline¦ConductorOverhead¦Normal
20-0019908 | Unknown Cause | Patrol - found nothing |  |  | 2020 | Tier 3 - Extreme | Distribution Circuit | 2 | 9 | 2020-02-09 | 786512 | Sus | N | UnknownCause¦Patrolfoundnothing¦¦
20-0028923 | Animal | Bird found | Conductor, Overhead | Normal | 2020 | Tier 2 - Elevated | Distribution Circuit | 3 | 5 | 2020-03-05 | 831257 | Sus | N | Animal¦Birdfound¦ConductorOverhead¦Normal
20-0029510 | Vegetation | Tree - fell into line | Transformer (OH) | Broken | 2020 | Tier 3 - Extreme | Transformer only | 3 | 6 | 2020-03-06 | 834813 | Sus | N | Vegetation¦Treefellintoline¦Transformer(OH)¦Broken
20-0033007 | Vegetation | Tree - branch fell on line | Conductor, Overhead | Normal | 2020 | Tier 3 - Extreme | Distribution Circuit | 3 | 16 | 2020-03-16 | 855614 | Sus | N | Vegetation¦Treebranchfellonline¦ConductorOverhead¦Normal
20-0033072 | Unknown Cause | Patrol - found nothing |  |  | 2020 | Tier 3 - Extreme | Distribution Circuit | 3 | 16 | 2020-03-16 | 855710 | Sus | N | UnknownCause¦Patrolfoundnothing¦¦
20-0033135 | Equipment Failure/Involved | Overhead | Connector or Splice (OH) | Broken, wire on ground | 2020 | Tier 3 - Extreme | Distribution Circuit | 3 | 17 | 2020-03-17 | 856249 | Sus | N | EquipmentFailureInvolved¦Overhead¦ConnectororSplice(OH)¦Brokenwireonground
20-0033553 | Unknown Cause | Patrol - found nothing |  |  | 2020 | Tier 2 - Elevated | Distribution Circuit | 3 | 17 | 2020-03-17 | 857060 | Sus | N | UnknownCause¦Patrolfoundnothing¦¦
20-0039120 | Vegetation | Tree - fell into line | Pole-Wood | Broken | 2020 | Tier 2 - Elevated | Distribution Circuit | 4 | 6 | 2020-04-06 | 886546 | Sus | N | Vegetation¦Treefellintoline¦PoleWood¦Broken
20-0043340 | Equipment Failure/Involved | Overhead | Transformer (OH) | Failed/Faulted | 2020 | Tier 2 - Elevated | Transformer only | 4 | 21 | 2020-04-21 | 898756 | Sus | N | EquipmentFailureInvolved¦Overhead¦Transformer(OH)¦FailedFaulted
20-0045851 | Equipment Failure/Involved | Overhead | Pole-Wood | Deteriorated | 2020 | Tier 2 - Elevated | Distribution Circuit | 4 | 30 | 2020-04-30 | 904314 | Sus | N | EquipmentFailureInvolved¦Overhead¦PoleWood¦Deteriorated
20-0051125 | Unknown Cause | Patrol - found nothing |  |  | 2020 | Tier 3 - Extreme | Distribution Circuit | 5 | 18 | 2020-05-18 | 915644 | Sus | Y | UnknownCause¦Patrolfoundnothing¦¦
20-0055913 | Equipment Failure/Involved | Overhead | Transformer | Failed/Faulted | 2020 | Tier 2 - Elevated | Transformer only | 5 | 30 | 2020-05-30 | 926194 | Sus | Y | EquipmentFailureInvolved¦Overhead¦Transformer¦FailedFaulted
20-0056076 | Equipment Failure/Involved | Overhead | Lightning Arrestor | Failed/Faulted | 2020 | Tier 2 - Elevated | Distribution Circuit | 5 | 31 | 2020-05-31 | 926856 | Sus | Y | EquipmentFailureInvolved¦Overhead¦LightningArrestor¦FailedFaulted
20-0058655 | Equipment Failure/Involved | Overhead | Transformer | Failed/Faulted | 2020 | Tier 3 - Extreme | Transformer only | 6 | 7 | 2020-06-07 | 933604 | Sus | Y | EquipmentFailureInvolved¦Overhead¦Transformer¦FailedFaulted
20-0070907 | Equipment Failure/Involved | Overhead | Conductor, Overhead | Broken, wire on ground | 2020 | Tier 2 - Elevated | Distribution Circuit | 7 | 11 | 2020-07-11 | 962629 | Sus | Y | EquipmentFailureInvolved¦Overhead¦ConductorOverhead¦Brokenwireonground
20-0072886 | Vegetation | Tree - fell into line | Conductor, Overhead | Normal | 2020 | Tier 3 - Extreme | Distribution Circuit | 7 | 16 | 2020-07-16 | 966193 | Sus | Y | Vegetation¦Treefellintoline¦ConductorOverhead¦Normal
20-0073578 | Animal | Other | Conductor, Overhead | Normal | 2020 | Tier 2 - Elevated | Distribution Circuit | 7 | 20 | 2020-07-20 | 968219 | Sus | Y | Animal¦Other¦ConductorOverhead¦Normal
20-0081375 | Unknown Cause | Patrol - found nothing |  |  | 2020 | Tier 2 - Elevated | Distribution Circuit | 8 | 9 | 2020-08-09 | 987269 | Sus | Y | UnknownCause¦Patrolfoundnothing¦¦
20-0082328 | Animal | Bird found | Conductor, Overhead | Normal | 2020 | Tier 2 - Elevated | Distribution Circuit | 8 | 11 | 2020-08-11 | 993256 | Sus | Y | Animal¦Birdfound¦ConductorOverhead¦Normal
20-0086575 | Vegetation | Tree - fell into line | Pole-Wood | Broken, wire on ground | 2020 | Tier 3 - Extreme | Distribution Circuit | 8 | 18 | 2020-08-18 | 1018339 | Sus | Y | Vegetation¦Treefellintoline¦PoleWood¦Brokenwireonground
20-0087531 | Environmental/External | Fire, Forest/Grass | Pole-Wood | Burned/flashed | 2020 | Tier 2 - Elevated | Distribution Circuit | 8 | 19 | 2020-08-19 | 1022814 | Sus | Y | EnvironmentalExternal¦FireForestGrass¦PoleWood¦Burnedflashed
20-0090374 | Environmental/External | Fire, Forest/Grass | Conductor, Overhead | Normal | 2020 | Tier 3 - Extreme | Distribution Circuit | 8 | 20 | 2020-08-20 | 1033220 | Sus | Y | EnvironmentalExternal¦FireForestGrass¦ConductorOverhead¦Normal
20-0093671 | Environmental/External | Fire, Forest/Grass | Pole-Wood | Burned/flashed | 2020 | Tier 3 - Extreme | Distribution Circuit | 8 | 19 | 2020-08-19 | 1055560 | Sus | Y | EnvironmentalExternal¦FireForestGrass¦PoleWood¦Burnedflashed
20-0094018 | Equipment Failure/Involved | Overhead | Transformer (OH) | Failed/Faulted | 2020 | Tier 2 - Elevated | Transformer only | 9 | 6 | 2020-09-06 | 1057621 | Sus | Y | EquipmentFailureInvolved¦Overhead¦Transformer(OH)¦FailedFaulted
20-0096022 | Environmental/External | Fire, Forest/Grass | Conductor, Overhead | Normal | 2020 | Tier 3 - Extreme | Transformer only | 8 | 20 | 2020-08-20 | 1063497 | Sus | Y | EnvironmentalExternal¦FireForestGrass¦ConductorOverhead¦Normal
20-0096630 | Company Initiated | Construction Activity/equip, company | Service conductor | Broken, wire on object | 2020 | Tier 3 - Extreme | Transformer only | 9 | 11 | 2020-09-11 | 1065033 | Sus | Y | CompanyInitiated¦ConstructionActivityequipcompany¦Serviceconductor¦Brokenwireonobject
20-0098300 | Vegetation | Tree - fell into line | Pole-Wood | Broken | 2020 | Tier 2 - Elevated | Distribution Circuit | 9 | 16 | 2020-09-16 | 1076649 | Sus | Y | Vegetation¦Treefellintoline¦PoleWood¦Broken
20-0098300 | Vegetation | Tree - fell into line | Pole-Wood | Broken | 2020 | Tier 2 - Elevated | Distribution Circuit | 9 | 16 | 2020-09-16 | 1076649 | Sus | Y | Vegetation¦Treefellintoline¦PoleWood¦Broken
20-0099294 | Environmental/External | Fire, Forest/Grass | Conductor, Underground | Normal | 2020 | Tier 2 - Elevated | Distribution Circuit | 8 | 19 | 2020-08-19 | 1083272 | Sus | Y | EnvironmentalExternal¦FireForestGrass¦ConductorUnderground¦Normal
20-0100019 | Environmental/External | Fire, Forest/Grass | Conductor, Overhead | Burned/flashed | 2020 | Tier 3 - Extreme | Distribution Circuit | 9 | 7 | 2020-09-07 | 1086814 | Sus | Y | EnvironmentalExternal¦FireForestGrass¦ConductorOverhead¦Burnedflashed
20-0100783 | Equipment Failure/Involved | Overhead | Transformer (OH) | Failed/Faulted | 2020 | Tier 3 - Extreme | Transformer only | 9 | 23 | 2020-09-23 | 1090636 | Sus | Y | EquipmentFailureInvolved¦Overhead¦Transformer(OH)¦FailedFaulted
20-0104992 | Equipment Failure/Involved | Overhead | Transformer (OH) | Failed/Faulted | 2020 | Tier 3 - Extreme | Distribution Circuit | 10 | 4 | 2020-10-04 | 1110973 | Sus | Y | EquipmentFailureInvolved¦Overhead¦Transformer(OH)¦FailedFaulted
20-0108416 | Wildfire Mitigation | Public Safety Power Shut-off | Conductor, Overhead | Normal | 2020 | Tier 2 - Elevated | Distribution Circuit | 10 | 14 | 2020-10-14 | 1117600 | Sus | Y | WildfireMitigation¦PublicSafetyPowerShutoff¦ConductorOverhead¦Normal
20-0121111 | Equipment Failure/Involved | Underground | Stepdown | Failed/Faulted | 2020 | Tier 2 - Elevated | Distribution Circuit | 11 | 15 | 2020-11-15 | 1145783 | Sus | Y | EquipmentFailureInvolved¦Underground¦Stepdown¦FailedFaulted
20-0121111 | Equipment Failure/Involved | Underground | Stepdown | Failed/Faulted | 2020 | Tier 2 - Elevated | Distribution Circuit | 11 | 15 | 2020-11-15 | 1145783 | Sus | Y | EquipmentFailureInvolved¦Underground¦Stepdown¦FailedFaulted
20-0122551 | Vegetation | Tree - branch fell on line | Conductor, Overhead | Normal | 2020 | Tier 2 - Elevated | Distribution Circuit | 11 | 18 | 2020-11-18 | 1148850 | Sus | Y | Vegetation¦Treebranchfellonline¦ConductorOverhead¦Normal
20-0125370 | Unknown Cause | Patrol - found nothing |  |  | 2020 | Tier 2 - Elevated | Distribution Circuit | 11 | 26 | 2020-11-26 | 1154743 | Sus | Y | UnknownCause¦Patrolfoundnothing¦¦
20-0125497 | 3rd Party | Tree - cutting, 3rd party | Fuse | Failed/Faulted | 2020 | Tier 2 - Elevated | Distribution Circuit | 11 | 27 | 2020-11-27 | 1155168 | Sus | Y | 3rdParty¦Treecutting3rdparty¦Fuse¦FailedFaulted
20-0127806 | Unknown Cause | Patrol - found nothing |  |  | 2020 | Tier 3 - Extreme | Distribution Circuit | 12 | 4 | 2020-12-04 | 1162733 | Sus | N | UnknownCause¦Patrolfoundnothing¦¦
20-0129644 | Vegetation | Tree - fell into line | Conductor, Overhead | Broken, wire on ground | 2020 | Tier 3 - Extreme | Distribution Circuit | 12 | 11 | 2020-12-11 | 1178045 | Sus | N | Vegetation¦Treefellintoline¦ConductorOverhead¦Brokenwireonground
20-0130364 | Unknown Cause | Patrol - found nothing |  |  | 2020 | Tier 3 - Extreme | Distribution Circuit | 12 | 14 | 2020-12-14 | 1184757 | Sus | N | UnknownCause¦Patrolfoundnothing¦¦
20-0130804 | Unknown Cause | Patrol - found nothing |  |  | 2020 | Tier 2 - Elevated | Transformer only | 12 | 16 | 2020-12-16 | 1191500 | Sus | N | UnknownCause¦Patrolfoundnothing¦¦
20-0131370 | Equipment Failure/Involved | Overhead | Connector or Splice (OH) | Broken | 2020 | Tier 2 - Elevated | Transformer only | 12 | 21 | 2020-12-21 | 1196368 | Sus | N | EquipmentFailureInvolved¦Overhead¦ConnectororSplice(OH)¦Broken
21-0006177 | Vegetation | Tree - fell into line | Conductor, Overhead | On Ground | 2021 | Tier 3 - Extreme | Distribution Circuit | 1 | 7 | 2021-01-07 | 1206312 | Sus | N | Vegetation¦Treefellintoline¦ConductorOverhead¦OnGround
21-0009500 | Wildfire Mitigation | Public Safety Power Shut-off | Transformer (OH) | Normal | 2021 | Tier 2 - Elevated | Distribution Circuit | 1 | 19 | 2021-01-19 | 1215274 | Sus | N | WildfireMitigation¦PublicSafetyPowerShutoff¦Transformer(OH)¦Normal
21-0009579 | Vegetation | Tree - fell into line | Pole-Wood | Broken, wire on ground | 2021 | Tier 2 - Elevated | Distribution Circuit | 1 | 18 | 2021-01-18 | 1212119 | Sus | N | Vegetation¦Treefellintoline¦PoleWood¦Brokenwireonground
21-0009656 | Vegetation | Tree - branch fell on line | Conductor, Overhead | Broken, wire on ground | 2021 | Tier 2 - Elevated | Distribution Circuit | 1 | 18 | 2021-01-18 | 1212401 | Sus | N | Vegetation¦Treebranchfellonline¦ConductorOverhead¦Brokenwireonground
21-0009972 | Equipment Failure/Involved | Overhead | Transformer | Failed/Faulted | 2021 | Tier 3 - Extreme | Transformer only | 1 | 18 | 2021-01-18 | 1212954 | Sus | N | EquipmentFailureInvolved¦Overhead¦Transformer¦FailedFaulted
21-0010254 | Unknown Cause | Patrol - found nothing |  |  | 2021 | Tier 2 - Elevated | Distribution Circuit | 1 | 19 | 2021-01-19 | 1214474 | Sus | N | UnknownCause¦Patrolfoundnothing¦¦
21-0011819 | Equipment Failure/Involved | Overhead | Insulator | Broken, wire on ground | 2021 | Tier 3 - Extreme | Distribution Circuit | 1 | 18 | 2021-01-18 | 1219386 | Sus | N | EquipmentFailureInvolved¦Overhead¦Insulator¦Brokenwireonground
21-0014843 | Animal | Squirrel | Transformer | Broken | 2021 | Tier 2 - Elevated | Transformer only | 1 | 26 | 2021-01-26 | 1226664 | Sus | N | Animal¦Squirrel¦Transformer¦Broken
21-0016047 | Vegetation | Tree - fell into line | Conductor, Overhead | Broken | 2021 | Tier 3 - Extreme | Distribution Circuit | 1 | 26 | 2021-01-26 | 1234879 | Sus | N | Vegetation¦Treefellintoline¦ConductorOverhead¦Broken
21-0016794 | Unknown Cause | Patrol - found nothing |  |  | 2021 | Tier 2 - Elevated | Transformer only | 1 | 27 | 2021-01-27 | 1236609 | Sus | N | UnknownCause¦Patrolfoundnothing¦¦
21-0017854 | Vegetation | Tree - fell into line | Pole-Wood | Broken, wire on ground | 2021 | Tier 2 - Elevated | Distribution Circuit | 1 | 27 | 2021-01-27 | 1240367 | Sus | N | Vegetation¦Treefellintoline¦PoleWood¦Brokenwireonground
21-0017961 | Unknown Cause | Patrol - found nothing |  |  | 2021 | Tier 2 - Elevated | Distribution Circuit | 1 | 28 | 2021-01-28 | 1240637 | Sus | N | UnknownCause¦Patrolfoundnothing¦¦
21-0018254 | Vegetation | Tree - branch fell on line | Conductor, Overhead | Broken, wire on ground | 2021 | Tier 3 - Extreme | Distribution Circuit | 1 | 29 | 2021-01-29 | 1241321 | Sus | N | Vegetation¦Treebranchfellonline¦ConductorOverhead¦Brokenwireonground
21-0019377 | Vegetation | Tree - branch fell on line | Conductor, Overhead | Broken | 2021 | Tier 2 - Elevated | Distribution Circuit | 1 | 26 | 2021-01-26 | 1243513 | Sus | N | Vegetation¦Treebranchfellonline¦ConductorOverhead¦Broken
21-0020591 | Equipment Failure/Involved | Overhead | Service conductor | Broken | 2021 | Tier 2 - Elevated | Transformer only | 2 | 1 | 2021-02-01 | 1245238 | Sus | N | EquipmentFailureInvolved¦Overhead¦Serviceconductor¦Broken
21-0020685 | Equipment Failure/Involved | Overhead | Transformer | Burned Open | 2021 | Tier 3 - Extreme | Transformer only | 2 | 2 | 2021-02-02 | 1245627 | Sus | N | EquipmentFailureInvolved¦Overhead¦Transformer¦BurnedOpen
21-0023999 | Equipment Failure/Involved | Overhead | Crossarm, Wood | Deteriorated | 2021 | Tier 2 - Elevated | Distribution Circuit | 2 | 10 | 2021-02-10 | 1252331 | Sus | N | EquipmentFailureInvolved¦Overhead¦CrossarmWood¦Deteriorated
21-0026972 | Equipment Failure/Involved | Overhead | Crossarm, Wood | Broken | 2021 | Tier 2 - Elevated | Distribution Circuit | 2 | 18 | 2021-02-18 | 1257359 | Sus | N | EquipmentFailureInvolved¦Overhead¦CrossarmWood¦Broken
21-0030605 | Unknown Cause | Patrol - not conducted |  |  | 2021 | Tier 2 - Elevated | Distribution Circuit | 3 | 1 | 2021-03-01 | 1264383 | Sus | N | UnknownCause¦Patrolnotconducted¦¦
21-0031632 | Unknown Cause | Patrol - found nothing |  |  | 2021 | Tier 2 - Elevated | Distribution Circuit | 3 | 3 | 2021-03-03 | 1265817 | Sus | N | UnknownCause¦Patrolfoundnothing¦¦
21-0034505 | Environmental/External | Ice or snow |  | Failed/Faulted | 2021 | Tier 3 - Extreme | Transformer only | 3 | 10 | 2021-03-10 | 1277018 | Sus | N | EnvironmentalExternal¦Iceorsnow¦¦FailedFaulted
21-0034797 | Unknown Cause | Patrol - found nothing |  |  | 2021 | Tier 3 - Extreme | Distribution Circuit | 3 | 10 | 2021-03-10 | 1277447 | Sus | N | UnknownCause¦Patrolfoundnothing¦¦
21-0034905 | Equipment Failure/Involved | Electrical Overload | Transformer (OH) | Failed/Faulted | 2021 | Tier 3 - Extreme | Distribution Circuit | 3 | 10 | 2021-03-10 | 1277617 | Sus | N | EquipmentFailureInvolved¦ElectricalOverload¦Transformer(OH)¦FailedFaulted
21-0036789 | Equipment Failure/Involved | Overhead | Insulator | Broken | 2021 | Tier 2 - Elevated | Distribution Circuit | 3 | 15 | 2021-03-15 | 1283431 | Sus | N | EquipmentFailureInvolved¦Overhead¦Insulator¦Broken
21-0039171 | Animal | Squirrel | Fuse | Failed/Faulted | 2021 | Tier 2 - Elevated | Distribution Circuit | 3 | 21 | 2021-03-21 | 1290857 | Sus | N | Animal¦Squirrel¦Fuse¦FailedFaulted
21-0039620 | Equipment Failure/Involved | Fire, pole | Conductor, Overhead | Burned/flashed | 2021 | Tier 3 - Extreme | Distribution Circuit | 3 | 23 | 2021-03-23 | 1292740 | Sus | N | EquipmentFailureInvolved¦Firepole¦ConductorOverhead¦Burnedflashed
21-0043027 | Equipment Failure/Involved | Overhead | Insulator | Burned/flashed | 2021 | Tier 3 - Extreme | Distribution Circuit | 3 | 31 | 2021-03-31 | 1303937 | Sus | N | EquipmentFailureInvolved¦Overhead¦Insulator¦Burnedflashed
21-0047551 | Equipment Failure/Involved | Overhead |  | Failed/Faulted | 2021 | Tier 2 - Elevated | Transformer only | 4 | 12 | 2021-04-12 | 1313351 | Sus | N | EquipmentFailureInvolved¦Overhead¦¦FailedFaulted
21-0056978 | Equipment Failure/Involved | Overhead | Transformer | Failed/Faulted | 2021 | Tier 2 - Elevated | Transformer only | 5 | 4 | 2021-05-04 | 1341036 | Sus | Y | EquipmentFailureInvolved¦Overhead¦Transformer¦FailedFaulted
21-0064118 | Unknown Cause | Patrol - found nothing |  |  | 2021 | Tier 2 - Elevated | Distribution Circuit | 5 | 20 | 2021-05-20 | 1354925 | Sus | Y | UnknownCause¦Patrolfoundnothing¦¦
21-0064618 | Equipment Failure/Involved | Overhead | Transformer (OH) | Failed/Faulted | 2021 | Tier 2 - Elevated | Transformer only | 5 | 21 | 2021-05-21 | 1355978 | Sus | Y | EquipmentFailureInvolved¦Overhead¦Transformer(OH)¦FailedFaulted
21-0065969 | Equipment Failure/Involved | Overhead | Transformer (OH) | Failed/Faulted | 2021 | Tier 2 - Elevated | Transformer only | 5 | 25 | 2021-05-25 | 1358582 | Sus | Y | EquipmentFailureInvolved¦Overhead¦Transformer(OH)¦FailedFaulted
21-0067772 | 3rd Party | Vehicle | Pole-Wood | Broken | 2021 | Tier 3 - Extreme | Distribution Circuit | 5 | 29 | 2021-05-29 | 1361426 | Sus | Y | 3rdParty¦Vehicle¦PoleWood¦Broken
21-0077559 | Equipment Failure/Involved | Overhead | Transformer (OH) | Failed/Faulted | 2021 | Tier 2 - Elevated | Distribution Circuit | 6 | 22 | 2021-06-22 | 1382194 | Sus | Y | EquipmentFailureInvolved¦Overhead¦Transformer(OH)¦FailedFaulted
21-0079716 | Unknown Cause | Patrol - found nothing |  |  | 2021 | Tier 3 - Extreme | Distribution Circuit | 6 | 25 | 2021-06-25 | 1384570 | Sus | Y | UnknownCause¦Patrolfoundnothing¦¦
21-0089790 | 3rd Party | Vehicle | Pole-Wood | Broken | 2021 | Tier 2 - Elevated | Distribution Circuit | 7 | 14 | 2021-07-14 | 1404901 | Sus | Y | 3rdParty¦Vehicle¦PoleWood¦Broken
21-0091407 | Vegetation | Tree - grew into line | Conductor, Overhead | Normal | 2021 | Tier 2 - Elevated | Distribution Circuit | 7 | 18 | 2021-07-18 | 1407428 | Sus | Y | Vegetation¦Treegrewintoline¦ConductorOverhead¦Normal
21-0091562 | Company Initiated | Construction Activity/equip, company | Transformer | Leaking | 2021 | Tier 3 - Extreme | Transformer only | 7 | 19 | 2021-07-19 | 1407738 | Sus | Y | CompanyInitiated¦ConstructionActivityequipcompany¦Transformer¦Leaking
21-0098095 | Vegetation | Tree - fell into line | Conductor, Overhead | Normal | 2021 | Tier 2 - Elevated | Distribution Circuit | 7 | 31 | 2021-07-31 | 1427120 | Sus | Y | Vegetation¦Treefellintoline¦ConductorOverhead¦Normal
21-0098366 | Equipment Failure/Involved | Overhead | Cutout, fuse holder | Broken | 2021 | Tier 2 - Elevated | Transformer only | 8 | 2 | 2021-08-02 | 1428694 | Sus | Y | EquipmentFailureInvolved¦Overhead¦Cutoutfuseholder¦Broken
21-0099707 | Unknown Cause | Patrol - found nothing |  |  | 2021 | Tier 2 - Elevated | Transformer only | 8 | 4 | 2021-08-04 | 1433660 | Sus | Y | UnknownCause¦Patrolfoundnothing¦¦
21-0102511 | 3rd Party | Vehicle | Transformer (OH) | Failed/Faulted | 2021 | Tier 2 - Elevated | Transformer only | 8 | 10 | 2021-08-10 | 1439132 | Sus | Y | 3rdParty¦Vehicle¦Transformer(OH)¦FailedFaulted
21-0102778 | 3rd Party | Vehicle | Conductor, Overhead | Normal | 2021 | Tier 3 - Extreme | Distribution Circuit | 8 | 10 | 2021-08-10 | 1439544 | Sus | Y | 3rdParty¦Vehicle¦ConductorOverhead¦Normal
21-0105789 | Wildfire Mitigation | Public Safety Power Shut-off | Conductor, Overhead | Normal | 2021 | Tier 2 - Elevated | Distribution Circuit | 8 | 17 | 2021-08-17 | 1445673 | Sus | Y | WildfireMitigation¦PublicSafetyPowerShutoff¦ConductorOverhead¦Normal
21-0116350 | Equipment Failure/Involved | Underground | Transformer (UG) | Failed/Faulted | 2021 | Tier 2 - Elevated | Distribution Circuit | 9 | 11 | 2021-09-11 | 1468705 | Sus | Y | EquipmentFailureInvolved¦Underground¦Transformer(UG)¦FailedFaulted
21-0119580 | Equipment Failure/Involved | Overhead |  | Broken | 2021 | Tier 2 - Elevated | Transformer only | 9 | 19 | 2021-09-19 | 1475597 | Sus | Y | EquipmentFailureInvolved¦Overhead¦¦Broken
21-0121919 | Animal | Squirrel | Fuse | Failed/Faulted | 2021 | Tier 3 - Extreme | Distribution Circuit | 9 | 24 | 2021-09-24 | 1479431 | Sus | Y | Animal¦Squirrel¦Fuse¦FailedFaulted
21-0129333 | Vegetation | Tree - fell into line | Conductor, Overhead | Broken, wire on ground | 2021 | Tier 2 - Elevated | Distribution Circuit | 10 | 11 | 2021-10-11 | 1494925 | Sus | Y | Vegetation¦Treefellintoline¦ConductorOverhead¦Brokenwireonground
21-0131784 | Unknown Cause | Patrol - found nothing |  |  | 2021 | Tier 3 - Extreme | Transformer only | 10 | 15 | 2021-10-15 | 1498448 | Sus | Y | UnknownCause¦Patrolfoundnothing¦¦
21-0134337 | Environmental/External | Water | Crossarm, Wood | Burned/flashed | 2021 | Tier 2 - Elevated | Distribution Circuit | 10 | 21 | 2021-10-21 | 1504176 | Sus | Y | EnvironmentalExternal¦Water¦CrossarmWood¦Burnedflashed
21-0134991 | Equipment Failure/Involved | Overhead | Connector or Splice (OH) | Broken, wire on ground | 2021 | Tier 2 - Elevated | Distribution Circuit | 10 | 22 | 2021-10-22 | 1505399 | Sus | Y | EquipmentFailureInvolved¦Overhead¦ConnectororSplice(OH)¦Brokenwireonground
21-0138120 | Equipment Failure/Involved | Overhead | Secondary | Broken | 2021 | Tier 2 - Elevated | Transformer only | 10 | 26 | 2021-10-26 | 1521495 | Sus | Y | EquipmentFailureInvolved¦Overhead¦Secondary¦Broken
21-0139508 | Equipment Failure/Involved | Underground | Conductor, Underground | Broken | 2021 | Tier 2 - Elevated | Transformer only | 10 | 28 | 2021-10-28 | 1524368 | Sus | Y | EquipmentFailureInvolved¦Underground¦ConductorUnderground¦Broken
21-0140187 | Unknown Cause | Patrol - found nothing |  |  | 2021 | Tier 2 - Elevated | Distribution Circuit | 10 | 30 | 2021-10-30 | 1525862 | Sus | Y | UnknownCause¦Patrolfoundnothing¦¦
21-0142005 | Equipment Failure/Involved | Overhead | Insulator | Broken, wire on ground | 2021 | Tier 2 - Elevated | Distribution Circuit | 11 | 3 | 2021-11-03 | 1534221 | Sus | Y | EquipmentFailureInvolved¦Overhead¦Insulator¦Brokenwireonground
21-0153224 | Vegetation | Tree - fell into line | Conductor, Overhead | Broken, wire on ground | 2021 | Tier 3 - Extreme | Distribution Circuit | 11 | 30 | 2021-11-30 | 1556686 | Sus | Y | Vegetation¦Treefellintoline¦ConductorOverhead¦Brokenwireonground
21-0157167 | Vegetation | Tree - branch fell on line | Conductor, Overhead | Normal | 2021 | Tier 3 - Extreme | Distribution Circuit | 12 | 13 | 2021-12-13 | 1566485 | Sus | N | Vegetation¦Treebranchfellonline¦ConductorOverhead¦Normal
21-0157923 | Vegetation | Tree - branch fell on line | Conductor, Overhead | Together | 2021 | Tier 3 - Extreme | Distribution Circuit | 12 | 14 | 2021-12-14 | 1570112 | Sus | N | Vegetation¦Treebranchfellonline¦ConductorOverhead¦Together
21-0157986 | Unknown Cause | Patrol - found nothing |  |  | 2021 | Tier 2 - Elevated | Distribution Circuit | 12 | 14 | 2021-12-14 | 1569491 | Sus | N | UnknownCause¦Patrolfoundnothing¦¦
21-0161251 | Vegetation | Tree - fell into line | Conductor, Overhead | Normal | 2021 | Tier 3 - Extreme | Distribution Circuit | 12 | 27 | 2021-12-27 | 1584437 | Sus | N | Vegetation¦Treefellintoline¦ConductorOverhead¦Normal
21-0161737 | Vegetation | Tree - fell into line | Conductor, Overhead | Normal | 2021 | Tier 3 - Extreme | Distribution Circuit | 12 | 30 | 2021-12-30 | 1589410 | Sus | N | Vegetation¦Treefellintoline¦ConductorOverhead¦Normal
21-0161850 | Vegetation | Tree - fell into line | Conductor, Overhead | Broken, wire on ground | 2021 | Tier 2 - Elevated | Distribution Circuit | 12 | 27 | 2021-12-27 | 1589967 | Sus | N | Vegetation¦Treefellintoline¦ConductorOverhead¦Brokenwireonground
22-0005221 | Vegetation | Tree - fell into line | Transformer (OH) | Broken | 2022 | Tier 2 - Elevated | Transformer only | 1 | 2 | 2022-01-02 | 1592475 | Sus | N | Vegetation¦Treefellintoline¦Transformer(OH)¦Broken
22-0005840 | Vegetation | Tree - branch fell on line | Conductor, Overhead | Normal | 2021 | Tier 2 - Elevated | Distribution Circuit | 12 | 27 | 2021-12-27 | 1594202 | Sus | N | Vegetation¦Treebranchfellonline¦ConductorOverhead¦Normal
22-0006355 | Vegetation | Tree - fell into line | Pole-Wood | Broken, wire on ground | 2021 | Tier 3 - Extreme | Distribution Circuit | 12 | 27 | 2021-12-27 | 1595656 | Sus | N | Vegetation¦Treefellintoline¦PoleWood¦Brokenwireonground
22-0006625 | Equipment Failure/Involved | Overhead | Connector or Splice (OH) | Arcing | 2022 | Tier 2 - Elevated | Transformer only | 1 | 5 | 2022-01-05 | 1596146 | Sus | N | EquipmentFailureInvolved¦Overhead¦ConnectororSplice(OH)¦Arcing
22-0012639 | Vegetation | Tree - fell into line | Conductor, Overhead | Broken, wire on ground | 2022 | Tier 3 - Extreme | Distribution Circuit | 1 | 21 | 2022-01-21 | 1607541 | Sus | N | Vegetation¦Treefellintoline¦ConductorOverhead¦Brokenwireonground
22-0020520 | Unknown Cause | Patrol - found nothing |  |  | 2022 | Tier 2 - Elevated | Distribution Circuit | 2 | 9 | 2022-02-09 | 1624340 | Sus | N | UnknownCause¦Patrolfoundnothing¦¦
22-0029522 | Equipment Failure/Involved | Overhead | Transformer (OH) | Broken | 2022 | Tier 3 - Extreme | Transformer only | 3 | 3 | 2022-03-03 | 1641485 | Sus | N | EquipmentFailureInvolved¦Overhead¦Transformer(OH)¦Broken
22-0039062 | Equipment Failure/Involved | Overhead | Transformer (OH) | Broken | 2022 | Tier 3 - Extreme | Distribution Circuit | 3 | 27 | 2022-03-27 | 1656960 | Sus | N | EquipmentFailureInvolved¦Overhead¦Transformer(OH)¦Broken
22-0041588 | Equipment Failure/Involved | Overhead | Transformer (OH) | Broken | 2022 | Tier 3 - Extreme | Transformer only | 4 | 1 | 2022-04-01 | 1660857 | Sus | N | EquipmentFailureInvolved¦Overhead¦Transformer(OH)¦Broken
22-0048758 | Equipment Failure/Involved | Overhead | Transformer (OH) | Failed/Faulted | 2022 | Tier 2 - Elevated | Transformer only | 4 | 14 | 2022-04-14 | 1672896 | Sus | N | EquipmentFailureInvolved¦Overhead¦Transformer(OH)¦FailedFaulted
22-0056473 | Unknown Cause | Patrol - found nothing |  |  | 2022 | Tier 3 - Extreme | Distribution Circuit | 4 | 30 | 2022-04-30 | 1685327 | Sus | N | UnknownCause¦Patrolfoundnothing¦¦
22-0059997 | Animal | Bird found | Conductor, Overhead | Normal | 2022 | Tier 3 - Extreme | Distribution Circuit | 5 | 10 | 2022-05-10 | 1692520 | Sus | Y | Animal¦Birdfound¦ConductorOverhead¦Normal
22-0064257 | Equipment Failure/Involved | Overhead | Conductor, Overhead | Together | 2022 | Tier 3 - Extreme | Distribution Circuit | 5 | 19 | 2022-05-19 | 1705024 | Sus | Y | EquipmentFailureInvolved¦Overhead¦ConductorOverhead¦Together
22-0064824 | Unknown Cause | Patrol - found nothing |  |  | 2022 | Tier 3 - Extreme | Distribution Circuit | 5 | 21 | 2022-05-21 | 1706841 | Sus | Y | UnknownCause¦Patrolfoundnothing¦¦
22-0071282 | Unknown Cause | Patrol - found nothing |  |  | 2022 | Tier 2 - Elevated | Distribution Circuit | 6 | 7 | 2022-06-07 | 1721838 | Sus | Y | UnknownCause¦Patrolfoundnothing¦¦
22-0073199 | Vegetation | Tree - fell into line | Conductor, Overhead | Broken, wire on ground | 2022 | Tier 3 - Extreme | Distribution Circuit | 6 | 11 | 2022-06-11 | 1728344 | Sus | Y | Vegetation¦Treefellintoline¦ConductorOverhead¦Brokenwireonground
22-0078339 | Equipment Failure/Involved | Overhead | Pole-Wood | Broken | 2022 | Tier 3 - Extreme | Distribution Circuit | 6 | 24 | 2022-06-24 | 1741500 | Sus | Y | EquipmentFailureInvolved¦Overhead¦PoleWood¦Broken
22-0082952 | Animal | Other | Recloser | Normal | 2022 | Tier 2 - Elevated | Distribution Circuit | 7 | 7 | 2022-07-07 | 1750997 | Sus | Y | Animal¦Other¦Recloser¦Normal
22-0086204 | 3rd Party | Tree - cutting, 3rd party | Transformer (OH) | Broken | 2022 | Tier 2 - Elevated | Distribution Circuit | 7 | 16 | 2022-07-16 | 1758092 | Sus | Y | 3rdParty¦Treecutting3rdparty¦Transformer(OH)¦Broken
22-0087318 | 3rd Party | Metallic Balloon | Conductor, Overhead | Normal | 2022 | Tier 2 - Elevated | Distribution Circuit | 7 | 19 | 2022-07-19 | 1760603 | Sus | Y | 3rdParty¦MetallicBalloon¦ConductorOverhead¦Normal
22-0103444 | Company Initiated | Other Circuits | Conductor, Overhead | Deteriorated | 2022 | Tier 2 - Elevated | Transmission line | 8 | 30 | 2022-08-30 | 1794833 | Sus | Y | CompanyInitiated¦OtherCircuits¦ConductorOverhead¦Deteriorated
22-0106771 | Vegetation | Tree - grew into line | Conductor, Overhead | Normal | 2022 | Tier 2 - Elevated | Transformer only | 9 | 6 | 2022-09-06 | 1802466 | Sus | Y | Vegetation¦Treegrewintoline¦ConductorOverhead¦Normal
22-0107668 | Equipment Failure/Involved | Overhead | Secondary | Burned Open | 2022 | Tier 2 - Elevated | Transformer only | 9 | 7 | 2022-09-07 | 1805025 | Sus | Y | EquipmentFailureInvolved¦Overhead¦Secondary¦BurnedOpen
22-0114104 | Unknown Cause | Patrol - found nothing |  |  | 2022 | Tier 2 - Elevated | Distribution Circuit | 9 | 23 | 2022-09-23 | 1819806 | Sus | Y | UnknownCause¦Patrolfoundnothing¦¦
22-0116924 | Equipment Failure/Involved | Overhead | Fuse | Broken | 2022 | Tier 2 - Elevated | Transformer only | 10 | 1 | 2022-10-01 | 1825570 | Sus | Y | EquipmentFailureInvolved¦Overhead¦Fuse¦Broken
22-0117437 | Unknown Cause | Patrol - found nothing |  |  | 2022 | Tier 2 - Elevated | Distribution Circuit | 10 | 3 | 2022-10-03 | 1827274 | Sus | Y | UnknownCause¦Patrolfoundnothing¦¦
22-0120879 | Equipment Failure/Involved | Overhead | Transformer (OH) | Leaking | 2022 | Tier 3 - Extreme | Transformer only | 10 | 12 | 2022-10-12 | 1836095 | Sus | Y | EquipmentFailureInvolved¦Overhead¦Transformer(OH)¦Leaking
22-0121827 | Unknown Cause | Patrol - found nothing |  |  | 2022 | Tier 2 - Elevated | Distribution Circuit | 10 | 15 | 2022-10-15 | 1838133 | Sus | Y | UnknownCause¦Patrolfoundnothing¦¦
22-0124276 | Equipment Failure/Involved | Underground | Transformer (UG) | Normal | 2022 | Tier 2 - Elevated | Distribution Circuit | 10 | 24 | 2022-10-24 | 1844297 | Sus | Y | EquipmentFailureInvolved¦Underground¦Transformer(UG)¦Normal
22-0128858 | Vegetation | Tree - fell into line | Conductor, Overhead | Broken, wire on ground | 2022 | Tier 3 - Extreme | Distribution Circuit | 11 | 8 | 2022-11-08 | 1856833 | Sus | Y | Vegetation¦Treefellintoline¦ConductorOverhead¦Brokenwireonground
22-0130213 | Unknown Cause | Patrol - not conducted |  |  | 2022 | Tier 3 - Extreme | Transformer only | 11 | 10 | 2022-11-10 | 1860334 | Sus | Y | UnknownCause¦Patrolnotconducted¦¦
22-0130607 | Unknown Cause | Patrol - found nothing |  |  | 2022 | Tier 2 - Elevated | Distribution Circuit | 11 | 12 | 2022-11-12 | 1861440 | Sus | Y | UnknownCause¦Patrolfoundnothing¦¦
22-0131099 | Unknown Cause | Patrol - found nothing |  |  | 2022 | Tier 3 - Extreme | Distribution Circuit | 11 | 15 | 2022-11-15 | 1862783 | Sus | Y | UnknownCause¦Patrolfoundnothing¦¦
22-0131758 | Unknown Cause | Patrol - found nothing |  |  | 2022 | Tier 2 - Elevated | Transformer only | 11 | 15 | 2022-11-15 | 1862948 | Sus | Y | UnknownCause¦Patrolfoundnothing¦¦
22-0138228 | Equipment Failure/Involved | Overhead | Conductor, Overhead | Broken, wire on ground | 2022 | Tier 2 - Elevated | Distribution Circuit | 12 | 10 | 2022-12-10 | 1881352 | Sus | N | EquipmentFailureInvolved¦Overhead¦ConductorOverhead¦Brokenwireonground
22-0138259 | Vegetation | Tree - branch fell on line | Conductor, Overhead | Normal | 2022 | Tier 3 - Extreme | Distribution Circuit | 12 | 10 | 2022-12-10 | 1881599 | Sus | N | Vegetation¦Treebranchfellonline¦ConductorOverhead¦Normal
22-0140675 | Unknown Cause | Patrol - found nothing |  |  | 2022 | Tier 3 - Extreme | Distribution Circuit | 12 | 19 | 2022-12-19 | 1893017 | Sus | N | UnknownCause¦Patrolfoundnothing¦¦
22-0141423 | Vegetation | Tree - fell into line | Conductor, Overhead | Broken, wire on ground | 2022 | Tier 2 - Elevated | Distribution Circuit | 12 | 27 | 2022-12-27 | 1897767 | Sus | N | Vegetation¦Treefellintoline¦ConductorOverhead¦Brokenwireonground
22-0142335 | Vegetation | Tree - fell into line | Conductor, Overhead | Normal | 2022 | Tier 3 - Extreme | Distribution Circuit | 12 | 30 | 2022-12-30 | 1902625 | Sus | N | Vegetation¦Treefellintoline¦ConductorOverhead¦Normal
22-0142489 | Vegetation | Tree - fell into line | Conductor, Overhead | Broken, wire on ground | 2022 | Tier 3 - Extreme | Distribution Circuit | 12 | 31 | 2022-12-31 | 1903038 | Sus | N | Vegetation¦Treefellintoline¦ConductorOverhead¦Brokenwireonground
22-0142771 | Vegetation | Tree - fell into line | Conductor, Overhead | Broken, wire on ground | 2022 | Tier 3 - Extreme | Distribution Circuit | 12 | 31 | 2022-12-31 | 1905749 | Sus | N | Vegetation¦Treefellintoline¦ConductorOverhead¦Brokenwireonground
15-0009848 | Equipment Failure/Involved | Other | Conductor, Overhead | Broken, wire on ground | 2015 | Tier 2 - Elevated | Distribution Circuit | 2 | 6 | 2015-02-06 | 1173433 | Sus | N | EquipmentFailureInvolved¦Other¦ConductorOverhead¦Brokenwireonground
15-0011456 | Unknown Cause | Patrol - found nothing |  | Failed/Faulted | 2015 | Tier 2 - Elevated | Distribution Circuit | 2 | 8 | 2015-02-08 | 1182058 | Sus | N | UnknownCause¦Patrolfoundnothing¦¦FailedFaulted
15-0012524 | Vegetation | Tree - fell into line | Conductor, Overhead | Broken, wire on ground | 2015 | Tier 2 - Elevated | Distribution Circuit | 2 | 10 | 2015-02-10 | 1187855 | Sus | N | Vegetation¦Treefellintoline¦ConductorOverhead¦Brokenwireonground
15-0012647 | Equipment Failure/Involved | Other | Pole-Wood | Broken | 2015 | Tier 2 - Elevated | Distribution Circuit | 2 | 11 | 2015-02-11 | 1188311 | Sus | N | EquipmentFailureInvolved¦Other¦PoleWood¦Broken
15-0016305 | Equipment Failure/Involved | Other | Transformer | Failed/Faulted | 2015 | Tier 3 - Extreme | Transformer only | 2 | 27 | 2015-02-27 | 1196987 | Sus | N | EquipmentFailureInvolved¦Other¦Transformer¦FailedFaulted
15-0017927 | Equipment Failure/Involved | Other | Transformer | Malfunctioning | 2015 | Tier 2 - Elevated | Transformer only | 3 | 6 | 2015-03-06 | 1200253 | Sus | N | EquipmentFailureInvolved¦Other¦Transformer¦Malfunctioning
15-0019312 | Vegetation | Tree - fell into line | Conductor, Overhead | Broken, wire on ground | 2015 | Tier 3 - Extreme | Distribution Circuit | 3 | 12 | 2015-03-12 | 1202927 | Sus | N | Vegetation¦Treefellintoline¦ConductorOverhead¦Brokenwireonground
15-0019707 | Equipment Failure/Involved | Other | Connector or Splice (OH) | Broken, wire on ground | 2015 | Tier 2 - Elevated | Distribution Circuit | 3 | 15 | 2015-03-15 | 1203954 | Sus | N | EquipmentFailureInvolved¦Other¦ConnectororSplice(OH)¦Brokenwireonground
15-0031206 | Vegetation | Tree - fell into line | Conductor, Overhead | Broken | 2015 | Tier 3 - Extreme | Distribution Circuit | 5 | 1 | 2015-05-01 | 1228189 | Sus | Y | Vegetation¦Treefellintoline¦ConductorOverhead¦Broken
15-0035205 | 3rd Party | Tree - cutting, 3rd party | Conductor, Overhead | Broken, wire on ground | 2015 | Tier 3 - Extreme | Distribution Circuit | 5 | 19 | 2015-05-19 | 1236892 | Sus | Y | 3rdParty¦Treecutting3rdparty¦ConductorOverhead¦Brokenwireonground
15-0036325 | Equipment Failure/Involved | Underground | Conductor, Underground | Deteriorated | 2015 | Tier 2 - Elevated | Distribution Circuit | 5 | 25 | 2015-05-25 | 1239308 | Sus | Y | EquipmentFailureInvolved¦Underground¦ConductorUnderground¦Deteriorated
15-0038940 | Unknown Cause | Patrol - found nothing |  | Failed/Faulted | 2015 | Tier 2 - Elevated | Distribution Circuit | 6 | 5 | 2015-06-05 | 1244536 | Sus | Y | UnknownCause¦Patrolfoundnothing¦¦FailedFaulted
15-0042241 | Vegetation | Tree - branch fell on line | Conductor, Overhead | Burned/flashed | 2015 | Tier 2 - Elevated | Distribution Circuit | 6 | 20 | 2015-06-20 | 1253586 | Sus | Y | Vegetation¦Treebranchfellonline¦ConductorOverhead¦Burnedflashed
15-0049291 | Environmental/External | Lightning | Pole-Wood | Broken | 2015 | Tier 3 - Extreme | Distribution Circuit | 7 | 20 | 2015-07-20 | 1274104 | Sus | Y | EnvironmentalExternal¦Lightning¦PoleWood¦Broken
15-0051436 | Vegetation | Tree - branch fell on line | Transformer (OH) | Failed/Faulted | 2015 | Tier 3 - Extreme | Transformer only | 7 | 29 | 2015-07-29 | 1279660 | Sus | Y | Vegetation¦Treebranchfellonline¦Transformer(OH)¦FailedFaulted
15-0052009 | Unknown Cause | Patrol - found nothing |  |  | 2015 | Tier 3 - Extreme | Distribution Circuit | 7 | 31 | 2015-07-31 | 1280889 | Sus | Y | UnknownCause¦Patrolfoundnothing¦¦
15-0060899 | Environmental/External | Fire, Forest/Grass | Conductor, Overhead | Normal | 2015 | Tier 2 - Elevated | Distribution Circuit | 9 | 11 | 2015-09-11 | 1304146 | Sus | Y | EnvironmentalExternal¦FireForestGrass¦ConductorOverhead¦Normal
15-0061765 | Equipment Failure/Involved | Overhead | Crossarm, Wood | Broken | 2015 | Tier 3 - Extreme | Distribution Circuit | 9 | 16 | 2015-09-16 | 1307024 | Sus | Y | EquipmentFailureInvolved¦Overhead¦CrossarmWood¦Broken
15-0062316 | Environmental/External | Fire, Forest/Grass | Pole-Wood | Burned/flashed | 2015 | Tier 2 - Elevated | Distribution Circuit | 9 | 10 | 2015-09-10 | 1308733 | Sus | Y | EnvironmentalExternal¦FireForestGrass¦PoleWood¦Burnedflashed
15-0062374 | Equipment Failure/Involved | Overhead | Transformer (OH) | Burned/flashed | 2015 | Tier 2 - Elevated | Distribution Circuit | 9 | 11 | 2015-09-11 | 1308892 | Sus | Y | EquipmentFailureInvolved¦Overhead¦Transformer(OH)¦Burnedflashed
15-0062437 | Environmental/External | Fire, Forest/Grass | Pole-Wood | Burned/flashed | 2015 | Tier 2 - Elevated | Distribution Circuit | 9 | 10 | 2015-09-10 | 1309158 | Sus | Y | EnvironmentalExternal¦FireForestGrass¦PoleWood¦Burnedflashed
15-0063075 | Animal | Bird found | Transformer | Failed/Faulted | 2015 | Tier 2 - Elevated | Transformer only | 9 | 24 | 2015-09-24 | 1311175 | Sus | Y | Animal¦Birdfound¦Transformer¦FailedFaulted
15-0071252 | Environmental/External | Lightning | Transformer (OH) | Failed/Faulted | 2015 | Tier 2 - Elevated | Distribution Circuit | 10 | 17 | 2015-10-17 | 1323883 | Sus | Y | EnvironmentalExternal¦Lightning¦Transformer(OH)¦FailedFaulted
15-0076867 | Unknown Cause | Patrol - found nothing |  |  | 2015 | Tier 3 - Extreme | Distribution Circuit | 11 | 9 | 2015-11-09 | 1338243 | Sus | Y | UnknownCause¦Patrolfoundnothing¦¦
15-0077269 | Vegetation | Tree - branch fell on line | Conductor, Overhead | Normal | 2015 | Tier 2 - Elevated | Distribution Circuit | 11 | 11 | 2015-11-11 | 1339679 | Sus | Y | Vegetation¦Treebranchfellonline¦ConductorOverhead¦Normal
15-0078575 | Equipment Failure/Involved | Overhead | Transformer | Failed/Faulted | 2015 | Tier 3 - Extreme | Transformer only | 11 | 17 | 2015-11-17 | 1343850 | Sus | Y | EquipmentFailureInvolved¦Overhead¦Transformer¦FailedFaulted
15-0083167 | Equipment Failure/Involved | Overhead | Transformer (OH) | Failed/Faulted | 2015 | Tier 3 - Extreme | Transformer only | 12 | 7 | 2015-12-07 | 1354917 | Sus | N | EquipmentFailureInvolved¦Overhead¦Transformer(OH)¦FailedFaulted
15-0084881 | Vegetation | Tree - fell into line | Conductor, Overhead | Broken, wire on ground | 2015 | Tier 3 - Extreme | Distribution Circuit | 12 | 13 | 2015-12-13 | 1361605 | Sus | N | Vegetation¦Treefellintoline¦ConductorOverhead¦Brokenwireonground
15-0086686 | Vegetation | Tree - bark fell into line | Conductor, Overhead | Normal | 2015 | Tier 2 - Elevated | Distribution Circuit | 12 | 22 | 2015-12-22 | 1368609 | Sus | N | Vegetation¦Treebarkfellintoline¦ConductorOverhead¦Normal
15-0087049 | Unknown Cause | Patrol - not conducted |  |  | 2015 | Tier 2 - Elevated | Transmission line | 12 | 24 | 2015-12-24 | 1370686 | Sus | N | UnknownCause¦Patrolnotconducted¦¦
16-0003374 | Equipment Failure/Involved | Overhead | Transformer | Failed/Faulted | 2016 | Tier 3 - Extreme | Distribution Circuit | 1 | 6 | 2016-01-06 | 1378062 | Sus | N | EquipmentFailureInvolved¦Overhead¦Transformer¦FailedFaulted
16-0004943 | Vegetation | Tree - fell into line | Conductor, Overhead | Broken, wire on ground | 2016 | Tier 2 - Elevated | Distribution Circuit | 1 | 13 | 2016-01-13 | 1382461 | Sus | N | Vegetation¦Treefellintoline¦ConductorOverhead¦Brokenwireonground
16-0012498 | Equipment Failure/Involved | Overhead | Fuse | Failed/Faulted | 2016 | Tier 3 - Extreme | Distribution Circuit | 2 | 13 | 2016-02-13 | 1402966 | Sus | N | EquipmentFailureInvolved¦Overhead¦Fuse¦FailedFaulted
16-0012554 | Unknown Cause | Patrol - not conducted |  |  | 2016 | Tier 3 - Extreme | Distribution Circuit | 2 | 14 | 2016-02-14 | 1403160 | Sus | N | UnknownCause¦Patrolnotconducted¦¦
16-0017641 | Unknown Cause | Patrol - not conducted |  |  | 2016 | Tier 3 - Extreme | Distribution Circuit | 3 | 5 | 2016-03-05 | 1417751 | Sus | N | UnknownCause¦Patrolnotconducted¦¦
16-0020068 | Vegetation | Tree - fell into line | Conductor, Overhead | Burned/flashed | 2016 | Tier 2 - Elevated | Distribution Circuit | 3 | 10 | 2016-03-10 | 1426757 | Sus | N | Vegetation¦Treefellintoline¦ConductorOverhead¦Burnedflashed
16-0022627 | Equipment Failure/Involved | Overhead | Transformer (OH) | Broken | 2016 | Tier 3 - Extreme | Transformer only | 3 | 19 | 2016-03-19 | 1434098 | Sus | N | EquipmentFailureInvolved¦Overhead¦Transformer(OH)¦Broken
16-0029427 | Equipment Failure/Involved | Overhead | Transformer |  | 2016 | Tier 2 - Elevated | Transformer only | 4 | 18 | 2016-04-18 | 1453005 | Sus | N | EquipmentFailureInvolved¦Overhead¦Transformer¦
16-0034664 | Equipment Failure/Involved | Overhead |  | Broken | 2016 | Tier 2 - Elevated | Transformer only | 5 | 7 | 2016-05-07 | 1466450 | Sus | Y | EquipmentFailureInvolved¦Overhead¦¦Broken
16-0036066 | Vegetation | Tree - branch fell on line | Conductor, Overhead | Normal | 2016 | Tier 3 - Extreme | Distribution Circuit | 5 | 14 | 2016-05-14 | 1469803 | Sus | Y | Vegetation¦Treebranchfellonline¦ConductorOverhead¦Normal
16-0036679 | Unknown Cause | Patrol - found nothing |  |  | 2016 | Tier 3 - Extreme | Distribution Circuit | 5 | 18 | 2016-05-18 | 1471751 | Sus | Y | UnknownCause¦Patrolfoundnothing¦¦
16-0037553 | Animal | Bird found | Conductor, Overhead | Broken, wire on ground | 2016 | Tier 2 - Elevated | Distribution Circuit | 5 | 21 | 2016-05-21 | 1474144 | Sus | Y | Animal¦Birdfound¦ConductorOverhead¦Brokenwireonground
16-0039541 | Vegetation | Tree - fell into line | Conductor, Overhead | Together | 2016 | Tier 2 - Elevated | Distribution Circuit | 5 | 28 | 2016-05-28 | 1478657 | Sus | Y | Vegetation¦Treefellintoline¦ConductorOverhead¦Together
16-0041656 | Equipment Failure/Involved | Overhead | Transformer (OH) | Broken | 2016 | Tier 3 - Extreme | Transformer only | 6 | 7 | 2016-06-07 | 1484559 | Sus | Y | EquipmentFailureInvolved¦Overhead¦Transformer(OH)¦Broken
16-0058368 | Environmental/External | Fire, Forest/Grass | Transformer (OH) | Burned/flashed | 2016 | Tier 2 - Elevated | Transformer only | 8 | 18 | 2016-08-18 | 1528664 | Sus | Y | EnvironmentalExternal¦FireForestGrass¦Transformer(OH)¦Burnedflashed
16-0072262 | Vegetation | Tree - fell into line | Conductor, Overhead | Broken, wire on ground | 2016 | Tier 3 - Extreme | Distribution Circuit | 10 | 14 | 2016-10-14 | 1559890 | Sus | Y | Vegetation¦Treefellintoline¦ConductorOverhead¦Brokenwireonground
16-0072716 | Vegetation | Tree - branch fell on line | Conductor, Overhead | Normal | 2016 | Tier 2 - Elevated | Distribution Circuit | 10 | 15 | 2016-10-15 | 1561750 | Sus | Y | Vegetation¦Treebranchfellonline¦ConductorOverhead¦Normal
16-0072756 | Equipment Failure/Involved | Overhead | Transformer (OH) | Failed/Faulted | 2016 | Tier 2 - Elevated | Distribution Circuit | 10 | 16 | 2016-10-16 | 1562165 | Sus | Y | EquipmentFailureInvolved¦Overhead¦Transformer(OH)¦FailedFaulted
16-0072975 | Unknown Cause | Patrol - found nothing |  |  | 2016 | Tier 3 - Extreme | Distribution Circuit | 10 | 16 | 2016-10-16 | 1563479 | Sus | Y | UnknownCause¦Patrolfoundnothing¦¦
16-0074093 | Vegetation | Tree - fell into line | Conductor, Overhead | Broken, wire on ground | 2016 | Tier 2 - Elevated | Distribution Circuit | 10 | 19 | 2016-10-19 | 1566177 | Sus | Y | Vegetation¦Treefellintoline¦ConductorOverhead¦Brokenwireonground
16-0083055 | Vegetation | Tree - fell into line | Pole-Wood | Broken, wire on ground | 2016 | Tier 3 - Extreme | Distribution Circuit | 11 | 30 | 2016-11-30 | 1591675 | Sus | Y | Vegetation¦Treefellintoline¦PoleWood¦Brokenwireonground
16-0084479 | Vegetation | Tree - branch fell on line | Conductor, Overhead | Broken, wire on ground | 2016 | Tier 2 - Elevated | Distribution Circuit | 12 | 8 | 2016-12-08 | 1596646 | Sus | N | Vegetation¦Treebranchfellonline¦ConductorOverhead¦Brokenwireonground
16-0084699 | Vegetation | Tree - fell into line | Conductor, Overhead | Broken, wire on ground | 2016 | Tier 3 - Extreme | Distribution Circuit | 12 | 8 | 2016-12-08 | 1597406 | Sus | N | Vegetation¦Treefellintoline¦ConductorOverhead¦Brokenwireonground
16-0085761 | Vegetation | Tree - fell into line | Pole-Wood | Broken, wire on ground | 2016 | Tier 3 - Extreme | Distribution Circuit | 12 | 15 | 2016-12-15 | 1602882 | Sus | N | Vegetation¦Treefellintoline¦PoleWood¦Brokenwireonground
17-0004090 | Equipment Failure/Involved | Overhead | Conductor, Overhead | Burned/flashed | 2017 | Tier 2 - Elevated | Distribution Circuit | 1 | 5 | 2017-01-05 | 1619717 | Sus | N | EquipmentFailureInvolved¦Overhead¦ConductorOverhead¦Burnedflashed
17-0004670 | Vegetation | Tree - fell into line | Fuse | Failed/Faulted | 2017 | Tier 2 - Elevated | Distribution Circuit | 1 | 7 | 2017-01-07 | 1621161 | Sus | N | Vegetation¦Treefellintoline¦Fuse¦FailedFaulted
17-0004692 | Unknown Cause | Patrol - found nothing |  |  | 2017 | Tier 2 - Elevated | Distribution Circuit | 1 | 7 | 2017-01-07 | 1621755 | Sus | N | UnknownCause¦Patrolfoundnothing¦¦
17-0005092 | Vegetation | Tree - branch fell on line | Conductor, Overhead | Broken, wire on ground | 2017 | Tier 2 - Elevated | Distribution Circuit | 1 | 8 | 2017-01-08 | 1622556 | Sus | N | Vegetation¦Treebranchfellonline¦ConductorOverhead¦Brokenwireonground
17-0005233 | Environmental/External | Lightning | Transformer | Failed/Faulted | 2017 | Tier 2 - Elevated | Transformer only | 1 | 8 | 2017-01-08 | 1625028 | Sus | N | EnvironmentalExternal¦Lightning¦Transformer¦FailedFaulted
17-0005236 | Equipment Failure/Involved | Overhead | Conductor, Overhead | Broken, wire on ground | 2017 | Tier 2 - Elevated | Distribution Circuit | 1 | 8 | 2017-01-08 | 1623842 | Sus | N | EquipmentFailureInvolved¦Overhead¦ConductorOverhead¦Brokenwireonground
17-0006072 | Vegetation | Tree - fell into line | Conductor, Overhead | Together | 2017 | Tier 3 - Extreme | Distribution Circuit | 1 | 8 | 2017-01-08 | 1623366 | Sus | N | Vegetation¦Treefellintoline¦ConductorOverhead¦Together
17-0006260 | Equipment Failure/Involved | Overhead | Transformer | Failed/Faulted | 2017 | Tier 3 - Extreme | Transformer only | 1 | 8 | 2017-01-08 | 1628825 | Sus | N | EquipmentFailureInvolved¦Overhead¦Transformer¦FailedFaulted
17-0006300 | Equipment Failure/Involved | Overhead | Conductor, Overhead | Broken | 2017 | Tier 3 - Extreme | Transformer only | 1 | 9 | 2017-01-09 | 1631630 | Sus | N | EquipmentFailureInvolved¦Overhead¦ConductorOverhead¦Broken
17-0006793 | Vegetation | Tree - fell into line | Pole-Wood | Broken | 2017 | Tier 2 - Elevated | Distribution Circuit | 1 | 10 | 2017-01-10 | 1633853 | Sus | N | Vegetation¦Treefellintoline¦PoleWood¦Broken
17-0006912 | Vegetation | Tree - fell into line | Conductor, Overhead | Broken, wire on ground | 2017 | Tier 2 - Elevated | Distribution Circuit | 1 | 10 | 2017-01-10 | 1634447 | Sus | N | Vegetation¦Treefellintoline¦ConductorOverhead¦Brokenwireonground
17-0007359 | Vegetation | Tree - fell into line | Conductor, Overhead | Broken, wire on ground | 2017 | Tier 3 - Extreme | Distribution Circuit | 1 | 11 | 2017-01-11 | 1638504 | Sus | N | Vegetation¦Treefellintoline¦ConductorOverhead¦Brokenwireonground
17-0007849 | Environmental/External | Flood/Erosion | Conductor, Overhead | Normal | 2017 | Tier 3 - Extreme | Distribution Circuit | 1 | 10 | 2017-01-10 | 1637644 | Sus | N | EnvironmentalExternal¦FloodErosion¦ConductorOverhead¦Normal
17-0008632 | Equipment Failure/Involved | Overhead | Transformer | Failed/Faulted | 2017 | Tier 2 - Elevated | Transformer only | 1 | 12 | 2017-01-12 | 1642064 | Sus | N | EquipmentFailureInvolved¦Overhead¦Transformer¦FailedFaulted
17-0008669 | Vegetation | Tree - fell into line | Conductor, Overhead | Broken, wire on ground | 2017 | Tier 2 - Elevated | Distribution Circuit | 1 | 13 | 2017-01-13 | 1642267 | Sus | N | Vegetation¦Treefellintoline¦ConductorOverhead¦Brokenwireonground
17-0009717 | Unknown Cause | Patrol - not conducted |  |  | 2017 | Tier 2 - Elevated | Distribution Circuit | 1 | 18 | 2017-01-18 | 1645652 | Sus | N | UnknownCause¦Patrolnotconducted¦¦
17-0011621 | Unknown Cause | Patrol - found nothing |  |  | 2017 | Tier 2 - Elevated | Distribution Circuit | 1 | 20 | 2017-01-20 | 1652511 | Sus | N | UnknownCause¦Patrolfoundnothing¦¦
17-0011878 | Vegetation | Tree - fell into line | Pole-Wood | Broken, wire on ground | 2017 | Tier 2 - Elevated | Distribution Circuit | 1 | 21 | 2017-01-21 | 1655460 | Sus | N | Vegetation¦Treefellintoline¦PoleWood¦Brokenwireonground
17-0012878 | Equipment Failure/Involved | Overhead | Pole-Wood | Broken | 2017 | Tier 3 - Extreme | Distribution Circuit | 1 | 22 | 2017-01-22 | 1659896 | Sus | N | EquipmentFailureInvolved¦Overhead¦PoleWood¦Broken
17-0013022 | Vegetation | Tree - fell into line | Conductor, Overhead | Broken, wire on ground | 2017 | Tier 2 - Elevated | Distribution Circuit | 1 | 22 | 2017-01-22 | 1660366 | Sus | N | Vegetation¦Treefellintoline¦ConductorOverhead¦Brokenwireonground
17-0013064 | Vegetation | Tree - branch fell on line | Conductor, Overhead | Together | 2017 | Tier 3 - Extreme | Distribution Circuit | 1 | 21 | 2017-01-21 | 1660548 | Sus | N | Vegetation¦Treebranchfellonline¦ConductorOverhead¦Together
17-0018608 | Vegetation | Tree - fell into line | Fuse | Failed/Faulted | 2017 | Tier 2 - Elevated | Distribution Circuit | 2 | 7 | 2017-02-07 | 1680179 | Sus | N | Vegetation¦Treefellintoline¦Fuse¦FailedFaulted
17-0018730 | Unknown Cause | Patrol - not conducted |  |  | 2017 | Tier 3 - Extreme | Distribution Circuit | 2 | 7 | 2017-02-07 | 1680712 | Sus | N | UnknownCause¦Patrolnotconducted¦¦
17-0019340 | Unknown Cause | Patrol - found nothing |  |  | 2017 | Tier 2 - Elevated | Distribution Circuit | 2 | 9 | 2017-02-09 | 1683041 | Sus | N | UnknownCause¦Patrolfoundnothing¦¦
17-0021997 | Vegetation | Tree - fell into line | Conductor, Overhead | Broken, wire on ground | 2017 | Tier 2 - Elevated | Distribution Circuit | 2 | 17 | 2017-02-17 | 1691491 | Sus | N | Vegetation¦Treefellintoline¦ConductorOverhead¦Brokenwireonground
17-0022713 | Vegetation | Tree - fell into line | Conductor, Overhead | Broken, wire on ground | 2017 | Tier 3 - Extreme | Distribution Circuit | 2 | 17 | 2017-02-17 | 1697533 | Sus | N | Vegetation¦Treefellintoline¦ConductorOverhead¦Brokenwireonground
17-0026748 | Vegetation | Tree - fell into line | Conductor, Overhead | Broken, wire on ground | 2017 | Tier 3 - Extreme | Distribution Circuit | 2 | 25 | 2017-02-25 | 1714013 | Sus | N | Vegetation¦Treefellintoline¦ConductorOverhead¦Brokenwireonground
17-0028442 | Vegetation | Tree - branch fell on line | Conductor, Overhead | Normal | 2017 | Tier 2 - Elevated | Distribution Circuit | 3 | 5 | 2017-03-05 | 1719864 | Sus | N | Vegetation¦Treebranchfellonline¦ConductorOverhead¦Normal
17-0030964 | Unknown Cause | Patrol - found nothing |  |  | 2017 | Tier 2 - Elevated | Distribution Circuit | 3 | 15 | 2017-03-15 | 1727579 | Sus | N | UnknownCause¦Patrolfoundnothing¦¦
17-0037423 | Vegetation | Tree - branch fell on line | Fuse | Failed/Faulted | 2017 | Tier 3 - Extreme | Distribution Circuit | 4 | 6 | 2017-04-06 | 1747133 | Sus | N | Vegetation¦Treebranchfellonline¦Fuse¦FailedFaulted
17-0043743 | Unknown Cause | Patrol - not conducted |  |  | 2017 | Tier 3 - Extreme | Distribution Circuit | 4 | 28 | 2017-04-28 | 1769546 | Sus | N | UnknownCause¦Patrolnotconducted¦¦
17-0046239 | Equipment Failure/Involved | Overhead | Jumper | Burned Open | 2017 | Tier 3 - Extreme | Distribution Circuit | 5 | 8 | 2017-05-08 | 1777667 | Sus | Y | EquipmentFailureInvolved¦Overhead¦Jumper¦BurnedOpen
17-0049727 | Vegetation | Tree - fell into line | Service conductor | Broken, wire on object | 2017 | Tier 3 - Extreme | Transformer only | 5 | 22 | 2017-05-22 | 1787792 | Sus | Y | Vegetation¦Treefellintoline¦Serviceconductor¦Brokenwireonobject
17-0052088 | Equipment Failure/Involved | Overhead | Pole-Wood | Broken | 2017 | Tier 3 - Extreme | Distribution Circuit | 6 | 1 | 2017-06-01 | 1794722 | Sus | Y | EquipmentFailureInvolved¦Overhead¦PoleWood¦Broken
17-0053603 | Unknown Cause | Patrol - found nothing |  |  | 2017 | Tier 3 - Extreme | Distribution Circuit | 6 | 8 | 2017-06-08 | 1799371 | Sus | Y | UnknownCause¦Patrolfoundnothing¦¦
17-0060186 | Animal | Squirrel | Conductor, Overhead | Normal | 2017 | Tier 2 - Elevated | Distribution Circuit | 7 | 3 | 2017-07-03 | 1822720 | Sus | Y | Animal¦Squirrel¦ConductorOverhead¦Normal
17-0060351 | Unknown Cause | Patrol - not conducted |  |  | 2017 | Zone 1 - HHZ | Distribution Circuit | 7 | 3 | 2017-07-03 | 1823110 | Sus | Y | UnknownCause¦Patrolnotconducted¦¦
17-0069861 | Vegetation | Tree - fell into line | Conductor, Overhead | Broken, wire on ground | 2017 | Tier 2 - Elevated | Distribution Circuit | 8 | 12 | 2017-08-12 | 1851217 | Sus | Y | Vegetation¦Treefellintoline¦ConductorOverhead¦Brokenwireonground
17-0072848 | Unknown Cause | Patrol - found nothing |  |  | 2017 | Tier 3 - Extreme | Distribution Circuit | 8 | 25 | 2017-08-25 | 1859202 | Sus | Y | UnknownCause¦Patrolfoundnothing¦¦
17-0075426 | Unknown Cause | Patrol - found nothing |  |  | 2017 | Tier 2 - Elevated | Distribution Circuit | 9 | 2 | 2017-09-02 | 1866971 | Sus | Y | UnknownCause¦Patrolfoundnothing¦¦
17-0089502 | Equipment Failure/Involved | Overhead | Transformer | Failed/Faulted | 2017 | Tier 2 - Elevated | Transformer only | 10 | 22 | 2017-10-22 | 1907246 | Sus | Y | EquipmentFailureInvolved¦Overhead¦Transformer¦FailedFaulted
17-0091007 | Equipment Failure/Involved | Overhead | Transformer | Failed/Faulted | 2017 | Tier 2 - Elevated | Transformer only | 10 | 28 | 2017-10-28 | 1911410 | Sus | Y | EquipmentFailureInvolved¦Overhead¦Transformer¦FailedFaulted
17-0093989 | Vegetation | Tree - branch fell on line | Conductor, Overhead | Normal | 2017 | Tier 2 - Elevated | Distribution Circuit | 11 | 9 | 2017-11-09 | 1919635 | Sus | Y | Vegetation¦Treebranchfellonline¦ConductorOverhead¦Normal
17-0094968 | Equipment Failure/Involved | Overhead | Anchor or Guy | Broken | 2017 | Tier 2 - Elevated | Distribution Circuit | 11 | 14 | 2017-11-14 | 1922238 | Sus | Y | EquipmentFailureInvolved¦Overhead¦AnchororGuy¦Broken
17-0096111 | Equipment Failure/Involved | Overhead | Transformer | Failed/Faulted | 2017 | Tier 3 - Extreme | Distribution Circuit | 11 | 17 | 2017-11-17 | 1925264 | Sus | Y | EquipmentFailureInvolved¦Overhead¦Transformer¦FailedFaulted
17-0096829 | Vegetation | Tree - branch fell on line | Conductor, Overhead | Broken, wire on object | 2017 | Tier 3 - Extreme | Distribution Circuit | 11 | 21 | 2017-11-21 | 1927122 | Sus | Y | Vegetation¦Treebranchfellonline¦ConductorOverhead¦Brokenwireonobject
17-0097358 | Vegetation | Tree - fell into line | Conductor, Overhead | Broken, wire on ground | 2017 | Tier 2 - Elevated | Distribution Circuit | 11 | 24 | 2017-11-24 | 1928488 | Sus | Y | Vegetation¦Treefellintoline¦ConductorOverhead¦Brokenwireonground
17-0101824 | Unknown Cause | Patrol - found nothing |  |  | 2017 | Tier 2 - Elevated | Distribution Circuit | 12 | 15 | 2017-12-15 | 1943690 | Sus | N | UnknownCause¦Patrolfoundnothing¦¦
17-0101995 | Vegetation | Tree - fell into line | Conductor, Overhead | Broken, wire on ground | 2017 | Tier 3 - Extreme | Distribution Circuit | 12 | 16 | 2017-12-16 | 1944273 | Sus | N | Vegetation¦Treefellintoline¦ConductorOverhead¦Brokenwireonground
17-0102935 | Equipment Failure/Involved | Overhead | Transformer | Failed/Faulted | 2017 | Tier 3 - Extreme | Transformer only | 12 | 21 | 2017-12-21 | 1949449 | Sus | N | EquipmentFailureInvolved¦Overhead¦Transformer¦FailedFaulted
17-0103645 | Equipment Failure/Involved | Overhead | Conductor, Overhead | Together | 2017 | Tier 2 - Elevated | Distribution Circuit | 12 | 30 | 2017-12-30 | 1953257 | Sus | N | EquipmentFailureInvolved¦Overhead¦ConductorOverhead¦Together
18-0004851 | Unknown Cause | Patrol - found nothing |  |  | 2018 | Tier 2 - Elevated | Distribution Circuit | 1 | 9 | 2018-01-09 | 5360 | Sus | N | UnknownCause¦Patrolfoundnothing¦¦
18-0007922 | Equipment Failure/Involved | Overhead | Connector or Splice (OH) | Broken, wire on ground | 2018 | Tier 2 - Elevated | Distribution Circuit | 1 | 22 | 2018-01-22 | 12095 | Sus | N | EquipmentFailureInvolved¦Overhead¦ConnectororSplice(OH)¦Brokenwireonground
18-0010051 | Unknown Cause | Patrol - found nothing |  |  | 2018 | Tier 2 - Elevated | Distribution Circuit | 1 | 30 | 2018-01-30 | 16238 | Sus | N | UnknownCause¦Patrolfoundnothing¦¦
18-0011225 | Unknown Cause | Patrol - found nothing |  |  | 2018 | Tier 2 - Elevated | Distribution Circuit | 2 | 2 | 2018-02-02 | 18514 | Sus | N | UnknownCause¦Patrolfoundnothing¦¦
18-0015817 | 3rd Party | Vehicle | Pole-Wood | Broken | 2018 | Tier 3 - Extreme | Distribution Circuit | 2 | 20 | 2018-02-20 | 28345 | Sus | N | 3rdParty¦Vehicle¦PoleWood¦Broken
18-0017358 | Vegetation | Tree - branch fell on line | Conductor, Overhead | Broken, wire on ground | 2018 | Tier 2 - Elevated | Distribution Circuit | 2 | 26 | 2018-02-26 | 31539 | Sus | N | Vegetation¦Treebranchfellonline¦ConductorOverhead¦Brokenwireonground
18-0017390 | Vegetation | Tree - fell into line | Conductor, Overhead | Normal | 2018 | Tier 3 - Extreme | Distribution Circuit | 2 | 26 | 2018-02-26 | 31874 | Sus | N | Vegetation¦Treefellintoline¦ConductorOverhead¦Normal
18-0018943 | Vegetation | Tree - fell into line | Pole-Wood | Broken | 2018 | Tier 2 - Elevated | Distribution Circuit | 3 | 1 | 2018-03-01 | 35868 | Sus | N | Vegetation¦Treefellintoline¦PoleWood¦Broken
18-0019092 | Vegetation | Tree - branch fell on line | Conductor, Overhead | Normal | 2018 | Tier 2 - Elevated | Distribution Circuit | 3 | 2 | 2018-03-02 | 36250 | Sus | N | Vegetation¦Treebranchfellonline¦ConductorOverhead¦Normal
18-0030321 | Vegetation | Tree - fell into line | Service conductor | Broken | 2018 | Tier 3 - Extreme | Transformer only | 4 | 7 | 2018-04-07 | 62219 | Sus | N | Vegetation¦Treefellintoline¦Serviceconductor¦Broken
18-0031499 | Equipment Failure/Involved | Overhead | Connector or Splice (OH) | Deteriorated | 2018 | Tier 2 - Elevated | Transformer only | 4 | 11 | 2018-04-11 | 65143 | Sus | N | EquipmentFailureInvolved¦Overhead¦ConnectororSplice(OH)¦Deteriorated
18-0038015 | Animal | Other | Conductor, Overhead | Normal | 2018 | Tier 2 - Elevated | Distribution Circuit | 5 | 3 | 2018-05-03 | 78877 | Sus | Y | Animal¦Other¦ConductorOverhead¦Normal
18-0066066 | Environmental/External | Fire, Forest/Grass | Pole-Wood | Broken | 2018 | Tier 2 - Elevated | Distribution Circuit | 7 | 29 | 2018-07-29 | 147271 | Sus | Y | EnvironmentalExternal¦FireForestGrass¦PoleWood¦Broken
18-0074659 | Unknown Cause | Patrol - found nothing |  |  | 2018 | Tier 2 - Elevated | Distribution Circuit | 8 | 29 | 2018-08-29 | 164469 | Sus | Y | UnknownCause¦Patrolfoundnothing¦¦
18-0083614 | Animal | Squirrel | Conductor, Overhead | Normal | 2018 | Tier 3 - Extreme | Distribution Circuit | 9 | 26 | 2018-09-26 | 181527 | Sus | Y | Animal¦Squirrel¦ConductorOverhead¦Normal
18-0086466 | Unknown Cause | Patrol - found nothing |  |  | 2018 | Tier 3 - Extreme | Distribution Circuit | 10 | 3 | 2018-10-03 | 187676 | Sus | Y | UnknownCause¦Patrolfoundnothing¦¦
18-0087640 | Unknown Cause | Patrol - found nothing |  |  | 2018 | Tier 2 - Elevated | Distribution Circuit | 10 | 6 | 2018-10-06 | 189620 | Sus | Y | UnknownCause¦Patrolfoundnothing¦¦
18-0090298 | Wildfire Mitigation | Public Safety Power Shut-off |  |  | 2018 | Tier 3 - Extreme | Distribution Circuit | 10 | 14 | 2018-10-14 | 195081 | Sus | Y | WildfireMitigation¦PublicSafetyPowerShutoff¦¦
18-0101301 | Equipment Failure/Involved | Overhead | Transformer | Failed/Faulted | 2018 | Tier 2 - Elevated | Transformer only | 11 | 20 | 2018-11-20 | 218671 | Sus | Y | EquipmentFailureInvolved¦Overhead¦Transformer¦FailedFaulted
18-0101513 | Environmental/External | Fire, Forest/Grass | Pole-Wood | Burned/flashed | 2018 | Tier 3 - Extreme | Distribution Circuit | 11 | 8 | 2018-11-08 | 219191 | Sus | Y | EnvironmentalExternal¦FireForestGrass¦PoleWood¦Burnedflashed
18-0106126 | Equipment Failure/Involved | Overhead | Other | Broken | 2018 | Tier 2 - Elevated | Distribution Circuit | 12 | 2 | 2018-12-02 | 231859 | Sus | N | EquipmentFailureInvolved¦Overhead¦Other¦Broken
18-0106803 | Equipment Failure/Involved | Overhead | Crossarm, Wood | Broken | 2018 | Tier 3 - Extreme | Distribution Circuit | 12 | 3 | 2018-12-03 | 232992 | Sus | N | EquipmentFailureInvolved¦Overhead¦CrossarmWood¦Broken
18-0109973 | Vegetation | Tree - fell into line | Conductor, Overhead | Normal | 2018 | Tier 2 - Elevated | Distribution Circuit | 12 | 19 | 2018-12-19 | 243733 | Sus | N | Vegetation¦Treefellintoline¦ConductorOverhead¦Normal
18-0110553 | Vegetation | Tree - fell into line | Pole-Wood | Broken, wire on ground | 2018 | Tier 2 - Elevated | Distribution Circuit | 12 | 24 | 2018-12-24 | 246631 | Sus | N | Vegetation¦Treefellintoline¦PoleWood¦Brokenwireonground
18-0110877 | Vegetation | Tree - branch fell on line | Conductor, Overhead | Normal | 2018 | Tier 3 - Extreme | Distribution Circuit | 12 | 27 | 2018-12-27 | 248308 | Sus | N | Vegetation¦Treebranchfellonline¦ConductorOverhead¦Normal
19-0004777 | Unknown Cause | Patrol - not conducted |  |  | 2019 | Tier 2 - Elevated | Distribution Circuit | 1 | 5 | 2019-01-05 | 253991 | Sus | N | UnknownCause¦Patrolnotconducted¦¦
19-0007742 | Unknown Cause | Patrol - found nothing |  |  | 2019 | Tier 2 - Elevated | Distribution Circuit | 1 | 10 | 2019-01-10 | 262851 | Sus | N | UnknownCause¦Patrolfoundnothing¦¦
19-0010414 | Vegetation | Tree - fell into line | Conductor, Overhead | Normal | 2019 | Tier 2 - Elevated | Distribution Circuit | 1 | 16 | 2019-01-16 | 271999 | Sus | N | Vegetation¦Treefellintoline¦ConductorOverhead¦Normal
19-0011118 | Vegetation | Tree - fell into line | Conductor, Overhead | Broken, wire on ground | 2019 | Tier 3 - Extreme | Distribution Circuit | 1 | 16 | 2019-01-16 | 274220 | Sus | N | Vegetation¦Treefellintoline¦ConductorOverhead¦Brokenwireonground
19-0012084 | Vegetation | Tree - fell into line | Conductor, Overhead | Together | 2019 | Tier 3 - Extreme | Distribution Circuit | 1 | 19 | 2019-01-19 | 276577 | Sus | N | Vegetation¦Treefellintoline¦ConductorOverhead¦Together
19-0016379 | Equipment Failure/Involved | Overhead | Crossarm, Wood | Broken | 2019 | Tier 3 - Extreme | Distribution Circuit | 1 | 31 | 2019-01-31 | 284950 | Sus | N | EquipmentFailureInvolved¦Overhead¦CrossarmWood¦Broken
19-0017413 | Environmental/External | Lightning | Transformer | Failed/Faulted | 2019 | Tier 2 - Elevated | Transformer only | 2 | 2 | 2019-02-02 | 287980 | Sus | N | EnvironmentalExternal¦Lightning¦Transformer¦FailedFaulted
19-0017574 | Vegetation | Tree - fell into line | Conductor, Overhead | Together | 2019 | Tier 2 - Elevated | Distribution Circuit | 2 | 3 | 2019-02-03 | 288872 | Sus | N | Vegetation¦Treefellintoline¦ConductorOverhead¦Together
19-0017908 | Vegetation | Tree - fell into line | Conductor, Overhead | Broken, wire on ground | 2019 | Tier 2 - Elevated | Distribution Circuit | 2 | 4 | 2019-02-04 | 290097 | Sus | N | Vegetation¦Treefellintoline¦ConductorOverhead¦Brokenwireonground
19-0018037 | Vegetation | Tree - fell into line | Conductor, Overhead | Broken, wire on ground | 2019 | Tier 3 - Extreme | Distribution Circuit | 2 | 4 | 2019-02-04 | 290547 | Sus | N | Vegetation¦Treefellintoline¦ConductorOverhead¦Brokenwireonground
19-0019268 | Equipment Failure/Involved | Overhead | Conductor, Overhead | Broken, wire on ground | 2019 | Tier 3 - Extreme | Distribution Circuit | 2 | 5 | 2019-02-05 | 294504 | Sus | N | EquipmentFailureInvolved¦Overhead¦ConductorOverhead¦Brokenwireonground
19-0019700 | Vegetation | Tree - fell into line | Conductor, Overhead | Normal | 2019 | Tier 3 - Extreme | Distribution Circuit | 2 | 7 | 2019-02-07 | 295482 | Sus | N | Vegetation¦Treefellintoline¦ConductorOverhead¦Normal
19-0021159 | Vegetation | Tree - branch fell on line | Conductor, Overhead | Contaminated | 2019 | Tier 2 - Elevated | Distribution Circuit | 2 | 10 | 2019-02-10 | 299267 | Sus | N | Vegetation¦Treebranchfellonline¦ConductorOverhead¦Contaminated
19-0021756 | Vegetation | Tree - fell into line | Pole-Wood | Broken | 2019 | Tier 3 - Extreme | Distribution Circuit | 2 | 12 | 2019-02-12 | 301292 | Sus | N | Vegetation¦Treefellintoline¦PoleWood¦Broken
19-0021926 | Vegetation | Tree - fell into line | Conductor, Overhead | Broken, wire on ground | 2019 | Tier 2 - Elevated | Distribution Circuit | 2 | 12 | 2019-02-12 | 301573 | Sus | N | Vegetation¦Treefellintoline¦ConductorOverhead¦Brokenwireonground
19-0024540 | Vegetation | Tree - fell into line | Conductor, Overhead | Normal | 2019 | Tier 3 - Extreme | Distribution Circuit | 2 | 16 | 2019-02-16 | 313558 | Sus | N | Vegetation¦Treefellintoline¦ConductorOverhead¦Normal
19-0024669 | Equipment Failure/Involved | Overhead | Pole-Wood | Broken | 2019 | Tier 2 - Elevated | Distribution Circuit | 2 | 12 | 2019-02-12 | 314782 | Sus | N | EquipmentFailureInvolved¦Overhead¦PoleWood¦Broken
19-0025594 | Vegetation | Tree - fell into line | Pole-Wood | Broken, wire on ground | 2019 | Tier 2 - Elevated | Distribution Circuit | 2 | 18 | 2019-02-18 | 317224 | Sus | N | Vegetation¦Treefellintoline¦PoleWood¦Brokenwireonground
19-0026140 | Vegetation | Tree - fell into line | Conductor, Overhead | Broken, wire on ground | 2019 | Tier 2 - Elevated | Distribution Circuit | 2 | 13 | 2019-02-13 | 318982 | Sus | N | Vegetation¦Treefellintoline¦ConductorOverhead¦Brokenwireonground
19-0026745 | Vegetation | Tree - branch fell on line | Fuse | Failed/Faulted | 2019 | Tier 3 - Extreme | Distribution Circuit | 2 | 21 | 2019-02-21 | 320244 | Sus | N | Vegetation¦Treebranchfellonline¦Fuse¦FailedFaulted
19-0027140 | Vegetation | Tree - fell into line | Conductor, Overhead | Broken, wire on ground | 2019 | Tier 2 - Elevated | Distribution Circuit | 2 | 22 | 2019-02-22 | 321037 | Sus | N | Vegetation¦Treefellintoline¦ConductorOverhead¦Brokenwireonground
19-0029122 | Vegetation | Tree - fell into line | Crossarm, Wood | Broken | 2019 | Tier 2 - Elevated | Distribution Circuit | 2 | 27 | 2019-02-27 | 327308 | Sus | N | Vegetation¦Treefellintoline¦CrossarmWood¦Broken
19-0029626 | Unknown Cause | Patrol - found nothing |  |  | 2019 | Tier 2 - Elevated | Distribution Circuit | 2 | 28 | 2019-02-28 | 328488 | Sus | N | UnknownCause¦Patrolfoundnothing¦¦
19-0029803 | Equipment Failure/Involved | Overhead | Transformer | Failed/Faulted | 2019 | Tier 2 - Elevated | Transformer only | 3 | 1 | 2019-03-01 | 328772 | Sus | N | EquipmentFailureInvolved¦Overhead¦Transformer¦FailedFaulted
19-0031389 | Unknown Cause | Patrol - found nothing |  |  | 2019 | Tier 3 - Extreme | Distribution Circuit | 3 | 6 | 2019-03-06 | 332921 | Sus | N | UnknownCause¦Patrolfoundnothing¦¦
19-0031646 | Vegetation | Tree - fell into line | Secondary | Broken, wire on ground | 2019 | Tier 3 - Extreme | Transformer only | 3 | 7 | 2019-03-07 | 333536 | Sus | N | Vegetation¦Treefellintoline¦Secondary¦Brokenwireonground
19-0032392 | Unknown Cause | Patrol - not conducted |  |  | 2019 | Tier 2 - Elevated | Distribution Circuit | 3 | 10 | 2019-03-10 | 335391 | Sus | N | UnknownCause¦Patrolnotconducted¦¦
19-0033270 | Vegetation | Tree - branch fell on line | Fuse | Failed/Faulted | 2019 | Tier 3 - Extreme | Distribution Circuit | 3 | 12 | 2019-03-12 | 337458 | Sus | N | Vegetation¦Treebranchfellonline¦Fuse¦FailedFaulted
19-0037015 | Equipment Failure/Involved | Overhead | Jumper | Burned Open | 2019 | Tier 2 - Elevated | Distribution Circuit | 3 | 26 | 2019-03-26 | 347502 | Sus | N | EquipmentFailureInvolved¦Overhead¦Jumper¦BurnedOpen
19-0038567 | Unknown Cause | Patrol - found nothing |  |  | 2019 | Tier 2 - Elevated | Distribution Circuit | 3 | 31 | 2019-03-31 | 351092 | Sus | N | UnknownCause¦Patrolfoundnothing¦¦
19-0046775 | Equipment Failure/Involved | Overhead | Connector or Splice (OH) | Broken | 2019 | Tier 2 - Elevated | Distribution Circuit | 4 | 27 | 2019-04-27 | 369340 | Sus | N | EquipmentFailureInvolved¦Overhead¦ConnectororSplice(OH)¦Broken
19-0048788 | Equipment Failure/Involved | Overhead | Connector or Splice (OH) | Broken | 2019 | Tier 2 - Elevated | Distribution Circuit | 5 | 3 | 2019-05-03 | 373452 | Sus | Y | EquipmentFailureInvolved¦Overhead¦ConnectororSplice(OH)¦Broken
19-0050592 | Vegetation | Tree - fell into line | Conductor, Overhead | Broken, wire on ground | 2019 | Tier 2 - Elevated | Distribution Circuit | 5 | 10 | 2019-05-10 | 377434 | Sus | Y | Vegetation¦Treefellintoline¦ConductorOverhead¦Brokenwireonground
19-0051165 | Unknown Cause | Patrol - found nothing |  |  | 2019 | Tier 2 - Elevated | Distribution Circuit | 5 | 12 | 2019-05-12 | 378941 | Sus | Y | UnknownCause¦Patrolfoundnothing¦¦
19-0053120 | Unknown Cause | Patrol - found nothing |  |  | 2019 | Tier 2 - Elevated | Distribution Circuit | 5 | 17 | 2019-05-17 | 383203 | Sus | Y | UnknownCause¦Patrolfoundnothing¦¦
19-0053893 | Equipment Failure/Involved | Overhead | Crossarm, Wood | Broken | 2019 | Tier 2 - Elevated | Distribution Circuit | 5 | 19 | 2019-05-19 | 385130 | Sus | Y | EquipmentFailureInvolved¦Overhead¦CrossarmWood¦Broken
19-0061982 | Equipment Failure/Involved | Overhead | Transformer | Failed/Faulted | 2019 | Tier 2 - Elevated | Distribution Circuit | 6 | 3 | 2019-06-03 | 396541 | Sus | Y | EquipmentFailureInvolved¦Overhead¦Transformer¦FailedFaulted
19-0070030 | Unknown Cause | Patrol - found nothing |  |  | 2019 | Tier 2 - Elevated | Distribution Circuit | 6 | 19 | 2019-06-19 | 422077 | Sus | Y | UnknownCause¦Patrolfoundnothing¦¦
19-0071632 | Equipment Failure/Involved | Electrical Overload | Transformer | Failed/Faulted | 2019 | Tier 2 - Elevated | Transformer only | 6 | 24 | 2019-06-24 | 427810 | Sus | Y | EquipmentFailureInvolved¦ElectricalOverload¦Transformer¦FailedFaulted
19-0073369 | Equipment Failure/Involved | Overhead | Cutout, fuse holder | Burned/flashed | 2019 | Tier 2 - Elevated | Transformer only | 6 | 29 | 2019-06-29 | 436474 | Sus | Y | EquipmentFailureInvolved¦Overhead¦Cutoutfuseholder¦Burnedflashed
19-0076768 | Vegetation | Tree - fell into line | Service conductor | Broken, wire on ground | 2019 | Tier 2 - Elevated | Distribution Circuit | 7 | 12 | 2019-07-12 | 445896 | Sus | Y | Vegetation¦Treefellintoline¦Serviceconductor¦Brokenwireonground
19-0078105 | Unknown Cause | Patrol - found nothing |  |  | 2019 | Tier 3 - Extreme | Distribution Circuit | 7 | 16 | 2019-07-16 | 454850 | Sus | Y | UnknownCause¦Patrolfoundnothing¦¦
19-0081895 | Vegetation | Tree - fell into line | Conductor, Overhead | Broken, wire on ground | 2019 | Tier 3 - Extreme | Distribution Circuit | 7 | 28 | 2019-07-28 | 473714 | Sus | Y | Vegetation¦Treefellintoline¦ConductorOverhead¦Brokenwireonground
19-0087243 | Equipment Failure/Involved | Overhead | Transformer | Failed/Faulted | 2019 | Tier 2 - Elevated | Transformer only | 8 | 13 | 2019-08-13 | 505193 | Sus | Y | EquipmentFailureInvolved¦Overhead¦Transformer¦FailedFaulted
19-0099279 | 3rd Party | Fire, house or bldg. | Service conductor | Burned/flashed | 2019 | Tier 2 - Elevated | Distribution Circuit | 9 | 15 | 2019-09-15 | 583467 | Sus | Y | 3rdParty¦Firehouseorbldg¦Serviceconductor¦Burnedflashed
19-0117368 | Vegetation | Tree - fell into line | Pole-Wood | Broken | 2019 | Tier 2 - Elevated | Distribution Circuit | 10 | 26 | 2019-10-26 | 688198 | Sus | Y | Vegetation¦Treefellintoline¦PoleWood¦Broken
19-0119489 | Unknown Cause | Patrol - found nothing |  |  | 2019 | Tier 2 - Elevated | Distribution Circuit | 10 | 31 | 2019-10-31 | 696528 | Sus | Y | UnknownCause¦Patrolfoundnothing¦¦
19-0121490 | Unknown Cause | Patrol - not conducted |  |  | 2019 | Tier 3 - Extreme | Distribution Circuit | 11 | 5 | 2019-11-05 | 700196 | Sus | Y | UnknownCause¦Patrolnotconducted¦¦
19-0124600 | Company Initiated | Return Circuit Normal | Conductor, Overhead | Normal | 2019 | Tier 3 - Extreme | Distribution Circuit | 11 | 14 | 2019-11-14 | 706548 | Sus | Y | CompanyInitiated¦ReturnCircuitNormal¦ConductorOverhead¦Normal
19-0130047 | Vegetation | Tree - fell into line | Conductor, Overhead | Broken, wire on ground | 2019 | Tier 2 - Elevated | Distribution Circuit | 11 | 26 | 2019-11-26 | 718287 | Sus | Y | Vegetation¦Treefellintoline¦ConductorOverhead¦Brokenwireonground
19-0130054 | Vegetation | Tree - branch fell on line | Conductor, Overhead | Normal | 2019 | Tier 2 - Elevated | Distribution Circuit | 11 | 27 | 2019-11-27 | 720496 | Sus | Y | Vegetation¦Treebranchfellonline¦ConductorOverhead¦Normal
19-0130337 | Vegetation | Tree - branch fell on line | Conductor, Overhead | Normal | 2019 | Tier 3 - Extreme | Distribution Circuit | 11 | 27 | 2019-11-27 | 721465 | Sus | Y | Vegetation¦Treebranchfellonline¦ConductorOverhead¦Normal
19-0131099 | Vegetation | Tree - branch fell on line | Fuse | Failed/Faulted | 2019 | Tier 3 - Extreme | Distribution Circuit | 11 | 29 | 2019-11-29 | 723569 | Sus | Y | Vegetation¦Treebranchfellonline¦Fuse¦FailedFaulted
19-0132113 | Unknown Cause | Patrol - not conducted |  |  | 2019 | Tier 2 - Elevated | Distribution Circuit | 12 | 1 | 2019-12-01 | 726416 | Sus | N | UnknownCause¦Patrolnotconducted¦¦
19-0133669 | Vegetation | Tree - fell into line | Conductor, Overhead | Broken, wire on ground | 2019 | Tier 3 - Extreme | Distribution Circuit | 12 | 4 | 2019-12-04 | 730148 | Sus | N | Vegetation¦Treefellintoline¦ConductorOverhead¦Brokenwireonground
19-0134773 | Unknown Cause | Patrol - found nothing |  |  | 2019 | Tier 3 - Extreme | Distribution Circuit | 12 | 7 | 2019-12-07 | 732724 | Sus | N | UnknownCause¦Patrolfoundnothing¦¦
19-0134899 | Environmental/External | Lightning | Fuse | Failed/Faulted | 2019 | Tier 3 - Extreme | Distribution Circuit | 12 | 7 | 2019-12-07 | 733225 | Sus | N | EnvironmentalExternal¦Lightning¦Fuse¦FailedFaulted
19-0135405 | Unknown Cause | Patrol - found nothing |  |  | 2019 | Tier 3 - Extreme | Distribution Circuit | 12 | 9 | 2019-12-09 | 734871 | Sus | N | UnknownCause¦Patrolfoundnothing¦¦
19-0138106 | Unknown Cause | Patrol - found nothing |  |  | 2019 | Tier 2 - Elevated | Distribution Circuit | 12 | 28 | 2019-12-28 | 751732 | Sus | N | UnknownCause¦Patrolfoundnothing¦¦
19-0138288 | Unknown Cause | Patrol - not conducted |  |  | 2019 | Tier 3 - Extreme | Distribution Circuit | 12 | 31 | 2019-12-31 | 753094 | Sus | N | UnknownCause¦Patrolnotconducted¦¦
20-0007685 | 3rd Party | Vehicle | Pole-Wood | Broken | 2020 | Tier 2 - Elevated | Distribution Circuit | 1 | 12 | 2020-01-12 | 759581 | Sus | N | 3rdParty¦Vehicle¦PoleWood¦Broken
20-0007928 | Equipment Failure/Involved | Overhead | Conductor, Overhead | Broken, wire on ground | 2020 | Tier 2 - Elevated | Distribution Circuit | 1 | 13 | 2020-01-13 | 760123 | Sus | N | EquipmentFailureInvolved¦Overhead¦ConductorOverhead¦Brokenwireonground
20-0010955 | Vegetation | Tree - fell into line | Conductor, Overhead | Broken, wire on ground | 2020 | Tier 3 - Extreme | Distribution Circuit | 1 | 17 | 2020-01-17 | 765121 | Sus | N | Vegetation¦Treefellintoline¦ConductorOverhead¦Brokenwireonground
20-0013659 | Equipment Failure/Involved | Overhead | Other | Broken | 2020 | Tier 3 - Extreme | Distribution Circuit | 1 | 25 | 2020-01-25 | 769948 | Sus | N | EquipmentFailureInvolved¦Overhead¦Other¦Broken
20-0014330 | Vegetation | Tree - cutting, PG&E contractor | Crossarm, Wood | Broken, wire on ground | 2020 | Tier 3 - Extreme | Distribution Circuit | 1 | 28 | 2020-01-28 | 771490 | Sus | N | Vegetation¦TreecuttingPG&Econtractor¦CrossarmWood¦Brokenwireonground
20-0019106 | Unknown Cause | Patrol - found nothing |  |  | 2020 | Tier 2 - Elevated | Distribution Circuit | 2 | 9 | 2020-02-09 | 782356 | Sus | N | UnknownCause¦Patrolfoundnothing¦¦
20-0020271 | Equipment Failure/Involved | Overhead | Transformer (OH) | Normal | 2020 | Tier 3 - Extreme | Transformer only | 2 | 9 | 2020-02-09 | 782645 | Sus | N | EquipmentFailureInvolved¦Overhead¦Transformer(OH)¦Normal
20-0023311 | Unknown Cause | Patrol - found nothing |  |  | 2020 | Tier 2 - Elevated | Distribution Circuit | 2 | 19 | 2020-02-19 | 795256 | Sus | N | UnknownCause¦Patrolfoundnothing¦¦
20-0032256 | Unknown Cause | Patrol - found nothing |  |  | 2020 | Tier 2 - Elevated | Distribution Circuit | 3 | 15 | 2020-03-15 | 851862 | Sus | N | UnknownCause¦Patrolfoundnothing¦¦
20-0032273 | Unknown Cause | Patrol - found nothing |  |  | 2020 | Tier 2 - Elevated | Distribution Circuit | 3 | 15 | 2020-03-15 | 852067 | Sus | N | UnknownCause¦Patrolfoundnothing¦¦
20-0038652 | Unknown Cause | Patrol - found nothing |  |  | 2020 | Tier 3 - Extreme | Distribution Circuit | 4 | 5 | 2020-04-05 | 883298 | Sus | N | UnknownCause¦Patrolfoundnothing¦¦
20-0040116 | Unknown Cause | Patrol - found nothing |  |  | 2020 | Tier 2 - Elevated | Distribution Circuit | 4 | 9 | 2020-04-09 | 893092 | Sus | N | UnknownCause¦Patrolfoundnothing¦¦
20-0040903 | Unknown Cause | Patrol - found nothing |  |  | 2020 | Tier 2 - Elevated | Distribution Circuit | 4 | 13 | 2020-04-13 | 894602 | Sus | N | UnknownCause¦Patrolfoundnothing¦¦
20-0043348 | Equipment Failure/Involved | Overhead | Insulator | Burned/flashed | 2020 | Tier 3 - Extreme | Transformer only | 4 | 21 | 2020-04-21 | 898856 | Sus | N | EquipmentFailureInvolved¦Overhead¦Insulator¦Burnedflashed
20-0046021 | Equipment Failure/Involved | Overhead | Pole-Wood | Broken | 2020 | Tier 2 - Elevated | Distribution Circuit | 4 | 30 | 2020-04-30 |  | Sus | N | EquipmentFailureInvolved¦Overhead¦PoleWood¦Broken
20-0046621 | Equipment Failure/Involved | Overhead | Crossarm, Wood | Broken | 2020 | Tier 2 - Elevated | Distribution Circuit | 5 | 2 | 2020-05-02 | 905976 | Sus | Y | EquipmentFailureInvolved¦Overhead¦CrossarmWood¦Broken
20-0049870 | 3rd Party | Vehicle | Transformer | Broken, wire on ground | 2020 | Tier 3 - Extreme | Transformer only | 5 | 13 | 2020-05-13 | 913113 | Sus | Y | 3rdParty¦Vehicle¦Transformer¦Brokenwireonground
20-0051049 | Animal | Bird found | Transformer (OH) | Broken | 2020 | Tier 2 - Elevated | Distribution Circuit | 5 | 17 | 2020-05-17 | 915416 | Sus | Y | Animal¦Birdfound¦Transformer(OH)¦Broken
20-0053578 | Animal | Bird found | Conductor, Overhead | Normal | 2020 | Tier 2 - Elevated | Distribution Circuit | 5 | 23 | 2020-05-23 | 920123 | Sus | Y | Animal¦Birdfound¦ConductorOverhead¦Normal
20-0062437 | Vegetation | Tree - fell into line | Conductor, Overhead | Normal | 2020 | Tier 3 - Extreme | Distribution Circuit | 6 | 17 | 2020-06-17 | 941550 | Sus | Y | Vegetation¦Treefellintoline¦ConductorOverhead¦Normal
20-0065554 | 3rd Party | Vehicle | Transformer | Broken | 2020 | Tier 2 - Elevated | Distribution Circuit | 6 | 26 | 2020-06-26 | 948335 | Sus | Y | 3rdParty¦Vehicle¦Transformer¦Broken
20-0068183 | Equipment Failure/Involved | Overhead | Transformer | Failed/Faulted | 2020 | Tier 2 - Elevated | Transformer only | 7 | 3 | 2020-07-03 | 957251 | Sus | Y | EquipmentFailureInvolved¦Overhead¦Transformer¦FailedFaulted
20-0070815 | Equipment Failure/Involved | Overhead | Transformer | Failed/Faulted | 2020 | Tier 3 - Extreme | Transformer only | 7 | 11 | 2020-07-11 | 962174 | Sus | Y | EquipmentFailureInvolved¦Overhead¦Transformer¦FailedFaulted
20-0081504 | Animal | Bird found | Transformer (OH) | Normal | 2020 | Tier 2 - Elevated | Transformer only | 8 | 10 | 2020-08-10 | 987873 | Sus | Y | Animal¦Birdfound¦Transformer(OH)¦Normal
20-0084584 | Equipment Failure/Involved | Overhead | Transformer | Failed/Faulted | 2020 | Tier 2 - Elevated | Transformer only | 8 | 15 | 2020-08-15 | 1009211 | Sus | Y | EquipmentFailureInvolved¦Overhead¦Transformer¦FailedFaulted
20-0084830 | Equipment Failure/Involved | Overhead | Transformer (OH) | Failed/Faulted | 2020 | Tier 2 - Elevated | Distribution Circuit | 8 | 16 | 2020-08-16 | 1011339 | Sus | Y | EquipmentFailureInvolved¦Overhead¦Transformer(OH)¦FailedFaulted
20-0085005 | Environmental/External | Lightning | Transformer | Failed/Faulted | 2020 | Tier 2 - Elevated | Transformer only | 8 | 16 | 2020-08-16 | 1012074 | Sus | Y | EnvironmentalExternal¦Lightning¦Transformer¦FailedFaulted
20-0085232 | Vegetation | Tree - fell into line | Conductor, Overhead | Normal | 2020 | Tier 3 - Extreme | Distribution Circuit | 8 | 16 | 2020-08-16 | 1013976 | Sus | Y | Vegetation¦Treefellintoline¦ConductorOverhead¦Normal
20-0087339 | Environmental/External | Lightning | Transformer (OH) | Failed/Faulted | 2020 | Tier 2 - Elevated | Distribution Circuit | 8 | 19 | 2020-08-19 | 1022519 | Sus | Y | EnvironmentalExternal¦Lightning¦Transformer(OH)¦FailedFaulted
20-0090297 | Environmental/External | Fire, Forest/Grass | Conductor, Overhead | Normal | 2020 | Tier 3 - Extreme | Distribution Circuit | 8 | 19 | 2020-08-19 | 1032737 | Sus | Y | EnvironmentalExternal¦FireForestGrass¦ConductorOverhead¦Normal
20-0096093 | Environmental/External | Fire, Forest/Grass | Transformer (OH) | Burned/flashed | 2020 | Tier 3 - Extreme | Transformer only | 8 | 19 | 2020-08-19 | 1063633 | Sus | Y | EnvironmentalExternal¦FireForestGrass¦Transformer(OH)¦Burnedflashed
20-0099201 | Unknown Cause | Patrol - found nothing |  |  | 2020 | Tier 2 - Elevated | Distribution Circuit | 9 | 19 | 2020-09-19 | 1082376 | Sus | Y | UnknownCause¦Patrolfoundnothing¦¦
20-0099661 | Equipment Failure/Involved | Overhead | Transformer (OH) | Failed/Faulted | 2020 | Tier 3 - Extreme | Transformer only | 9 | 21 | 2020-09-21 | 1084994 | Sus | Y | EquipmentFailureInvolved¦Overhead¦Transformer(OH)¦FailedFaulted
20-0102077 | Wildfire Mitigation | Public Safety Power Shut-off | Conductor, Overhead | Normal | 2020 | Tier 2 - Elevated | Distribution Circuit | 9 | 27 | 2020-09-27 | 1095616 | Sus | Y | WildfireMitigation¦PublicSafetyPowerShutoff¦ConductorOverhead¦Normal
20-0102247 | Animal | Squirrel | Transformer (OH) | Burned/flashed | 2020 | Tier 3 - Extreme | Distribution Circuit | 9 | 28 | 2020-09-28 | 1096060 | Sus | Y | Animal¦Squirrel¦Transformer(OH)¦Burnedflashed
20-0108700 | Wildfire Mitigation | Public Safety Power Shut-off | Conductor, Overhead | Normal | 2020 | Tier 2 - Elevated | Distribution Circuit | 10 | 14 | 2020-10-14 | 1118176 | Sus | Y | WildfireMitigation¦PublicSafetyPowerShutoff¦ConductorOverhead¦Normal
20-0116484 | Equipment Failure/Involved | Overhead | Crossarm, Steel | Deteriorated | 2020 | Tier 3 - Extreme | Distribution Circuit | 11 | 3 | 2020-11-03 | 1135122 | Sus | Y | EquipmentFailureInvolved¦Overhead¦CrossarmSteel¦Deteriorated
20-0117618 | Unknown Cause | Patrol - found nothing |  |  | 2020 | Tier 3 - Extreme | Distribution Circuit | 11 | 6 | 2020-11-06 | 1137052 | Sus | Y | UnknownCause¦Patrolfoundnothing¦¦
20-0118210 | Equipment Failure/Involved | Overhead | Connector or Splice (OH) | Broken | 2020 | Tier 3 - Extreme | Distribution Circuit | 11 | 7 | 2020-11-07 | 1138511 | Sus | Y | EquipmentFailureInvolved¦Overhead¦ConnectororSplice(OH)¦Broken
20-0118361 | Environmental/External | Lightning | Recloser | Burned/flashed | 2020 | Tier 2 - Elevated | Distribution Circuit | 11 | 7 | 2020-11-07 | 1139014 | Sus | Y | EnvironmentalExternal¦Lightning¦Recloser¦Burnedflashed
20-0118379 | Unknown Cause | Patrol - found nothing |  |  | 2020 | Tier 2 - Elevated | Distribution Circuit | 11 | 8 | 2020-11-08 | 1139055 | Sus | Y | UnknownCause¦Patrolfoundnothing¦¦
20-0118499 | Unknown Cause | Patrol - found nothing |  |  | 2020 | Tier 3 - Extreme | Distribution Circuit | 11 | 8 | 2020-11-08 | 1139320 | Sus | Y | UnknownCause¦Patrolfoundnothing¦¦
20-0125608 | Equipment Failure/Involved | Overhead | Transformer (OH) | Failed/Faulted | 2020 | Tier 2 - Elevated | Transformer only | 11 | 28 | 2020-11-28 | 1155516 | Sus | Y | EquipmentFailureInvolved¦Overhead¦Transformer(OH)¦FailedFaulted
20-0130982 | Vegetation | Tree - grew into line | Conductor, Overhead | Normal | 2020 | Tier 3 - Extreme | Distribution Circuit | 12 | 17 | 2020-12-17 | 1193027 | Sus | N | Vegetation¦Treegrewintoline¦ConductorOverhead¦Normal
20-0131339 | Unknown Cause | Patrol - found nothing |  |  | 2020 | Tier 2 - Elevated | Distribution Circuit | 12 | 21 | 2020-12-21 | 1196183 | Sus | N | UnknownCause¦Patrolfoundnothing¦¦
21-0006160 | Unknown Cause | Patrol - found nothing |  |  | 2021 | Tier 2 - Elevated | Distribution Circuit | 1 | 7 | 2021-01-07 | 1206167 | Sus | N | UnknownCause¦Patrolfoundnothing¦¦
21-0006951 | Vegetation | Tree - branch fell on line | Conductor, Overhead | Normal | 2021 | Tier 2 - Elevated | Distribution Circuit | 1 | 10 | 2021-01-10 | 1207453 | Sus | N | Vegetation¦Treebranchfellonline¦ConductorOverhead¦Normal
21-0008496 | Equipment Failure/Involved | Overhead | Transformer | Failed/Faulted | 2021 | Tier 2 - Elevated | Transformer only | 1 | 14 | 2021-01-14 | 1210160 | Sus | N | EquipmentFailureInvolved¦Overhead¦Transformer¦FailedFaulted
21-0009298 | Equipment Failure/Involved | Overhead | Anchor or Guy | Broken | 2021 | Tier 2 - Elevated | Distribution Circuit | 1 | 15 | 2021-01-15 | 1211264 | Sus | N | EquipmentFailureInvolved¦Overhead¦AnchororGuy¦Broken
21-0009969 | Equipment Failure/Involved | Overhead | Conductor, Overhead | Together | 2021 | Tier 2 - Elevated | Distribution Circuit | 1 | 19 | 2021-01-19 | 1213362 | Sus | N | EquipmentFailureInvolved¦Overhead¦ConductorOverhead¦Together
21-0010185 | Vegetation | Tree - branch fell on line | Conductor, Overhead | Normal | 2021 | Tier 3 - Extreme | Distribution Circuit | 1 | 19 | 2021-01-19 | 1214208 | Sus | N | Vegetation¦Treebranchfellonline¦ConductorOverhead¦Normal
21-0011761 | Vegetation | Tree - fell into line | Conductor, Overhead | Broken, wire on ground | 2021 | Tier 3 - Extreme | Distribution Circuit | 1 | 20 | 2021-01-20 | 1219309 | Sus | N | Vegetation¦Treefellintoline¦ConductorOverhead¦Brokenwireonground
21-0013242 | Vegetation | Tree - branch fell on line | Transformer (OH) | Broken | 2021 | Tier 3 - Extreme | Transformer only | 1 | 23 | 2021-01-23 | 1221751 | Sus | N | Vegetation¦Treebranchfellonline¦Transformer(OH)¦Broken
21-0013799 | Unknown Cause | Patrol - found nothing |  |  | 2021 | Tier 2 - Elevated | Distribution Circuit | 1 | 25 | 2021-01-25 | 1224169 | Sus | N | UnknownCause¦Patrolfoundnothing¦¦
21-0014932 | Vegetation | Tree - fell into line | Conductor, Overhead | Broken, wire on ground | 2021 | Tier 2 - Elevated | Distribution Circuit | 1 | 26 | 2021-01-26 | 1227772 | Sus | N | Vegetation¦Treefellintoline¦ConductorOverhead¦Brokenwireonground
21-0015979 | Unknown Cause | Patrol - found nothing |  |  | 2021 | Tier 2 - Elevated | Distribution Circuit | 1 | 27 | 2021-01-27 | 1232734 | Sus | N | UnknownCause¦Patrolfoundnothing¦¦
21-0016681 | Vegetation | Tree - fell into line | Conductor, Overhead | Broken, wire on ground | 2021 | Tier 2 - Elevated | Distribution Circuit | 1 | 27 | 2021-01-27 | 1232244 | Sus | N | Vegetation¦Treefellintoline¦ConductorOverhead¦Brokenwireonground
21-0017682 | Vegetation | Tree - fell into line | Pole-Wood | Broken, wire on ground | 2021 | Tier 2 - Elevated | Distribution Circuit | 1 | 28 | 2021-01-28 | 1239936 | Sus | N | Vegetation¦Treefellintoline¦PoleWood¦Brokenwireonground
21-0018206 | Equipment Failure/Involved | Overhead | Pole-Wood | Broken | 2021 | Tier 2 - Elevated | Distribution Circuit | 1 | 29 | 2021-01-29 | 1241046 | Sus | N | EquipmentFailureInvolved¦Overhead¦PoleWood¦Broken
21-0018696 | Vegetation | Tree - fell into line | Conductor, Overhead | Broken, wire on ground | 2021 | Tier 2 - Elevated | Distribution Circuit | 1 | 29 | 2021-01-29 | 1242598 | Sus | N | Vegetation¦Treefellintoline¦ConductorOverhead¦Brokenwireonground
21-0019984 | Vegetation | Tree - fell into line | Conductor, Overhead | Broken, wire on ground | 2021 | Tier 2 - Elevated | Distribution Circuit | 1 | 29 | 2021-01-29 | 1242087 | Sus | N | Vegetation¦Treefellintoline¦ConductorOverhead¦Brokenwireonground
21-0020608 | Vegetation | Tree - fell into line | Conductor, Overhead | Broken, wire on ground | 2021 | Tier 2 - Elevated | Distribution Circuit | 2 | 1 | 2021-02-01 | 1245300 | Sus | N | Vegetation¦Treefellintoline¦ConductorOverhead¦Brokenwireonground
21-0023600 | Unknown Cause | Patrol - found nothing |  |  | 2021 | Tier 2 - Elevated | Transformer only | 2 | 9 | 2021-02-09 | 1251671 | Sus | N | UnknownCause¦Patrolfoundnothing¦¦
21-0024900 | Equipment Failure/Involved | Overhead | Pole-Wood | Broken | 2021 | Tier 3 - Extreme | Distribution Circuit | 2 | 12 | 2021-02-12 | 1253615 | Sus | N | EquipmentFailureInvolved¦Overhead¦PoleWood¦Broken
21-0029433 | Unknown Cause | Patrol - found nothing |  |  | 2021 | Tier 3 - Extreme | Distribution Circuit | 2 | 25 | 2021-02-25 | 1261865 | Sus | N | UnknownCause¦Patrolfoundnothing¦¦
21-0032951 | Unknown Cause | Patrol - found nothing |  |  | 2021 | Tier 3 - Extreme | Distribution Circuit | 3 | 5 | 2021-03-05 | 1270547 | Sus | N | UnknownCause¦Patrolfoundnothing¦¦
21-0033861 | Unknown Cause | Patrol - found nothing |  |  | 2021 | Tier 2 - Elevated | Distribution Circuit | 3 | 9 | 2021-03-09 | 1274690 | Sus | N | UnknownCause¦Patrolfoundnothing¦¦
21-0038329 | Equipment Failure/Involved | Underground | Service conductor | Burned Open | 2021 | Tier 2 - Elevated | Transformer only | 3 | 18 | 2021-03-18 | 1288266 | Sus | N | EquipmentFailureInvolved¦Underground¦Serviceconductor¦BurnedOpen
21-0042905 | Unknown Cause | Patrol - found nothing |  |  | 2021 | Tier 2 - Elevated | Distribution Circuit | 3 | 30 | 2021-03-30 | 1303708 | Sus | N | UnknownCause¦Patrolfoundnothing¦¦
21-0048453 | Equipment Failure/Involved | Overhead | Connector or Splice (OH) | Burned/flashed | 2021 | Tier 3 - Extreme | Transformer only | 4 | 14 | 2021-04-14 | 1316162 | Sus | N | EquipmentFailureInvolved¦Overhead¦ConnectororSplice(OH)¦Burnedflashed
21-0053003 | Environmental/External | Lightning | Transformer | Failed/Faulted | 2021 | Tier 3 - Extreme | Transformer only | 4 | 26 | 2021-04-26 | 1333847 | Sus | N | EnvironmentalExternal¦Lightning¦Transformer¦FailedFaulted
21-0055828 | Unknown Cause | Patrol - found nothing |  |  | 2021 | Tier 2 - Elevated | Transformer only | 5 | 1 | 2021-05-01 | 1338926 | Sus | Y | UnknownCause¦Patrolfoundnothing¦¦
21-0058427 | Equipment Failure/Involved | Overhead | Pole-Wood | Deteriorated | 2021 | Tier 2 - Elevated | Distribution Circuit | 5 | 7 | 2021-05-07 | 1343259 | Sus | Y | EquipmentFailureInvolved¦Overhead¦PoleWood¦Deteriorated
21-0059019 | Vegetation | Tree - branch fell on line | Conductor, Overhead | Broken, wire on object | 2021 | Tier 2 - Elevated | Distribution Circuit | 5 | 9 | 2021-05-09 | 1344484 | Sus | Y | Vegetation¦Treebranchfellonline¦ConductorOverhead¦Brokenwireonobject
21-0061696 | Unknown Cause | Patrol - found nothing |  |  | 2021 | Tier 2 - Elevated | Distribution Circuit | 5 | 14 | 2021-05-14 | 1349481 | Sus | Y | UnknownCause¦Patrolfoundnothing¦¦
21-0061903 | Unknown Cause | Patrol - found nothing |  |  | 2021 | Tier 3 - Extreme | Distribution Circuit | 5 | 15 | 2021-05-15 | 1350150 | Sus | Y | UnknownCause¦Patrolfoundnothing¦¦
21-0063049 | Vegetation | Tree - branch fell on line | Connector or Splice (OH) | Broken | 2021 | Tier 3 - Extreme | Distribution Circuit | 5 | 18 | 2021-05-18 | 1352897 | Sus | Y | Vegetation¦Treebranchfellonline¦ConnectororSplice(OH)¦Broken
21-0066420 | Equipment Failure/Involved | Overhead | Secondary | Deteriorated | 2021 | Tier 2 - Elevated | Transformer only | 5 | 26 | 2021-05-26 | 1359256 | Sus | Y | EquipmentFailureInvolved¦Overhead¦Secondary¦Deteriorated
21-0070332 | Equipment Failure/Involved | Overhead | Transformer (OH) | Failed/Faulted | 2021 | Tier 2 - Elevated | Transformer only | 6 | 4 | 2021-06-04 | 1365931 | Sus | Y | EquipmentFailureInvolved¦Overhead¦Transformer(OH)¦FailedFaulted
21-0072721 | Vegetation | Tree - fell into line | Conductor, Overhead | Normal | 2021 | Tier 2 - Elevated | Distribution Circuit | 6 | 10 | 2021-06-10 | 1370285 | Sus | Y | Vegetation¦Treefellintoline¦ConductorOverhead¦Normal
21-0072857 | Unknown Cause | Patrol - found nothing |  |  | 2021 | Tier 2 - Elevated | Distribution Circuit | 6 | 10 | 2021-06-10 | 1370261 | Sus | Y | UnknownCause¦Patrolfoundnothing¦¦
21-0072921 | Equipment Failure/Involved | Overhead | Pole-Wood | Deteriorated | 2021 | Tier 3 - Extreme | Distribution Circuit | 6 | 10 | 2021-06-10 | 1370480 | Sus | Y | EquipmentFailureInvolved¦Overhead¦PoleWood¦Deteriorated
21-0079051 | Unknown Cause | Patrol - found nothing |  |  | 2021 | Tier 2 - Elevated | Distribution Circuit | 6 | 24 | 2021-06-24 | 1383923 | Sus | Y | UnknownCause¦Patrolfoundnothing¦¦
21-0079871 | Unknown Cause | Patrol - found nothing |  |  | 2021 | Tier 2 - Elevated | Distribution Circuit | 6 | 25 | 2021-06-25 | 1384785 | Sus | Y | UnknownCause¦Patrolfoundnothing¦¦
21-0084712 | Equipment Failure/Involved | Overhead | Transformer (OH) | Normal | 2021 | Tier 2 - Elevated | Transformer only | 7 | 3 | 2021-07-03 | 1391443 | Sus | Y | EquipmentFailureInvolved¦Overhead¦Transformer(OH)¦Normal
21-0088291 | 3rd Party | Gun Shot | Conductor, Overhead | Broken | 2021 | Tier 2 - Elevated | Distribution Circuit | 7 | 12 | 2021-07-12 | 1402135 | Sus | Y | 3rdParty¦GunShot¦ConductorOverhead¦Broken
21-0098129 | Equipment Failure/Involved | Overhead | Transformer (OH) | Failed/Faulted | 2021 | Tier 2 - Elevated | Transformer only | 7 | 31 | 2021-07-31 | 1427385 | Sus | Y | EquipmentFailureInvolved¦Overhead¦Transformer(OH)¦FailedFaulted
21-0099539 | Equipment Failure/Involved | Overhead | Pole-Wood | Deteriorated | 2021 | Tier 2 - Elevated | Distribution Circuit | 8 | 4 | 2021-08-04 | 1433494 | Sus | Y | EquipmentFailureInvolved¦Overhead¦PoleWood¦Deteriorated
21-0105289 | Unknown Cause | Patrol - found nothing |  |  | 2021 | Tier 3 - Extreme | Distribution Circuit | 8 | 16 | 2021-08-16 | 1444275 | Sus | Y | UnknownCause¦Patrolfoundnothing¦¦
21-0105906 | Wildfire Mitigation | Public Safety Power Shut-off | Conductor, Overhead | Normal | 2021 | Tier 2 - Elevated | Distribution Circuit | 8 | 17 | 2021-08-17 | 1445910 | Sus | Y | WildfireMitigation¦PublicSafetyPowerShutoff¦ConductorOverhead¦Normal
21-0114811 | Vegetation | Tree - fell into line | Crossarm, Wood | Broken, wire on ground | 2021 | Tier 2 - Elevated | Distribution Circuit | 9 | 8 | 2021-09-08 | 1464600 | Sus | Y | Vegetation¦Treefellintoline¦CrossarmWood¦Brokenwireonground
21-0116282 | Animal | Squirrel | Cutout, fuse holder | Failed/Faulted | 2021 | Tier 3 - Extreme | Distribution Circuit | 9 | 10 | 2021-09-10 | 1468440 | Sus | Y | Animal¦Squirrel¦Cutoutfuseholder¦FailedFaulted
21-0116419 | Unknown Cause | Patrol - found nothing |  |  | 2021 | Tier 2 - Elevated | Distribution Circuit | 9 | 11 | 2021-09-11 | 1469300 | Sus | Y | UnknownCause¦Patrolfoundnothing¦¦
21-0119552 | 3rd Party | Vehicle | Pole-Wood | Broken, wire on ground | 2021 | Tier 2 - Elevated | Distribution Circuit | 9 | 19 | 2021-09-19 | 1475426 | Sus | Y | 3rdParty¦Vehicle¦PoleWood¦Brokenwireonground
21-0121170 | Equipment Failure/Involved | Underground | Conductor, Underground | Broken | 2021 | Tier 2 - Elevated | Distribution Circuit | 9 | 22 | 2021-09-22 | 1478224 | Sus | Y | EquipmentFailureInvolved¦Underground¦ConductorUnderground¦Broken
21-0125988 | Unknown Cause | Patrol - found nothing |  |  | 2021 | Tier 2 - Elevated | Distribution Circuit | 10 | 5 | 2021-10-05 | 1487137 | Sus | Y | UnknownCause¦Patrolfoundnothing¦¦
21-0126307 | Equipment Failure/Involved | Overhead | Transformer (OH) | Failed/Faulted | 2021 | Tier 3 - Extreme | Distribution Circuit | 10 | 5 | 2021-10-05 | 1487835 | Sus | Y | EquipmentFailureInvolved¦Overhead¦Transformer(OH)¦FailedFaulted
21-0128764 | Vegetation | Tree - fell into line | Pole-Wood | Broken | 2021 | Tier 2 - Elevated | Distribution Circuit | 10 | 11 | 2021-10-11 | 1492115 | Sus | Y | Vegetation¦Treefellintoline¦PoleWood¦Broken
21-0134166 | Vegetation | Tree - branch fell on line | Pole-Wood | Broken | 2021 | Tier 2 - Elevated | Distribution Circuit | 10 | 21 | 2021-10-21 | 1503908 | Sus | Y | Vegetation¦Treebranchfellonline¦PoleWood¦Broken
21-0134437 | Vegetation | Tree - fell into line | Conductor, Overhead | Broken, wire on ground | 2021 | Tier 3 - Extreme | Distribution Circuit | 10 | 21 | 2021-10-21 | 1504501 | Sus | Y | Vegetation¦Treefellintoline¦ConductorOverhead¦Brokenwireonground
21-0137413 | Vegetation | Tree - branch fell on line | Conductor, Overhead | Normal | 2021 | Tier 3 - Extreme | Distribution Circuit | 10 | 24 | 2021-10-24 | 1517384 | Sus | Y | Vegetation¦Treebranchfellonline¦ConductorOverhead¦Normal
21-0137771 | Equipment Failure/Involved | Overhead | Recloser | Failed/Faulted | 2021 | Tier 3 - Extreme | Distribution Circuit | 10 | 25 | 2021-10-25 | 1519421 | Sus | Y | EquipmentFailureInvolved¦Overhead¦Recloser¦FailedFaulted
21-0138065 | Unknown Cause | Patrol - found nothing |  |  | 2021 | Tier 2 - Elevated | Distribution Circuit | 10 | 26 | 2021-10-26 | 1521253 | Sus | Y | UnknownCause¦Patrolfoundnothing¦¦
21-0144107 | Unknown Cause | Patrol - found nothing |  |  | 2021 | Tier 2 - Elevated | Distribution Circuit | 11 | 9 | 2021-11-09 | 1538393 | Sus | Y | UnknownCause¦Patrolfoundnothing¦¦
21-0151369 | Unknown Cause | Patrol - found nothing |  |  | 2021 | Tier 2 - Elevated | Distribution Circuit | 11 | 26 | 2021-11-26 | 1554715 | Sus | Y | UnknownCause¦Patrolfoundnothing¦¦
21-0157213 | Unknown Cause | Patrol - found nothing |  |  | 2021 | Tier 3 - Extreme | Distribution Circuit | 12 | 13 | 2021-12-13 | 1567127 | Sus | N | UnknownCause¦Patrolfoundnothing¦¦
21-0157556 | Unknown Cause | Patrol - not conducted |  |  | 2021 | Tier 2 - Elevated | Distribution Circuit | 12 | 13 | 2021-12-13 | 1568522 | Sus | N | UnknownCause¦Patrolnotconducted¦¦
21-0158486 | Vegetation | Tree - branch fell on line | Conductor, Overhead | Normal | 2021 | Tier 2 - Elevated | Distribution Circuit | 12 | 15 | 2021-12-15 | 1572865 | Sus | N | Vegetation¦Treebranchfellonline¦ConductorOverhead¦Normal
21-0159747 | Unknown Cause | Patrol - found nothing |  |  | 2021 | Tier 3 - Extreme | Distribution Circuit | 12 | 19 | 2021-12-19 | 1577447 | Sus | N | UnknownCause¦Patrolfoundnothing¦¦
21-0160525 | Equipment Failure/Involved | Overhead | Transformer | Broken | 2021 | Tier 3 - Extreme | Transformer only | 12 | 25 | 2021-12-25 | 1581059 | Sus | N | EquipmentFailureInvolved¦Overhead¦Transformer¦Broken
21-0161250 | Vegetation | Tree - fell into line | Conductor, Overhead | Normal | 2021 | Tier 3 - Extreme | Distribution Circuit | 12 | 27 | 2021-12-27 | 1584418 | Sus | N | Vegetation¦Treefellintoline¦ConductorOverhead¦Normal
21-0161626 | Vegetation | Tree - fell into line | Conductor, Overhead | Broken, wire on ground | 2021 | Tier 3 - Extreme | Distribution Circuit | 12 | 29 | 2021-12-29 | 1588333 | Sus | N | Vegetation¦Treefellintoline¦ConductorOverhead¦Brokenwireonground
21-0161893 | Vegetation | Tree - fell into line | Pole-Wood | Broken | 2021 | Tier 2 - Elevated | Distribution Circuit | 12 | 27 | 2021-12-27 | 1590107 | Sus | N | Vegetation¦Treefellintoline¦PoleWood¦Broken
22-0004972 | Vegetation | Tree - fell into line | Secondary | Broken | 2022 | Tier 3 - Extreme | Distribution Circuit | 1 | 1 | 2022-01-01 | 1591226 | Sus | N | Vegetation¦Treefellintoline¦Secondary¦Broken
22-0005685 | Vegetation | Tree - fell into line | Conductor, Overhead | Broken, wire on ground | 2021 | Tier 3 - Extreme | Distribution Circuit | 12 | 26 | 2021-12-26 | 1593991 | Sus | N | Vegetation¦Treefellintoline¦ConductorOverhead¦Brokenwireonground
22-0005719 | Unknown Cause | Patrol - found nothing |  |  | 2022 | Tier 3 - Extreme | Distribution Circuit | 1 | 3 | 2022-01-03 | 1593854 | Sus | N | UnknownCause¦Patrolfoundnothing¦¦
22-0007108 | Equipment Failure/Involved | Overhead | Secondary | Broken, wire on ground | 2022 | Tier 3 - Extreme | Transformer only | 1 | 6 | 2022-01-06 | 1596951 | Sus | N | EquipmentFailureInvolved¦Overhead¦Secondary¦Brokenwireonground
22-0008032 | Equipment Failure/Involved | Overhead | Transformer (OH) | Broken | 2022 | Tier 3 - Extreme | Transformer only | 1 | 10 | 2022-01-10 | 1599260 | Sus | N | EquipmentFailureInvolved¦Overhead¦Transformer(OH)¦Broken
22-0010199 | Equipment Failure/Involved | Overhead | Pole-Wood | Broken | 2022 | Tier 2 - Elevated | Distribution Circuit | 1 | 14 | 2022-01-14 | 1602575 | Sus | N | EquipmentFailureInvolved¦Overhead¦PoleWood¦Broken
22-0012859 | Vegetation | Tree - fell into line | Conductor, Overhead | Normal | 2022 | Tier 2 - Elevated | Distribution Circuit | 1 | 22 | 2022-01-22 | 1608087 | Sus | N | Vegetation¦Treefellintoline¦ConductorOverhead¦Normal
22-0013001 | Vegetation | Tree - fell into line | Conductor, Overhead | Broken, wire on ground | 2022 | Tier 3 - Extreme | Distribution Circuit | 1 | 22 | 2022-01-22 | 1608070 | Sus | N | Vegetation¦Treefellintoline¦ConductorOverhead¦Brokenwireonground
22-0013174 | Vegetation | Tree - fell into line | Conductor, Overhead | Broken, wire on ground | 2022 | Tier 3 - Extreme | Distribution Circuit | 1 | 22 | 2022-01-22 | 1608338 | Sus | N | Vegetation¦Treefellintoline¦ConductorOverhead¦Brokenwireonground
22-0015433 | Equipment Failure/Involved | Overhead | Pole-Wood | Deteriorated | 2022 | Tier 2 - Elevated | Distribution Circuit | 1 | 27 | 2022-01-27 | 1614724 | Sus | N | EquipmentFailureInvolved¦Overhead¦PoleWood¦Deteriorated
22-0016931 | Vegetation | Tree - branch fell on line | Conductor, Overhead | Normal | 2022 | Tier 3 - Extreme | Distribution Circuit | 2 | 1 | 2022-02-01 | 1617942 | Sus | N | Vegetation¦Treebranchfellonline¦ConductorOverhead¦Normal
22-0021093 | Unknown Cause | Patrol - found nothing |  |  | 2022 | Tier 3 - Extreme | Distribution Circuit | 2 | 10 | 2022-02-10 | 1625157 | Sus | N | UnknownCause¦Patrolfoundnothing¦¦
22-0026273 | Equipment Failure/Involved | Electrical Overload | Transformer | Failed/Faulted | 2022 | Tier 2 - Elevated | Transformer only | 2 | 24 | 2022-02-24 | 1635438 | Sus | N | EquipmentFailureInvolved¦ElectricalOverload¦Transformer¦FailedFaulted
22-0038989 | Unknown Cause | Patrol - found nothing |  |  | 2022 | Tier 2 - Elevated | Distribution Circuit | 3 | 27 | 2022-03-27 | 1656686 | Sus | N | UnknownCause¦Patrolfoundnothing¦¦
22-0040794 | Equipment Failure/Involved | Overhead | Pole-Wood | Deteriorated | 2022 | Tier 3 - Extreme | Transformer only | 3 | 30 | 2022-03-30 | 1659809 | Sus | N | EquipmentFailureInvolved¦Overhead¦PoleWood¦Deteriorated
22-0042085 | Equipment Failure/Involved | Overhead | Conductor, Overhead | Broken, wire on ground | 2022 | Tier 2 - Elevated | Distribution Circuit | 4 | 2 | 2022-04-02 | 1661791 | Sus | N | EquipmentFailureInvolved¦Overhead¦ConductorOverhead¦Brokenwireonground
22-0050492 | Unknown Cause | Patrol - found nothing |  |  | 2022 | Tier 2 - Elevated | Distribution Circuit | 4 | 16 | 2022-04-16 | 1674190 | Sus | N | UnknownCause¦Patrolfoundnothing¦¦
22-0053487 | 3rd Party | Vehicle | Pole-Wood | Broken, wire on ground | 2022 | Tier 3 - Extreme | Distribution Circuit | 4 | 22 | 2022-04-22 | 1679497 | Sus | N | 3rdParty¦Vehicle¦PoleWood¦Brokenwireonground
22-0061569 | Vegetation | Tree - branch fell on line | Conductor, Overhead | Normal | 2022 | Tier 3 - Extreme | Distribution Circuit | 5 | 12 | 2022-05-12 | 1695063 | Sus | Y | Vegetation¦Treebranchfellonline¦ConductorOverhead¦Normal
22-0064100 | Equipment Failure/Involved | Overhead | Crossarm, Wood | Deteriorated | 2022 | Tier 3 - Extreme | Distribution Circuit | 5 | 19 | 2022-05-19 | 1704732 | Sus | Y | EquipmentFailureInvolved¦Overhead¦CrossarmWood¦Deteriorated
22-0073915 | Unknown Cause | Patrol - found nothing |  |  | 2022 | Tier 2 - Elevated | Distribution Circuit | 6 | 14 | 2022-06-14 | 1730688 | Sus | Y | UnknownCause¦Patrolfoundnothing¦¦
22-0073986 | Unknown Cause | Patrol - found nothing |  |  | 2022 | Tier 2 - Elevated | Distribution Circuit | 6 | 14 | 2022-06-14 | 1730848 | Sus | Y | UnknownCause¦Patrolfoundnothing¦¦
22-0076133 | Animal | Bird found | Conductor, Overhead | Normal | 2022 | Tier 3 - Extreme | Distribution Circuit | 6 | 20 | 2022-06-20 | 1735686 | Sus | Y | Animal¦Birdfound¦ConductorOverhead¦Normal
22-0086525 | Equipment Failure/Involved | Overhead | Lightning Arrestor | Burned/flashed | 2022 | Tier 2 - Elevated | Distribution Circuit | 7 | 18 | 2022-07-18 | 1759203 | Sus | Y | EquipmentFailureInvolved¦Overhead¦LightningArrestor¦Burnedflashed
22-0093962 | 3rd Party | Vehicle | Conductor, Overhead | Normal | 2022 | Tier 2 - Elevated | Distribution Circuit | 8 | 4 | 2022-08-04 | 1773483 | Sus | Y | 3rdParty¦Vehicle¦ConductorOverhead¦Normal
22-0112425 | Environmental/External | Lightning | Transformer | Failed/Faulted | 2022 | Tier 2 - Elevated | Transformer only | 9 | 19 | 2022-09-19 | 1817006 | Sus | Y | EnvironmentalExternal¦Lightning¦Transformer¦FailedFaulted
22-0126023 | Unknown Cause | Patrol - not conducted |  |  | 2022 | Tier 3 - Extreme | Transformer only | 10 | 30 | 2022-10-30 | 1848773 | Sus | Y | UnknownCause¦Patrolnotconducted¦¦
22-0132861 | Vegetation | Tree - branch fell on line | Conductor, Overhead | Broken, wire on ground | 2022 | Tier 2 - Elevated | Distribution Circuit | 11 | 19 | 2022-11-19 | 1866151 | Sus | Y | Vegetation¦Treebranchfellonline¦ConductorOverhead¦Brokenwireonground
22-0134648 | Unknown Cause | Patrol - found nothing |  |  | 2022 | Tier 3 - Extreme | Distribution Circuit | 11 | 29 | 2022-11-29 | 1870865 | Sus | Y | UnknownCause¦Patrolfoundnothing¦¦
22-0137410 | Equipment Failure/Involved | Overhead | Transformer (OH) | Failed/Faulted | 2022 | Tier 2 - Elevated | Distribution Circuit | 12 | 7 | 2022-12-07 | 1878205 | Sus | N | EquipmentFailureInvolved¦Overhead¦Transformer(OH)¦FailedFaulted
22-0138436 | Vegetation | Tree - branch fell on line | Conductor, Overhead | Normal | 2022 | Tier 3 - Extreme | Distribution Circuit | 12 | 10 | 2022-12-10 | 1881777 | Sus | N | Vegetation¦Treebranchfellonline¦ConductorOverhead¦Normal
22-0138734 | Vegetation | Tree - branch fell on line | Conductor, Overhead | Normal | 2022 | Tier 3 - Extreme | Distribution Circuit | 12 | 10 | 2022-12-10 | 1880809 | Sus | N | Vegetation¦Treebranchfellonline¦ConductorOverhead¦Normal
22-0140350 | Unknown Cause | Patrol - found nothing |  |  | 2022 | Tier 2 - Elevated | Distribution Circuit | 12 | 16 | 2022-12-16 | 1891054 | Sus | N | UnknownCause¦Patrolfoundnothing¦¦
22-0140625 | Equipment Failure/Involved | Overhead | Lightning Arrestor | Failed/Faulted | 2022 | Tier 3 - Extreme | Transformer only | 12 | 19 | 2022-12-19 | 1892731 | Sus | N | EquipmentFailureInvolved¦Overhead¦LightningArrestor¦FailedFaulted
22-0140765 | Equipment Failure/Involved | Overhead | Anchor or Guy | Broken | 2022 | Tier 2 - Elevated | Distribution Circuit | 12 | 20 | 2022-12-20 | 1894320 | Sus | N | EquipmentFailureInvolved¦Overhead¦AnchororGuy¦Broken
22-0142630 | Vegetation | Tree - fell into line | Conductor, Overhead | Broken | 2022 | Tier 3 - Extreme | Distribution Circuit | 12 | 31 | 2022-12-31 | 1904664 | Sus | N | Vegetation¦Treefellintoline¦ConductorOverhead¦Broken
23-0005027 | Vegetation | Tree - fell into line | Service conductor | Broken, wire on ground | 2022 | Tier 3 - Extreme | Distribution Circuit | 12 | 31 | 2022-12-31 | 1907466 | Sus | N | Vegetation¦Treefellintoline¦Serviceconductor¦Brokenwireonground
15-0009837 | Vegetation | Tree - fell into line | Conductor, Overhead | Broken, wire on ground | 2015 | Tier 2 - Elevated | Distribution Circuit | 2 | 6 | 2015-02-06 | 1173199 | Sus | N | Vegetation¦Treefellintoline¦ConductorOverhead¦Brokenwireonground
15-0011027 | Vegetation | Tree - fell into line | Conductor, Overhead | Broken, wire on ground | 2015 | Tier 2 - Elevated | Distribution Circuit | 2 | 6 | 2015-02-06 | 1173418 | Sus | N | Vegetation¦Treefellintoline¦ConductorOverhead¦Brokenwireonground
15-0024860 | Vegetation | Tree - branch fell on line | Conductor, Overhead | Together | 2015 | Tier 2 - Elevated | Distribution Circuit | 4 | 7 | 2015-04-07 | 1214761 | Sus | N | Vegetation¦Treebranchfellonline¦ConductorOverhead¦Together
15-0033038 | Environmental/External | Lightning | Transformer (OH) | Failed/Faulted | 2015 | Tier 3 - Extreme | Transformer only | 5 | 8 | 2015-05-08 | 1231859 | Sus | Y | EnvironmentalExternal¦Lightning¦Transformer(OH)¦FailedFaulted
15-0039175 | Equipment Failure/Involved | Overhead | Transformer (OH) | Failed/Faulted | 2015 | Tier 2 - Elevated | Transformer only | 6 | 7 | 2015-06-07 | 1245353 | Sus | Y | EquipmentFailureInvolved¦Overhead¦Transformer(OH)¦FailedFaulted