15-0039567 | Equipment Failure/Involved | Other | Transformer (OH) | Broken | 2015 | Tier 2 - Elevated | Transformer only | 6 | 8 | 2015-06-08 | 1245974 | Sus | Y | EquipmentFailureInvolved¦Other¦Transformer(OH)¦Broken
15-0042299 | 3rd Party | Metallic Balloon | Conductor, Overhead | Normal | 2015 | Tier 2 - Elevated | Distribution Circuit | 6 | 20 | 2015-06-20 | 1253887 | Sus | Y | 3rdParty¦MetallicBalloon¦ConductorOverhead¦Normal
15-0045239 | Vegetation | Tree - fell into line | Conductor, Overhead | Broken, wire on ground | 2015 | Tier 2 - Elevated | Distribution Circuit | 7 | 3 | 2015-07-03 | 1262219 | Sus | Y | Vegetation¦Treefellintoline¦ConductorOverhead¦Brokenwireonground
15-0049674 | Equipment Failure/Involved | Overhead | Transformer | Deteriorated | 2015 | Tier 2 - Elevated | Transformer only | 7 | 21 | 2015-07-21 | 1274907 | Sus | Y | EquipmentFailureInvolved¦Overhead¦Transformer¦Deteriorated
15-0053461 | Vegetation | Tree - fell into line | Conductor, Overhead | Broken, wire on ground | 2015 | Tier 3 - Extreme | Distribution Circuit | 8 | 7 | 2015-08-07 | 1284213 | Sus | Y | Vegetation¦Treefellintoline¦ConductorOverhead¦Brokenwireonground
15-0053727 | Unknown Cause | Patrol - not conducted |  |  | 2015 | Tier 3 - Extreme | Distribution Circuit | 8 | 7 | 2015-08-07 | 1284842 | Sus | Y | UnknownCause¦Patrolnotconducted¦¦
15-0062018 | Vegetation | Tree - fell into line | Conductor, Overhead | Together | 2015 | Tier 2 - Elevated | Transformer only | 9 | 17 | 2015-09-17 | 1307758 | Sus | Y | Vegetation¦Treefellintoline¦ConductorOverhead¦Together
15-0069759 | Unknown Cause | Patrol - found nothing |  |  | 2015 | Tier 2 - Elevated | Distribution Circuit | 10 | 12 | 2015-10-12 | 1320834 | Sus | Y | UnknownCause¦Patrolfoundnothing¦¦
15-0070591 | Environmental/External | Lightning | Transformer | Failed/Faulted | 2015 | Tier 2 - Elevated | Transformer only | 10 | 15 | 2015-10-15 | 1322453 | Sus | Y | EnvironmentalExternal¦Lightning¦Transformer¦FailedFaulted
15-0071342 | Environmental/External | Lightning | Transformer | Failed/Faulted | 2015 | Tier 2 - Elevated | Transformer only | 10 | 17 | 2015-10-17 | 1324207 | Sus | Y | EnvironmentalExternal¦Lightning¦Transformer¦FailedFaulted
15-0071489 | Environmental/External | Lightning | Fuse | Failed/Faulted | 2015 | Tier 3 - Extreme | Distribution Circuit | 10 | 18 | 2015-10-18 | 1324527 | Sus | Y | EnvironmentalExternal¦Lightning¦Fuse¦FailedFaulted
15-0071721 | Animal | Bird found | Conductor, Overhead | Broken, wire on ground | 2015 | Tier 2 - Elevated | Distribution Circuit | 10 | 19 | 2015-10-19 | 1325819 | Sus | Y | Animal¦Birdfound¦ConductorOverhead¦Brokenwireonground
15-0076868 | Equipment Failure/Involved | Overhead | Insulator | Burned/flashed | 2015 | Tier 3 - Extreme | Distribution Circuit | 11 | 9 | 2015-11-09 | 1338510 | Sus | Y | EquipmentFailureInvolved¦Overhead¦Insulator¦Burnedflashed
15-0078051 | Environmental/External | Lightning | Fuse | Failed/Faulted | 2015 | Tier 2 - Elevated | Distribution Circuit | 11 | 15 | 2015-11-15 | 1342149 | Sus | Y | EnvironmentalExternal¦Lightning¦Fuse¦FailedFaulted
15-0080684 | 3rd Party | Vehicle | Transformer | Broken, wire on ground | 2015 | Tier 3 - Extreme | Transformer only | 11 | 24 | 2015-11-24 | 1348130 | Sus | Y | 3rdParty¦Vehicle¦Transformer¦Brokenwireonground
15-0081271 | Animal | Squirrel | Fuse | Failed/Faulted | 2015 | Tier 2 - Elevated | Distribution Circuit | 11 | 26 | 2015-11-26 | 1349075 | Sus | Y | Animal¦Squirrel¦Fuse¦FailedFaulted
15-0086765 | Vegetation | Tree - branch fell on line | Conductor, Overhead | Broken, wire on ground | 2015 | Tier 2 - Elevated | Distribution Circuit | 12 | 22 | 2015-12-22 | 1368979 | Sus | N | Vegetation¦Treebranchfellonline¦ConductorOverhead¦Brokenwireonground
15-0087414 | Vegetation | Tree - fell into line | Crossarm, Wood | Broken, wire on ground | 2015 | Tier 2 - Elevated | Distribution Circuit | 12 | 24 | 2015-12-24 | 1371732 | Sus | N | Vegetation¦Treefellintoline¦CrossarmWood¦Brokenwireonground
16-0004359 | Equipment Failure/Involved | Overhead | Pole-Wood | Broken | 2016 | Tier 2 - Elevated | Distribution Circuit | 1 | 10 | 2016-01-10 | 1381104 | Sus | N | EquipmentFailureInvolved¦Overhead¦PoleWood¦Broken
16-0005510 | Unknown Cause | Patrol - not conducted |  |  | 2016 | Tier 2 - Elevated | Distribution Circuit | 1 | 15 | 2016-01-15 | 1384303 | Sus | N | UnknownCause¦Patrolnotconducted¦¦
16-0005750 | Unknown Cause | Patrol - not conducted |  |  | 2016 | Tier 3 - Extreme | Distribution Circuit | 1 | 15 | 2016-01-15 | 1384790 | Sus | N | UnknownCause¦Patrolnotconducted¦¦
16-0005894 | Vegetation | Tree - fell into line | Conductor, Overhead | Normal | 2016 | Tier 2 - Elevated | Distribution Circuit | 1 | 17 | 2016-01-17 | 1385368 | Sus | N | Vegetation¦Treefellintoline¦ConductorOverhead¦Normal
16-0005985 | Vegetation | Tree - fell into line | Conductor, Overhead | Broken, wire on ground | 2016 | Tier 3 - Extreme | Distribution Circuit | 1 | 18 | 2016-01-18 | 1385829 | Sus | N | Vegetation¦Treefellintoline¦ConductorOverhead¦Brokenwireonground
16-0006172 | Equipment Failure/Involved | Overhead | Transformer (OH) | Deteriorated | 2016 | Tier 2 - Elevated | Transformer only | 1 | 18 | 2016-01-18 | 1386636 | Sus | N | EquipmentFailureInvolved¦Overhead¦Transformer(OH)¦Deteriorated
16-0009341 | 3rd Party | Vehicle | Pole-Wood | Broken | 2016 | Tier 3 - Extreme | Distribution Circuit | 1 | 31 | 2016-01-31 | 1394667 | Sus | N | 3rdParty¦Vehicle¦PoleWood¦Broken
16-0009573 | Vegetation | Tree - branch fell on line | Conductor, Overhead | Normal | 2016 | Tier 3 - Extreme | Transformer only | 1 | 31 | 2016-01-31 | 1395588 | Sus | N | Vegetation¦Treebranchfellonline¦ConductorOverhead¦Normal
16-0011063 | 3rd Party | Tree - cutting, 3rd party | Fuse | Normal | 2016 | Tier 3 - Extreme | Distribution Circuit | 2 | 6 | 2016-02-06 | 1399408 | Sus | N | 3rdParty¦Treecutting3rdparty¦Fuse¦Normal
16-0013446 | Vegetation | Tree - fell into line | Conductor, Overhead | Broken, wire on ground | 2016 | Tier 3 - Extreme | Distribution Circuit | 2 | 17 | 2016-02-17 | 1407205 | Sus | N | Vegetation¦Treefellintoline¦ConductorOverhead¦Brokenwireonground
16-0015694 | Unknown Cause | Patrol - found nothing |  |  | 2016 | Tier 2 - Elevated | Distribution Circuit | 2 | 25 | 2016-02-25 | 1412225 | Sus | N | UnknownCause¦Patrolfoundnothing¦¦
16-0017484 | Vegetation | Tree - fell into line | Conductor, Overhead | Normal | 2016 | Tier 2 - Elevated | Distribution Circuit | 3 | 5 | 2016-03-05 | 1416634 | Sus | N | Vegetation¦Treefellintoline¦ConductorOverhead¦Normal
16-0017874 | Equipment Failure/Involved | Overhead | Conductor, Overhead | Broken | 2016 | Tier 3 - Extreme | Distribution Circuit | 3 | 5 | 2016-03-05 | 1418955 | Sus | N | EquipmentFailureInvolved¦Overhead¦ConductorOverhead¦Broken
16-0017876 | Vegetation | Tree - fell into line | Pole-Wood | Broken | 2016 | Tier 2 - Elevated | Distribution Circuit | 3 | 5 | 2016-03-05 | 1419212 | Sus | N | Vegetation¦Treefellintoline¦PoleWood¦Broken
16-0018008 | Vegetation | Tree - fell into line | Conductor, Overhead | Broken, wire on ground | 2016 | Tier 2 - Elevated | Distribution Circuit | 3 | 5 | 2016-03-05 | 1419333 | Sus | N | Vegetation¦Treefellintoline¦ConductorOverhead¦Brokenwireonground
16-0018096 | Unknown Cause | Patrol - found nothing |  |  | 2016 | Tier 2 - Elevated | Distribution Circuit | 3 | 5 | 2016-03-05 | 1420674 | Sus | N | UnknownCause¦Patrolfoundnothing¦¦
16-0018663 | Vegetation | Tree - branch fell on line | Fuse | Failed/Faulted | 2016 | Tier 3 - Extreme | Distribution Circuit | 3 | 6 | 2016-03-06 | 1422899 | Sus | N | Vegetation¦Treebranchfellonline¦Fuse¦FailedFaulted
16-0020079 | Equipment Failure/Involved | Overhead | Transformer (OH) | Failed/Faulted | 2016 | Tier 3 - Extreme | Transformer only | 3 | 10 | 2016-03-10 | 1426743 | Sus | N | EquipmentFailureInvolved¦Overhead¦Transformer(OH)¦FailedFaulted
16-0020859 | 3rd Party | Vehicle | Pole-Wood | Broken | 2016 | Tier 2 - Elevated | Distribution Circuit | 3 | 13 | 2016-03-13 | 1429838 | Sus | N | 3rdParty¦Vehicle¦PoleWood¦Broken
16-0029098 | Equipment Failure/Involved | Overhead | Cutout, fuse holder | Burned/flashed | 2016 | Tier 2 - Elevated | Distribution Circuit | 4 | 16 | 2016-04-16 | 1451845 | Sus | N | EquipmentFailureInvolved¦Overhead¦Cutoutfuseholder¦Burnedflashed
16-0031748 | Vegetation | Tree - branch fell on line | Conductor, Overhead | Normal | 2016 | Tier 3 - Extreme | Distribution Circuit | 4 | 26 | 2016-04-26 | 1459628 | Sus | N | Vegetation¦Treebranchfellonline¦ConductorOverhead¦Normal
16-0033328 | Equipment Failure/Involved | Overhead |  | Failed/Faulted | 2016 | Tier 2 - Elevated | Transformer only | 5 | 2 | 2016-05-02 | 1463459 | Sus | Y | EquipmentFailureInvolved¦Overhead¦¦FailedFaulted
16-0037364 | Vegetation | Tree - branch fell on line | Conductor, Overhead | Normal | 2016 | Tier 2 - Elevated | Transformer only | 5 | 20 | 2016-05-20 | 1473523 | Sus | Y | Vegetation¦Treebranchfellonline¦ConductorOverhead¦Normal
16-0039719 | Equipment Failure/Involved | Overhead | Service conductor | Broken, wire on ground | 2016 | Tier 2 - Elevated | Transformer only | 5 | 30 | 2016-05-30 | 1479227 | Sus | Y | EquipmentFailureInvolved¦Overhead¦Serviceconductor¦Brokenwireonground
16-0044631 | Vegetation | Tree - branch fell on line | Conductor, Overhead | Normal | 2016 | Tier 3 - Extreme | Distribution Circuit | 6 | 21 | 2016-06-21 | 1493036 | Sus | Y | Vegetation¦Treebranchfellonline¦ConductorOverhead¦Normal
16-0045493 | 3rd Party | Vehicle | Pole-Wood | Broken | 2016 | Tier 3 - Extreme | Distribution Circuit | 6 | 23 | 2016-06-23 | 1494967 | Sus | Y | 3rdParty¦Vehicle¦PoleWood¦Broken
16-0045801 | Vegetation | Tree - fell into line | Conductor, Overhead | Broken, wire on ground | 2016 | Tier 3 - Extreme | Distribution Circuit | 6 | 25 | 2016-06-25 | 1495916 | Sus | Y | Vegetation¦Treefellintoline¦ConductorOverhead¦Brokenwireonground
16-0048895 | Equipment Failure/Involved | Overhead | Jumper | Burned Open | 2016 | Tier 2 - Elevated | Distribution Circuit | 7 | 10 | 2016-07-10 | 1507809 | Sus | Y | EquipmentFailureInvolved¦Overhead¦Jumper¦BurnedOpen
16-0049452 | Equipment Failure/Involved | Overhead | Transformer (OH) | Failed/Faulted | 2016 | Tier 3 - Extreme | Distribution Circuit | 7 | 12 | 2016-07-12 | 1509093 | Sus | Y | EquipmentFailureInvolved¦Overhead¦Transformer(OH)¦FailedFaulted
16-0050136 | Unknown Cause | Patrol - found nothing |  |  | 2016 | Tier 3 - Extreme | Distribution Circuit | 7 | 15 | 2016-07-15 | 1510422 | Sus | Y | UnknownCause¦Patrolfoundnothing¦¦
16-0051545 | Animal | Bird found | Transformer (OH) | Normal | 2016 | Tier 2 - Elevated | Distribution Circuit | 7 | 21 | 2016-07-21 | 1513668 | Sus | Y | Animal¦Birdfound¦Transformer(OH)¦Normal
16-0052390 | 3rd Party | Tree - cutting, 3rd party | Conductor, Overhead | Normal | 2016 | Tier 3 - Extreme | Distribution Circuit | 7 | 25 | 2016-07-25 | 1515832 | Sus | Y | 3rdParty¦Treecutting3rdparty¦ConductorOverhead¦Normal
16-0052781 | Vegetation | Tree - fell into line | Conductor, Overhead | Broken, wire on ground | 2016 | Tier 2 - Elevated | Distribution Circuit | 7 | 26 | 2016-07-26 | 1516672 | Sus | Y | Vegetation¦Treefellintoline¦ConductorOverhead¦Brokenwireonground
16-0057211 | Unknown Cause | Patrol - found nothing |  |  | 2016 | Tier 2 - Elevated | Distribution Circuit | 8 | 14 | 2016-08-14 | 1526233 | Sus | Y | UnknownCause¦Patrolfoundnothing¦¦
16-0057777 | Equipment Failure/Involved | Overhead | Transformer | Failed/Faulted | 2016 | Tier 2 - Elevated | Transformer only | 8 | 16 | 2016-08-16 | 1527538 | Sus | Y | EquipmentFailureInvolved¦Overhead¦Transformer¦FailedFaulted
16-0064967 | Equipment Failure/Involved | Overhead | Transformer | Broken, wire on ground | 2016 | Tier 2 - Elevated | Transformer only | 9 | 15 | 2016-09-15 | 1542450 | Sus | Y | EquipmentFailureInvolved¦Overhead¦Transformer¦Brokenwireonground
16-0066724 | 3rd Party | Tree - cutting, 3rd party | Conductor, Overhead | Broken, wire on ground | 2016 | Tier 2 - Elevated | Distribution Circuit | 9 | 22 | 2016-09-22 | 1546224 | Sus | Y | 3rdParty¦Treecutting3rdparty¦ConductorOverhead¦Brokenwireonground
16-0073027 | Vegetation | Tree - branch fell on line | Conductor, Overhead | Contaminated | 2016 | Tier 3 - Extreme | Distribution Circuit | 10 | 16 | 2016-10-16 | 1563760 | Sus | Y | Vegetation¦Treebranchfellonline¦ConductorOverhead¦Contaminated
16-0076596 | Equipment Failure/Involved | Overhead | Secondary | Broken | 2016 | Tier 2 - Elevated | Transformer only | 10 | 28 | 2016-10-28 | 1572378 | Sus | Y | EquipmentFailureInvolved¦Overhead¦Secondary¦Broken
16-0077363 | Equipment Failure/Involved | Overhead | Conductor, Overhead | Broken, wire on ground | 2016 | Tier 3 - Extreme | Distribution Circuit | 11 | 1 | 2016-11-01 | 1574949 | Sus | Y | EquipmentFailureInvolved¦Overhead¦ConductorOverhead¦Brokenwireonground
16-0082546 | Unknown Cause | Patrol - found nothing |  |  | 2016 | Tier 2 - Elevated | Distribution Circuit | 11 | 28 | 2016-11-28 | 1590250 | Sus | Y | UnknownCause¦Patrolfoundnothing¦¦
16-0083140 | Equipment Failure/Involved | Overhead |  | Broken | 2016 | Tier 3 - Extreme | Transformer only | 11 | 30 | 2016-11-30 | 1591996 | Sus | Y | EquipmentFailureInvolved¦Overhead¦¦Broken
16-0083486 | Equipment Failure/Involved | Overhead | Transformer | Failed/Faulted | 2016 | Tier 2 - Elevated | Transformer only | 12 | 1 | 2016-12-01 | 1592864 | Sus | N | EquipmentFailureInvolved¦Overhead¦Transformer¦FailedFaulted
17-0004892 | Unknown Cause | Patrol - found nothing |  |  | 2017 | Tier 3 - Extreme | Distribution Circuit | 1 | 7 | 2017-01-07 | 1622361 | Sus | N | UnknownCause¦Patrolfoundnothing¦¦
17-0004991 | Vegetation | Tree - branch fell on line | Bushing | Normal | 2017 | Tier 3 - Extreme | Distribution Circuit | 1 | 8 | 2017-01-08 | 1623193 | Sus | N | Vegetation¦Treebranchfellonline¦Bushing¦Normal
17-0005642 | Equipment Failure/Involved | Overhead | Conductor, Overhead | On Ground | 2017 | Tier 2 - Elevated | Distribution Circuit | 1 | 8 | 2017-01-08 | 1627637 | Sus | N | EquipmentFailureInvolved¦Overhead¦ConductorOverhead¦OnGround
17-0005773 | Unknown Cause | Patrol - found nothing |  |  | 2017 | Tier 3 - Extreme | Distribution Circuit | 1 | 8 | 2017-01-08 | 1629751 | Sus | N | UnknownCause¦Patrolfoundnothing¦¦
17-0006166 | Vegetation | Tree - fell into line | Conductor, Overhead | Broken, wire on ground | 2017 | Tier 2 - Elevated | Distribution Circuit | 1 | 9 | 2017-01-09 | 1631170 | Sus | N | Vegetation¦Treefellintoline¦ConductorOverhead¦Brokenwireonground
17-0006595 | Equipment Failure/Involved | Overhead | Pole-Wood | Broken, wire on ground | 2017 | Tier 2 - Elevated | Distribution Circuit | 1 | 10 | 2017-01-10 | 1633298 | Sus | N | EquipmentFailureInvolved¦Overhead¦PoleWood¦Brokenwireonground
17-0007383 | Vegetation | Tree - branch fell on line | Conductor, Overhead | Normal | 2017 | Tier 2 - Elevated | Distribution Circuit | 1 | 11 | 2017-01-11 | 1638567 | Sus | N | Vegetation¦Treebranchfellonline¦ConductorOverhead¦Normal
17-0007483 | Vegetation | Tree - fell into line | Conductor, Overhead | Broken, wire on ground | 2017 | Tier 2 - Elevated | Distribution Circuit | 1 | 11 | 2017-01-11 | 1638185 | Sus | N | Vegetation¦Treefellintoline¦ConductorOverhead¦Brokenwireonground
17-0007484 | Equipment Failure/Involved | Overhead | Crossarm, Wood | Broken | 2017 | Tier 2 - Elevated | Distribution Circuit | 1 | 11 | 2017-01-11 | 1639229 | Sus | N | EquipmentFailureInvolved¦Overhead¦CrossarmWood¦Broken
17-0007564 | Vegetation | Tree - fell into line | Conductor, Overhead | Normal | 2017 | Tier 3 - Extreme | Distribution Circuit | 1 | 10 | 2017-01-10 | 1638027 | Sus | N | Vegetation¦Treefellintoline¦ConductorOverhead¦Normal
17-0008282 | Vegetation | Tree - fell into line | Conductor, Overhead | Broken, wire on ground | 2017 | Tier 3 - Extreme | Distribution Circuit | 1 | 12 | 2017-01-12 | 1640986 | Sus | N | Vegetation¦Treefellintoline¦ConductorOverhead¦Brokenwireonground
17-0012601 | Vegetation | Tree - fell into line | Conductor, Overhead | Broken, wire on ground | 2017 | Tier 3 - Extreme | Distribution Circuit | 1 | 22 | 2017-01-22 | 1658097 | Sus | N | Vegetation¦Treefellintoline¦ConductorOverhead¦Brokenwireonground
17-0013200 | Vegetation | Tree - fell into line | Crossarm, Wood | Broken, wire on ground | 2017 | Tier 2 - Elevated | Distribution Circuit | 1 | 22 | 2017-01-22 | 1659134 | Sus | N | Vegetation¦Treefellintoline¦CrossarmWood¦Brokenwireonground
17-0013617 | Unknown Cause | Patrol - not conducted |  |  | 2017 | Tier 3 - Extreme | Distribution Circuit | 1 | 23 | 2017-01-23 | 1662923 | Sus | N | UnknownCause¦Patrolnotconducted¦¦
17-0013848 | Unknown Cause | Patrol - found nothing |  |  | 2017 | Tier 2 - Elevated | Distribution Circuit | 1 | 23 | 2017-01-23 | 1663672 | Sus | N | UnknownCause¦Patrolfoundnothing¦¦
17-0013981 | Equipment Failure/Involved | Overhead | Conductor, Overhead | Broken, wire on ground | 2017 | Tier 3 - Extreme | Distribution Circuit | 1 | 23 | 2017-01-23 | 1663553 | Sus | N | EquipmentFailureInvolved¦Overhead¦ConductorOverhead¦Brokenwireonground
17-0015874 | Equipment Failure/Involved | Overhead | Secondary | Broken | 2017 | Tier 2 - Elevated | Transformer only | 1 | 29 | 2017-01-29 | 1669743 | Sus | N | EquipmentFailureInvolved¦Overhead¦Secondary¦Broken
17-0018033 | Vegetation | Tree - fell into line | Conductor, Overhead | Broken, wire on ground | 2017 | Tier 2 - Elevated | Distribution Circuit | 2 | 7 | 2017-02-07 | 1677318 | Sus | N | Vegetation¦Treefellintoline¦ConductorOverhead¦Brokenwireonground
17-0018656 | Vegetation | Tree - branch fell on line | Conductor, Overhead | Broken, wire on ground | 2017 | Tier 2 - Elevated | Distribution Circuit | 2 | 7 | 2017-02-07 | 1680535 | Sus | N | Vegetation¦Treebranchfellonline¦ConductorOverhead¦Brokenwireonground
17-0019463 | Unknown Cause | Patrol - found nothing |  |  | 2017 | Tier 2 - Elevated | Distribution Circuit | 2 | 9 | 2017-02-09 | 1683530 | Sus | N | UnknownCause¦Patrolfoundnothing¦¦
17-0021419 | Equipment Failure/Involved | Overhead | Cutout, fuse holder | Broken | 2017 | Tier 2 - Elevated | Distribution Circuit | 2 | 15 | 2017-02-15 | 1689493 | Sus | N | EquipmentFailureInvolved¦Overhead¦Cutoutfuseholder¦Broken
17-0021878 | Vegetation | Tree - branch fell on line | Fuse | Failed/Faulted | 2017 | Tier 3 - Extreme | Distribution Circuit | 2 | 17 | 2017-02-17 | 1691121 | Sus | N | Vegetation¦Treebranchfellonline¦Fuse¦FailedFaulted
17-0022256 | Vegetation | Tree - fell into line | Conductor, Overhead | Broken | 2017 | Tier 2 - Elevated | Distribution Circuit | 2 | 17 | 2017-02-17 | 1692133 | Sus | N | Vegetation¦Treefellintoline¦ConductorOverhead¦Broken
17-0022865 | Vegetation | Tree - fell into line | Conductor, Overhead | Normal | 2017 | Tier 2 - Elevated | Distribution Circuit | 2 | 18 | 2017-02-18 | 1698823 | Sus | N | Vegetation¦Treefellintoline¦ConductorOverhead¦Normal
17-0023204 | Equipment Failure/Involved | Underground | Connector or Splice (UG) | Failed/Faulted | 2017 | Tier 2 - Elevated | Distribution Circuit | 2 | 18 | 2017-02-18 | 1699337 | Sus | N | EquipmentFailureInvolved¦Underground¦ConnectororSplice(UG)¦FailedFaulted
17-0024996 | Vegetation | Tree - fell into line | Conductor, Overhead | Broken, wire on ground | 2017 | Tier 3 - Extreme | Distribution Circuit | 2 | 20 | 2017-02-20 | 1706267 | Sus | N | Vegetation¦Treefellintoline¦ConductorOverhead¦Brokenwireonground
17-0025730 | Vegetation | Tree - fell into line | Conductor, Overhead | Normal | 2017 | Tier 3 - Extreme | Distribution Circuit | 2 | 22 | 2017-02-22 | 1711105 | Sus | N | Vegetation¦Treefellintoline¦ConductorOverhead¦Normal
17-0026867 | Environmental/External | Flood/Erosion | Transformer (OH) | Broken | 2017 | Tier 2 - Elevated | Distribution Circuit | 2 | 25 | 2017-02-25 | 1713747 | Sus | N | EnvironmentalExternal¦FloodErosion¦Transformer(OH)¦Broken
17-0026940 | Vegetation | Tree - fell into line | Conductor, Overhead | Broken, wire on ground | 2017 | Tier 3 - Extreme | Distribution Circuit | 2 | 27 | 2017-02-27 | 1714764 | Sus | N | Vegetation¦Treefellintoline¦ConductorOverhead¦Brokenwireonground
17-0028493 | Equipment Failure/Involved | Overhead | Conductor, Overhead | Broken, wire on ground | 2017 | Tier 2 - Elevated | Distribution Circuit | 3 | 5 | 2017-03-05 | 1720131 | Sus | N | EquipmentFailureInvolved¦Overhead¦ConductorOverhead¦Brokenwireonground
17-0028517 | Unknown Cause | Patrol - not conducted |  |  | 2017 | Tier 2 - Elevated | Distribution Circuit | 3 | 5 | 2017-03-05 | 1720243 | Sus | N | UnknownCause¦Patrolnotconducted¦¦
17-0030445 | Vegetation | Tree - grew into line | Conductor, Overhead | Burned/flashed | 2017 | Tier 2 - Elevated | Distribution Circuit | 3 | 13 | 2017-03-13 | 1726189 | Sus | N | Vegetation¦Treegrewintoline¦ConductorOverhead¦Burnedflashed
17-0032585 | Vegetation | Tree - fell into line | Fuse | Failed/Faulted | 2017 | Tier 2 - Elevated | Distribution Circuit | 3 | 21 | 2017-03-21 | 1732539 | Sus | N | Vegetation¦Treefellintoline¦Fuse¦FailedFaulted
17-0034494 | Vegetation | Tree - branch fell on line | Conductor, Overhead | Together | 2017 | Tier 3 - Extreme | Distribution Circuit | 3 | 28 | 2017-03-28 | 1737625 | Sus | N | Vegetation¦Treebranchfellonline¦ConductorOverhead¦Together
17-0037625 | Vegetation | Tree - fell into line | Fuse | Failed/Faulted | 2017 | Tier 3 - Extreme | Distribution Circuit | 4 | 7 | 2017-04-07 | 1749747 | Sus | N | Vegetation¦Treefellintoline¦Fuse¦FailedFaulted
17-0042185 | Unknown Cause | Patrol - found nothing |  |  | 2017 | Tier 2 - Elevated | Distribution Circuit | 4 | 23 | 2017-04-23 | 1765075 | Sus | N | UnknownCause¦Patrolfoundnothing¦¦
17-0042195 | Unknown Cause | Patrol - found nothing |  |  | 2017 | Tier 2 - Elevated | Distribution Circuit | 4 | 23 | 2017-04-23 | 1765145 | Sus | N | UnknownCause¦Patrolfoundnothing¦¦
17-0043381 | Equipment Failure/Involved | Overhead | Connector or Splice (OH) | Broken | 2017 | Tier 2 - Elevated | Distribution Circuit | 4 | 27 | 2017-04-27 | 1768474 | Sus | N | EquipmentFailureInvolved¦Overhead¦ConnectororSplice(OH)¦Broken
17-0045743 | Vegetation | Tree - branch fell on line | Crossarm, Wood | Broken, wire on ground | 2017 | Tier 3 - Extreme | Distribution Circuit | 5 | 6 | 2017-05-06 | 1775994 | Sus | Y | Vegetation¦Treebranchfellonline¦CrossarmWood¦Brokenwireonground
17-0047840 | Vegetation | Tree - fell into line | Pole-Wood | Broken, wire on ground | 2017 | Tier 2 - Elevated | Distribution Circuit | 5 | 14 | 2017-05-14 | 1782027 | Sus | Y | Vegetation¦Treefellintoline¦PoleWood¦Brokenwireonground
17-0051233 | Vegetation | Tree - fell into line | Conductor, Overhead | Broken, wire on ground | 2017 | Tier 2 - Elevated | Distribution Circuit | 5 | 28 | 2017-05-28 | 1792343 | Sus | Y | Vegetation¦Treefellintoline¦ConductorOverhead¦Brokenwireonground
17-0053732 | Unknown Cause | Patrol - not conducted |  |  | 2017 | Tier 2 - Elevated | Distribution Circuit | 6 | 8 | 2017-06-08 | 1799674 | Sus | Y | UnknownCause¦Patrolnotconducted¦¦
17-0056490 | Equipment Failure/Involved | Electrical Overload | Transformer | Failed/Faulted | 2017 | Tier 2 - Elevated | Transformer only | 6 | 19 | 2017-06-19 | 1810151 | Sus | Y | EquipmentFailureInvolved¦ElectricalOverload¦Transformer¦FailedFaulted
17-0058760 | Vegetation | Tree - fell into line | Conductor, Overhead | Broken, wire on ground | 2017 | Tier 3 - Extreme | Distribution Circuit | 6 | 26 | 2017-06-26 | 1818677 | Sus | Y | Vegetation¦Treefellintoline¦ConductorOverhead¦Brokenwireonground
17-0062755 | Unknown Cause | Patrol - found nothing |  |  | 2017 | Tier 2 - Elevated | Distribution Circuit | 7 | 13 | 2017-07-13 | 1830902 | Sus | Y | UnknownCause¦Patrolfoundnothing¦¦
17-0063359 | Unknown Cause | Patrol - not conducted |  |  | 2017 | Tier 2 - Elevated | Distribution Circuit | 7 | 17 | 2017-07-17 | 1833425 | Sus | Y | UnknownCause¦Patrolnotconducted¦¦
17-0063694 | Environmental/External | Fire, Forest/Grass | Pole-Wood | Broken, wire on ground | 2017 | Tier 2 - Elevated | Transmission line | 7 | 18 | 2017-07-18 | 1834955 | Sus | Y | EnvironmentalExternal¦FireForestGrass¦PoleWood¦Brokenwireonground
17-0075174 | Unknown Cause | Patrol - found nothing |  |  | 2017 | Tier 3 - Extreme | Distribution Circuit | 9 | 2 | 2017-09-02 | 1866425 | Sus | Y | UnknownCause¦Patrolfoundnothing¦¦
17-0077878 | Environmental/External | Lightning | Transformer | Failed/Faulted | 2017 | Tier 2 - Elevated | Transformer only | 9 | 11 | 2017-09-11 | 1876283 | Sus | Y | EnvironmentalExternal¦Lightning¦Transformer¦FailedFaulted
17-0080481 | Equipment Failure/Involved | Overhead | Transformer | Failed/Faulted | 2017 | Tier 2 - Elevated | Transformer only | 9 | 21 | 2017-09-21 | 1882972 | Sus | Y | EquipmentFailureInvolved¦Overhead¦Transformer¦FailedFaulted
17-0081331 | Equipment Failure/Involved | Overhead | Pole-Wood | Deteriorated | 2017 | Tier 2 - Elevated | Distribution Circuit | 9 | 24 | 2017-09-24 | 1885018 | Sus | Y | EquipmentFailureInvolved¦Overhead¦PoleWood¦Deteriorated
17-0083539 | Vegetation | Tree - fell into line | Conductor, Overhead | Broken, wire on ground | 2017 | Tier 3 - Extreme | Distribution Circuit | 10 | 2 | 2017-10-02 | 1889608 | Sus | Y | Vegetation¦Treefellintoline¦ConductorOverhead¦Brokenwireonground
17-0085444 | Vegetation | Tree - branch fell on line | Conductor, Overhead | Normal | 2017 | Tier 2 - Elevated | Distribution Circuit | 10 | 9 | 2017-10-09 | 1895574 | Sus | Y | Vegetation¦Treebranchfellonline¦ConductorOverhead¦Normal
17-0092356 | Unknown Cause | Patrol - found nothing |  |  | 2017 | Tier 2 - Elevated | Distribution Circuit | 11 | 3 | 2017-11-03 | 1914902 | Sus | Y | UnknownCause¦Patrolfoundnothing¦¦
17-0092657 | Equipment Failure/Involved | Overhead | Transformer | Failed/Faulted | 2017 | Tier 2 - Elevated | Transformer only | 11 | 4 | 2017-11-04 | 1915911 | Sus | Y | EquipmentFailureInvolved¦Overhead¦Transformer¦FailedFaulted
17-0093302 | 3rd Party | Tree - cutting, 3rd party | Conductor, Overhead | Normal | 2017 | Tier 2 - Elevated | Distribution Circuit | 11 | 7 | 2017-11-07 | 1917659 | Sus | Y | 3rdParty¦Treecutting3rdparty¦ConductorOverhead¦Normal
17-0094690 | Equipment Failure/Involved | Overhead | Transformer (OH) | Failed/Faulted | 2017 | Tier 2 - Elevated | Distribution Circuit | 12 | 5 | 2017-12-05 | 1936373 | Sus | N | EquipmentFailureInvolved¦Overhead¦Transformer(OH)¦FailedFaulted
17-0095218 | Equipment Failure/Involved | Overhead | Connector or Splice (OH) | Burned/flashed | 2017 | Tier 2 - Elevated | Distribution Circuit | 11 | 15 | 2017-11-15 | 1922909 | Sus | Y | EquipmentFailureInvolved¦Overhead¦ConnectororSplice(OH)¦Burnedflashed
17-0096844 | Equipment Failure/Involved | Overhead | Transformer |  | 2017 | Tier 3 - Extreme | Transformer only | 11 | 21 | 2017-11-21 | 1927258 | Sus | Y | EquipmentFailureInvolved¦Overhead¦Transformer¦
17-0097124 | 3rd Party | Vehicle | Conductor, Overhead | Broken, wire on ground | 2017 | Tier 2 - Elevated | Distribution Circuit | 11 | 22 | 2017-11-22 | 1928026 | Sus | Y | 3rdParty¦Vehicle¦ConductorOverhead¦Brokenwireonground
17-0097278 | Animal | Squirrel | Fuse | Failed/Faulted | 2017 | Tier 3 - Extreme | Transformer only | 11 | 23 | 2017-11-23 | 1928314 | Sus | Y | Animal¦Squirrel¦Fuse¦FailedFaulted
17-0099878 | Vegetation | Tree - branch fell on line | Conductor, Overhead | Normal | 2017 | Tier 3 - Extreme | Distribution Circuit | 12 | 4 | 2017-12-04 | 1936222 | Sus | N | Vegetation¦Treebranchfellonline¦ConductorOverhead¦Normal
17-0099880 | Vegetation | Tree - branch fell on line | Cutout, fuse holder | Normal | 2017 | Tier 3 - Extreme | Distribution Circuit | 12 | 4 | 2017-12-04 | 1936089 | Sus | N | Vegetation¦Treebranchfellonline¦Cutoutfuseholder¦Normal
17-0099932 | Vegetation | Tree - fell into line | Conductor, Overhead | Normal | 2017 | Tier 3 - Extreme | Distribution Circuit | 12 | 5 | 2017-12-05 | 1936207 | Sus | N | Vegetation¦Treefellintoline¦ConductorOverhead¦Normal
17-0100636 | 3rd Party | Vehicle | Pole-Wood | Broken | 2017 | Tier 2 - Elevated | Transformer only | 12 | 7 | 2017-12-07 | 1938528 | Sus | N | 3rdParty¦Vehicle¦PoleWood¦Broken
17-0101710 | Equipment Failure/Involved | Electrical Overload | Transformer | Leaking | 2017 | Tier 3 - Extreme | Transformer only | 12 | 14 | 2017-12-14 | 1943335 | Sus | N | EquipmentFailureInvolved¦ElectricalOverload¦Transformer¦Leaking
17-0102552 | 3rd Party | Dig in, 3rd party | Conductor, Underground | Broken | 2017 | Tier 3 - Extreme | Distribution Circuit | 12 | 19 | 2017-12-19 | 1947834 | Sus | N | 3rdParty¦Digin3rdparty¦ConductorUnderground¦Broken
17-0102574 | Vegetation | Tree - fell into line | Fuse | Failed/Faulted | 2017 | Tier 2 - Elevated | Distribution Circuit | 12 | 19 | 2017-12-19 | 1947856 | Sus | N | Vegetation¦Treefellintoline¦Fuse¦FailedFaulted
17-0103107 | Unknown Cause | Patrol - found nothing |  |  | 2017 | Tier 3 - Extreme | Distribution Circuit | 12 | 23 | 2017-12-23 | 1950524 | Sus | N | UnknownCause¦Patrolfoundnothing¦¦
17-0103112 | Unknown Cause | Patrol - found nothing |  |  | 2017 | Tier 3 - Extreme | Distribution Circuit | 12 | 23 | 2017-12-23 | 1950527 | Sus | N | UnknownCause¦Patrolfoundnothing¦¦
18-0003861 | Vegetation | Tree - branch fell on line | Fuse | Failed/Faulted | 2018 | Tier 3 - Extreme | Distribution Circuit | 1 | 5 | 2018-01-05 | 2635 | Sus | N | Vegetation¦Treebranchfellonline¦Fuse¦FailedFaulted
18-0004498 | Vegetation | Tree - branch fell on line | Conductor, Overhead | Normal | 2018 | Tier 2 - Elevated | Distribution Circuit | 1 | 8 | 2018-01-08 | 4385 | Sus | N | Vegetation¦Treebranchfellonline¦ConductorOverhead¦Normal
18-0007261 | Unknown Cause | Patrol - not conducted |  |  | 2018 | Tier 2 - Elevated | Distribution Circuit | 1 | 19 | 2018-01-19 | 10620 | Sus | N | UnknownCause¦Patrolnotconducted¦¦
18-0007620 | Unknown Cause | Patrol - found nothing |  |  | 2018 | Tier 2 - Elevated | Distribution Circuit | 1 | 20 | 2018-01-20 | 11430 | Sus | N | UnknownCause¦Patrolfoundnothing¦¦
18-0007751 | Vegetation | Tree - fell into line | Conductor, Overhead | Broken, wire on ground | 2018 | Tier 2 - Elevated | Distribution Circuit | 1 | 22 | 2018-01-22 | 11773 | Sus | N | Vegetation¦Treefellintoline¦ConductorOverhead¦Brokenwireonground
18-0011989 | Animal | Other | Conductor, Overhead | Normal | 2018 | Tier 2 - Elevated | Distribution Circuit | 2 | 6 | 2018-02-06 | 20397 | Sus | N | Animal¦Other¦ConductorOverhead¦Normal
18-0017915 | Unknown Cause | Patrol - found nothing |  |  | 2018 | Tier 2 - Elevated | Distribution Circuit | 2 | 27 | 2018-02-27 | 33105 | Sus | N | UnknownCause¦Patrolfoundnothing¦¦
18-0018661 | Vegetation | Tree - fell into line | Crossarm, Wood | Broken, wire on ground | 2018 | Tier 2 - Elevated | Distribution Circuit | 3 | 1 | 2018-03-01 | 35102 | Sus | N | Vegetation¦Treefellintoline¦CrossarmWood¦Brokenwireonground
18-0025597 | Equipment Failure/Involved | Overhead | Pole-Wood | Broken | 2018 | Tier 2 - Elevated | Distribution Circuit | 3 | 22 | 2018-03-22 | 50888 | Sus | N | EquipmentFailureInvolved¦Overhead¦PoleWood¦Broken
18-0030284 | Equipment Failure/Involved | Overhead | Secondary | Broken | 2018 | Tier 3 - Extreme | Transformer only | 4 | 7 | 2018-04-07 | 62114 | Sus | N | EquipmentFailureInvolved¦Overhead¦Secondary¦Broken
18-0031433 | Equipment Failure/Involved | Overhead | Insulator | Broken | 2018 | Tier 2 - Elevated | Distribution Circuit | 4 | 11 | 2018-04-11 | 64761 | Sus | N | EquipmentFailureInvolved¦Overhead¦Insulator¦Broken
18-0039330 | Vegetation | Tree - fell into line | Conductor, Overhead | Together | 2018 | Tier 2 - Elevated | Distribution Circuit | 5 | 8 | 2018-05-08 | 81667 | Sus | Y | Vegetation¦Treefellintoline¦ConductorOverhead¦Together
18-0045848 | Equipment Failure/Involved | Overhead | Secondary | Burned Open | 2018 | Tier 3 - Extreme | Transformer only | 5 | 30 | 2018-05-30 | 97488 | Sus | Y | EquipmentFailureInvolved¦Overhead¦Secondary¦BurnedOpen
18-0048104 | 3rd Party | Vehicle | Pole-Wood | Broken, wire on ground | 2018 | Tier 2 - Elevated | Distribution Circuit | 6 | 6 | 2018-06-06 | 103087 | Sus | Y | 3rdParty¦Vehicle¦PoleWood¦Brokenwireonground
18-0051549 | Unknown Cause | Patrol - found nothing |  |  | 2018 | Tier 2 - Elevated | Distribution Circuit | 6 | 15 | 2018-06-15 | 110350 | Sus | Y | UnknownCause¦Patrolfoundnothing¦¦
18-0056374 | Vegetation | Tree - branch fell on line | Conductor, Overhead | Together | 2018 | Tier 3 - Extreme | Distribution Circuit | 7 | 2 | 2018-07-02 | 123120 | Sus | Y | Vegetation¦Treebranchfellonline¦ConductorOverhead¦Together
18-0067254 | Environmental/External | Fire, Forest/Grass | Pole-Wood | Burned/flashed | 2018 | Tier 3 - Extreme | Distribution Circuit | 7 | 29 | 2018-07-29 | 150283 | Sus | Y | EnvironmentalExternal¦FireForestGrass¦PoleWood¦Burnedflashed
18-0067825 | Equipment Failure/Involved | Overhead | Crossarm, Wood | Broken | 2018 | Tier 2 - Elevated | Distribution Circuit | 8 | 8 | 2018-08-08 | 151228 | Sus | Y | EquipmentFailureInvolved¦Overhead¦CrossarmWood¦Broken
18-0068644 | Environmental/External | Fire, Forest/Grass | Transformer (UG) | Burned/flashed | 2018 | Tier 3 - Extreme | Distribution Circuit | 8 | 10 | 2018-08-10 | 152827 | Sus | Y | EnvironmentalExternal¦FireForestGrass¦Transformer(UG)¦Burnedflashed
18-0069422 | 3rd Party | Tree - cutting, 3rd party | Conductor, Overhead | Normal | 2018 | Tier 3 - Extreme | Distribution Circuit | 8 | 13 | 2018-08-13 | 154633 | Sus | Y | 3rdParty¦Treecutting3rdparty¦ConductorOverhead¦Normal
18-0079640 | Unknown Cause | Patrol - found nothing |  |  | 2018 | Tier 2 - Elevated | Distribution Circuit | 9 | 14 | 2018-09-14 | 174121 | Sus | Y | UnknownCause¦Patrolfoundnothing¦¦
18-0083535 | Vegetation | Tree - branch fell on line | Conductor, Overhead | Normal | 2018 | Tier 2 - Elevated | Distribution Circuit | 9 | 25 | 2018-09-25 | 181396 | Sus | Y | Vegetation¦Treebranchfellonline¦ConductorOverhead¦Normal
18-0086254 | Unknown Cause | Patrol - not conducted |  |  | 2018 | Tier 2 - Elevated | Distribution Circuit | 10 | 3 | 2018-10-03 | 187312 | Sus | Y | UnknownCause¦Patrolnotconducted¦¦
18-0086747 | Unknown Cause | Patrol - found nothing |  |  | 2018 | Tier 3 - Extreme | Distribution Circuit | 10 | 4 | 2018-10-04 | 188225 | Sus | Y | UnknownCause¦Patrolfoundnothing¦¦
18-0087626 | Unknown Cause | Patrol - found nothing |  |  | 2018 | Tier 2 - Elevated | Distribution Circuit | 10 | 6 | 2018-10-06 | 189689 | Sus | Y | UnknownCause¦Patrolfoundnothing¦¦
18-0087981 | Vegetation | Tree - fell into line | Conductor, Overhead | Broken, wire on ground | 2018 | Tier 3 - Extreme | Distribution Circuit | 10 | 7 | 2018-10-07 | 190309 | Sus | Y | Vegetation¦Treefellintoline¦ConductorOverhead¦Brokenwireonground
18-0088116 | Animal | Squirrel | Pothead(Riser Termination) | Normal | 2018 | Tier 3 - Extreme | Distribution Circuit | 10 | 8 | 2018-10-08 | 190677 | Sus | Y | Animal¦Squirrel¦Pothead(RiserTermination)¦Normal
18-0088492 | Vegetation | Tree - branch fell on line | Conductor, Overhead | Normal | 2018 | Tier 2 - Elevated | Distribution Circuit | 10 | 9 | 2018-10-09 | 191424 | Sus | Y | Vegetation¦Treebranchfellonline¦ConductorOverhead¦Normal
18-0090607 | Unknown Cause | Patrol - found nothing |  |  | 2018 | Tier 3 - Extreme | Distribution Circuit | 10 | 15 | 2018-10-15 | 195673 | Sus | Y | UnknownCause¦Patrolfoundnothing¦¦
18-0091777 | Equipment Failure/Involved | Overhead | Cutout, fuse holder | Normal | 2018 | Tier 2 - Elevated | Transformer only | 10 | 18 | 2018-10-18 | 198050 | Sus | Y | EquipmentFailureInvolved¦Overhead¦Cutoutfuseholder¦Normal
18-0100203 | Unknown Cause | Patrol - found nothing |  |  | 2018 | Tier 2 - Elevated | Distribution Circuit | 11 | 16 | 2018-11-16 | 216359 | Sus | Y | UnknownCause¦Patrolfoundnothing¦¦
18-0101284 | Environmental/External | Earthquake | Pole-Wood | Burned/flashed | 2018 | Tier 2 - Elevated | Distribution Circuit | 11 | 8 | 2018-11-08 | 218649 | Sus | Y | EnvironmentalExternal¦Earthquake¦PoleWood¦Burnedflashed
18-0101628 | Unknown Cause | Patrol - found nothing |  |  | 2018 | Tier 2 - Elevated | Distribution Circuit | 11 | 20 | 2018-11-20 | 219326 | Sus | Y | UnknownCause¦Patrolfoundnothing¦¦
18-0102398 | Equipment Failure/Involved | Overhead | Crossarm, Wood | Broken | 2018 | Tier 2 - Elevated | Distribution Circuit | 11 | 22 | 2018-11-22 | 222253 | Sus | Y | EquipmentFailureInvolved¦Overhead¦CrossarmWood¦Broken
18-0103825 | Environmental/External | Fire, Forest/Grass | Pole-Wood | Burned/flashed | 2018 | Tier 3 - Extreme | Distribution Circuit | 11 | 8 | 2018-11-08 | 225628 | Sus | Y | EnvironmentalExternal¦FireForestGrass¦PoleWood¦Burnedflashed
18-0104598 | Unknown Cause | Patrol - found nothing |  |  | 2018 | Tier 2 - Elevated | Distribution Circuit | 11 | 28 | 2018-11-28 | 226891 | Sus | Y | UnknownCause¦Patrolfoundnothing¦¦
18-0105035 | Vegetation | Tree - fell into line | Crossarm, Wood | Broken, wire on ground | 2018 | Tier 2 - Elevated | Distribution Circuit | 11 | 29 | 2018-11-29 | 228677 | Sus | Y | Vegetation¦Treefellintoline¦CrossarmWood¦Brokenwireonground
18-0105302 | Unknown Cause | Patrol - not conducted |  |  | 2018 | Tier 3 - Extreme | Distribution Circuit | 11 | 29 | 2018-11-29 | 229541 | Sus | Y | UnknownCause¦Patrolnotconducted¦¦
18-0106352 | Equipment Failure/Involved | Overhead | Pole-Wood | Broken | 2018 | Tier 2 - Elevated | Distribution Circuit | 12 | 3 | 2018-12-03 | 232323 | Sus | N | EquipmentFailureInvolved¦Overhead¦PoleWood¦Broken
18-0106369 | Vegetation | Tree - fell into line | Conductor, Overhead | Broken, wire on ground | 2018 | Tier 2 - Elevated | Distribution Circuit | 12 | 3 | 2018-12-03 | 232043 | Sus | N | Vegetation¦Treefellintoline¦ConductorOverhead¦Brokenwireonground
18-0107152 | Equipment Failure/Involved | Overhead | Switch (OH) | Arcing | 2018 | Tier 3 - Extreme | Distribution Circuit | 12 | 5 | 2018-12-05 | 233975 | Sus | N | EquipmentFailureInvolved¦Overhead¦Switch(OH)¦Arcing
18-0110635 | Vegetation | Tree - fell into line | Conductor, Overhead | Together | 2018 | Tier 2 - Elevated | Distribution Circuit | 12 | 25 | 2018-12-25 | 247065 | Sus | N | Vegetation¦Treefellintoline¦ConductorOverhead¦Together
19-0003432 | Equipment Failure/Involved | Overhead | Transformer (OH) | Normal | 2019 | Tier 3 - Extreme | Transformer only | 1 | 1 | 2019-01-01 | 251444 | Sus | N | EquipmentFailureInvolved¦Overhead¦Transformer(OH)¦Normal
19-0009896 | Equipment Failure/Involved | Overhead | Conductor, Overhead | Broken, wire on ground | 2019 | Tier 2 - Elevated | Distribution Circuit | 1 | 16 | 2019-01-16 | 267767 | Sus | N | EquipmentFailureInvolved¦Overhead¦ConductorOverhead¦Brokenwireonground
19-0010778 | Vegetation | Tree - fell into line | Conductor, Overhead | Broken, wire on ground | 2019 | Tier 3 - Extreme | Distribution Circuit | 1 | 16 | 2019-01-16 | 270323 | Sus | N | Vegetation¦Treefellintoline¦ConductorOverhead¦Brokenwireonground
19-0010954 | Vegetation | Tree - branch fell on line | Conductor, Overhead | Normal | 2019 | Tier 3 - Extreme | Distribution Circuit | 1 | 17 | 2019-01-17 | 273477 | Sus | N | Vegetation¦Treebranchfellonline¦ConductorOverhead¦Normal
19-0011124 | Equipment Failure/Involved | Overhead | Jumper | Burned Open | 2019 | Tier 2 - Elevated | Distribution Circuit | 1 | 16 | 2019-01-16 | 274255 | Sus | N | EquipmentFailureInvolved¦Overhead¦Jumper¦BurnedOpen
19-0011857 | Equipment Failure/Involved | Overhead | Cutout, fuse holder | Broken | 2019 | Tier 2 - Elevated | Distribution Circuit | 1 | 18 | 2019-01-18 | 275948 | Sus | N | EquipmentFailureInvolved¦Overhead¦Cutoutfuseholder¦Broken
19-0013735 | Vegetation | Tree - branch fell on line | Conductor, Overhead | Together | 2019 | Tier 2 - Elevated | Distribution Circuit | 1 | 23 | 2019-01-23 | 279813 | Sus | N | Vegetation¦Treebranchfellonline¦ConductorOverhead¦Together
19-0015695 | Equipment Failure/Involved | Overhead | Transformer (OH) | Broken | 2019 | Tier 3 - Extreme | Transformer only | 1 | 29 | 2019-01-29 | 283311 | Sus | N | EquipmentFailureInvolved¦Overhead¦Transformer(OH)¦Broken
19-0017282 | Unknown Cause | Patrol - found nothing |  |  | 2019 | Tier 2 - Elevated | Distribution Circuit | 2 | 2 | 2019-02-02 | 287655 | Sus | N | UnknownCause¦Patrolfoundnothing¦¦
19-0017769 | Vegetation | Tree - fell into line | Conductor, Overhead | Broken, wire on ground | 2019 | Tier 3 - Extreme | Distribution Circuit | 2 | 4 | 2019-02-04 | 289615 | Sus | N | Vegetation¦Treefellintoline¦ConductorOverhead¦Brokenwireonground
19-0018154 | Vegetation | Tree - fell into line | Conductor, Overhead | Normal | 2019 | Tier 2 - Elevated | Distribution Circuit | 2 | 4 | 2019-02-04 | 290855 | Sus | N | Vegetation¦Treefellintoline¦ConductorOverhead¦Normal
19-0019763 | Vegetation | Tree - fell into line | Pole-Wood | Broken | 2019 | Tier 2 - Elevated | Distribution Circuit | 2 | 4 | 2019-02-04 | 295614 | Sus | N | Vegetation¦Treefellintoline¦PoleWood¦Broken
19-0019965 | Equipment Failure/Involved | Overhead | Crossarm, Wood | Broken | 2019 | Tier 3 - Extreme | Distribution Circuit | 2 | 8 | 2019-02-08 | 296033 | Sus | N | EquipmentFailureInvolved¦Overhead¦CrossarmWood¦Broken
19-0020014 | Equipment Failure/Involved | Overhead | Crossarm, Wood | Broken | 2019 | Tier 2 - Elevated | Distribution Circuit | 2 | 8 | 2019-02-08 | 296183 | Sus | N | EquipmentFailureInvolved¦Overhead¦CrossarmWood¦Broken
19-0022824 | Vegetation | Tree - fell into line | Conductor, Overhead | Broken, wire on ground | 2019 | Tier 2 - Elevated | Distribution Circuit | 2 | 14 | 2019-02-14 | 306671 | Sus | N | Vegetation¦Treefellintoline¦ConductorOverhead¦Brokenwireonground
19-0024057 | Equipment Failure/Involved | Overhead | Crossarm, Wood | Broken | 2019 | Tier 2 - Elevated | Distribution Circuit | 2 | 14 | 2019-02-14 | 309571 | Sus | N | EquipmentFailureInvolved¦Overhead¦CrossarmWood¦Broken
19-0024129 | Unknown Cause | Patrol - found nothing |  |  | 2019 | Tier 3 - Extreme | Distribution Circuit | 2 | 15 | 2019-02-15 | 312415 | Sus | N | UnknownCause¦Patrolfoundnothing¦¦
19-0024601 | Vegetation | Tree - fell into line | Conductor, Overhead | Normal | 2019 | Tier 3 - Extreme | Distribution Circuit | 2 | 16 | 2019-02-16 | 314572 | Sus | N | Vegetation¦Treefellintoline¦ConductorOverhead¦Normal
19-0026351 | Animal | Bird found | Switch (UG) | Normal | 2019 | Tier 3 - Extreme | Distribution Circuit | 2 | 20 | 2019-02-20 | 319344 | Sus | N | Animal¦Birdfound¦Switch(UG)¦Normal
19-0028322 | Equipment Failure/Involved | Overhead | Conductor, Overhead | Broken, wire on object | 2019 | Tier 2 - Elevated | Distribution Circuit | 2 | 26 | 2019-02-26 | 324441 | Sus | N | EquipmentFailureInvolved¦Overhead¦ConductorOverhead¦Brokenwireonobject
19-0028529 | Vegetation | Tree - fell into line | Conductor, Overhead | Broken, wire on ground | 2019 | Tier 3 - Extreme | Distribution Circuit | 2 | 26 | 2019-02-26 | 325146 | Sus | N | Vegetation¦Treefellintoline¦ConductorOverhead¦Brokenwireonground
19-0029871 | Vegetation | Tree - fell into line | Conductor, Overhead | Broken, wire on ground | 2019 | Tier 2 - Elevated | Distribution Circuit | 3 | 1 | 2019-03-01 | 329035 | Sus | N | Vegetation¦Treefellintoline¦ConductorOverhead¦Brokenwireonground
19-0030680 | Equipment Failure/Involved | Overhead | Cutout, fuse holder | Broken | 2019 | Tier 2 - Elevated | Distribution Circuit | 3 | 5 | 2019-03-05 | 331233 | Sus | N | EquipmentFailureInvolved¦Overhead¦Cutoutfuseholder¦Broken
19-0031244 | Vegetation | Tree - fell into line | Fuse | Failed/Faulted | 2019 | Tier 2 - Elevated | Distribution Circuit | 3 | 6 | 2019-03-06 | 332568 | Sus | N | Vegetation¦Treefellintoline¦Fuse¦FailedFaulted
19-0037711 | Unknown Cause | Patrol - found nothing |  |  | 2019 | Tier 2 - Elevated | Distribution Circuit | 3 | 27 | 2019-03-27 | 349004 | Sus | N | UnknownCause¦Patrolfoundnothing¦¦
19-0038146 | Equipment Failure/Involved | Overhead | Transformer | Broken | 2019 | Tier 2 - Elevated | Transformer only | 3 | 28 | 2019-03-28 | 349908 | Sus | N | EquipmentFailureInvolved¦Overhead¦Transformer¦Broken
19-0039454 | Equipment Failure/Involved | Overhead | Insulator | Broken | 2019 | Tier 2 - Elevated | Distribution Circuit | 4 | 3 | 2019-04-03 | 353121 | Sus | N | EquipmentFailureInvolved¦Overhead¦Insulator¦Broken
19-0039911 | Vegetation | Tree - fell into line | Conductor, Overhead | Normal | 2019 | Tier 3 - Extreme | Distribution Circuit | 4 | 4 | 2019-04-04 | 354093 | Sus | N | Vegetation¦Treefellintoline¦ConductorOverhead¦Normal
19-0041497 | Unknown Cause | Patrol - found nothing |  |  | 2019 | Tier 2 - Elevated | Distribution Circuit | 4 | 11 | 2019-04-11 | 358537 | Sus | N | UnknownCause¦Patrolfoundnothing¦¦
19-0045465 | Equipment Failure/Involved | Overhead | Pole-Wood | Broken | 2019 | Tier 2 - Elevated | Distribution Circuit | 4 | 23 | 2019-04-23 | 366712 | Sus | N | EquipmentFailureInvolved¦Overhead¦PoleWood¦Broken
19-0045477 | Equipment Failure/Involved | Overhead | Transformer | Failed/Faulted | 2019 | Tier 2 - Elevated | Transformer only | 4 | 24 | 2019-04-24 | 366750 | Sus | N | EquipmentFailureInvolved¦Overhead¦Transformer¦FailedFaulted
19-0051449 | Equipment Failure/Involved | Overhead | Pole-Wood | Broken | 2019 | Tier 2 - Elevated | Distribution Circuit | 5 | 13 | 2019-05-13 | 379630 | Sus | Y | EquipmentFailureInvolved¦Overhead¦PoleWood¦Broken
19-0053113 | Vegetation | Tree - branch fell on line | Conductor, Overhead | Normal | 2019 | Tier 3 - Extreme | Distribution Circuit | 5 | 16 | 2019-05-16 | 383141 | Sus | Y | Vegetation¦Treebranchfellonline¦ConductorOverhead¦Normal
19-0053952 | Unknown Cause | Patrol - found nothing |  |  | 2019 | Tier 2 - Elevated | Distribution Circuit | 5 | 19 | 2019-05-19 | 385111 | Sus | Y | UnknownCause¦Patrolfoundnothing¦¦
19-0064366 | Vegetation | Tree - branch fell on line | Connector or Splice (OH) | Normal | 2019 | Tier 2 - Elevated | Distribution Circuit | 6 | 7 | 2019-06-07 | 401029 | Sus | Y | Vegetation¦Treebranchfellonline¦ConnectororSplice(OH)¦Normal
19-0068786 | Vegetation | Tree - branch fell on line | Conductor, Overhead | Broken, wire on ground | 2019 | Tier 2 - Elevated | Distribution Circuit | 6 | 17 | 2019-06-17 | 418035 | Sus | Y | Vegetation¦Treebranchfellonline¦ConductorOverhead¦Brokenwireonground
19-0071979 | Equipment Failure/Involved | Overhead | Crossarm, Wood | Normal | 2019 | Tier 2 - Elevated | Distribution Circuit | 6 | 25 | 2019-06-25 | 428893 | Sus | Y | EquipmentFailureInvolved¦Overhead¦CrossarmWood¦Normal
19-0073211 | Equipment Failure/Involved | Overhead | Woodpin | Broken | 2019 | Tier 2 - Elevated | Distribution Circuit | 6 | 28 | 2019-06-28 | 434381 | Sus | Y | EquipmentFailureInvolved¦Overhead¦Woodpin¦Broken
19-0073270 | Unknown Cause | Patrol - found nothing |  |  | 2019 | Tier 3 - Extreme | Distribution Circuit | 6 | 28 | 2019-06-28 | 435123 | Sus | Y | UnknownCause¦Patrolfoundnothing¦¦
19-0083592 | Vegetation | Tree - fell into line | Conductor, Overhead | Broken, wire on ground | 2019 | Tier 3 - Extreme | Distribution Circuit | 8 | 1 | 2019-08-01 | 477428 | Sus | Y | Vegetation¦Treefellintoline¦ConductorOverhead¦Brokenwireonground
19-0083809 | Equipment Failure/Involved | Overhead | Pole-Wood | Deteriorated | 2019 | Tier 3 - Extreme | Transformer only | 8 | 2 | 2019-08-02 | 477974 | Sus | Y | EquipmentFailureInvolved¦Overhead¦PoleWood¦Deteriorated
19-0090583 | Equipment Failure/Involved | Substation | Relay | Failed/Faulted | 2019 | Tier 2 - Elevated | Substation - Distribution | 8 | 21 | 2019-08-21 | 529333 | Sus | Y | EquipmentFailureInvolved¦Substation¦Relay¦FailedFaulted
19-0105078 | Environmental/External | Lightning | Transformer (OH) | Failed/Faulted | 2019 | Tier 2 - Elevated | Distribution Circuit | 9 | 28 | 2019-09-28 | 628351 | Sus | Y | EnvironmentalExternal¦Lightning¦Transformer(OH)¦FailedFaulted
19-0110962 | Unknown Cause | Patrol - found nothing |  |  | 2019 | Tier 2 - Elevated | Distribution Circuit | 10 | 13 | 2019-10-13 | 655690 | Sus | Y | UnknownCause¦Patrolfoundnothing¦¦
19-0113890 | Vegetation | Tree - fell into line | Conductor, Overhead | Broken, wire on ground | 2019 | Tier 3 - Extreme | Distribution Circuit | 10 | 20 | 2019-10-20 | 674982 | Sus | Y | Vegetation¦Treefellintoline¦ConductorOverhead¦Brokenwireonground
19-0114474 | Vegetation | Tree - fell into line | Conductor, Overhead | Broken, wire on ground | 2019 | Tier 3 - Extreme | Transformer only | 10 | 22 | 2019-10-22 | 676849 | Sus | Y | Vegetation¦Treefellintoline¦ConductorOverhead¦Brokenwireonground
19-0115625 | Unknown Cause | Patrol - found nothing |  |  | 2019 | Tier 2 - Elevated | Distribution Circuit | 10 | 24 | 2019-10-24 | 679428 | Sus | Y | UnknownCause¦Patrolfoundnothing¦¦
19-0117998 | Wildfire Mitigation | Public Safety Power Shut-off | Transformer | Broken, wire on ground | 2019 | Tier 2 - Elevated | Transformer only | 10 | 26 | 2019-10-26 | 692129 | Sus | Y | WildfireMitigation¦PublicSafetyPowerShutoff¦Transformer¦Brokenwireonground
19-0119500 | Vegetation | Tree - branch fell on line | Conductor, Overhead | Normal | 2019 | Tier 2 - Elevated | Distribution Circuit | 10 | 31 | 2019-10-31 | 696438 | Sus | Y | Vegetation¦Treebranchfellonline¦ConductorOverhead¦Normal
19-0129843 | Equipment Failure/Involved | Overhead | Transformer (OH) | Burned/flashed | 2019 | Tier 2 - Elevated | Distribution Circuit | 11 | 27 | 2019-11-27 | 718972 | Sus | Y | EquipmentFailureInvolved¦Overhead¦Transformer(OH)¦Burnedflashed
19-0136264 | Equipment Failure/Involved | Overhead |  | Broken | 2019 | Tier 2 - Elevated | Transformer only | 12 | 12 | 2019-12-12 | 737725 | Sus | N | EquipmentFailureInvolved¦Overhead¦¦Broken
19-0137632 | Vegetation | Tree - fell into line | Transformer | Broken | 2019 | Tier 2 - Elevated | Transformer only | 12 | 22 | 2019-12-22 | 748267 | Sus | N | Vegetation¦Treefellintoline¦Transformer¦Broken
19-0137643 | Unknown Cause | Patrol - found nothing |  |  | 2019 | Tier 2 - Elevated | Distribution Circuit | 12 | 22 | 2019-12-22 | 748296 | Sus | N | UnknownCause¦Patrolfoundnothing¦¦
19-0137835 | Equipment Failure/Involved | Overhead | Pole-Wood | Broken | 2019 | Tier 2 - Elevated | Distribution Circuit | 12 | 24 | 2019-12-24 | 749933 | Sus | N | EquipmentFailureInvolved¦Overhead¦PoleWood¦Broken
20-0005058 | Animal | Squirrel | Pothead(Riser Termination) | Normal | 2020 | Tier 3 - Extreme | Distribution Circuit | 1 | 3 | 2020-01-03 | 754510 | Sus | N | Animal¦Squirrel¦Pothead(RiserTermination)¦Normal
20-0009811 | Vegetation | Tree - branch fell on line | Conductor, Overhead | Together | 2020 | Tier 2 - Elevated | Distribution Circuit | 1 | 16 | 2020-01-16 | 762730 | Sus | N | Vegetation¦Treebranchfellonline¦ConductorOverhead¦Together
20-0011074 | Equipment Failure/Involved | Overhead | Crossarm, Wood | Broken | 2020 | Tier 2 - Elevated | Distribution Circuit | 1 | 18 | 2020-01-18 | 765698 | Sus | N | EquipmentFailureInvolved¦Overhead¦CrossarmWood¦Broken
20-0011205 | Unknown Cause | Patrol - found nothing |  |  | 2020 | Tier 3 - Extreme | Distribution Circuit | 1 | 19 | 2020-01-19 | 766205 | Sus | N | UnknownCause¦Patrolfoundnothing¦¦
20-0012282 | Equipment Failure/Involved | Overhead | Crossarm, Wood | Broken | 2020 | Tier 2 - Elevated | Distribution Circuit | 1 | 22 | 2020-01-22 | 768006 | Sus | N | EquipmentFailureInvolved¦Overhead¦CrossarmWood¦Broken
20-0013818 | Equipment Failure/Involved | Overhead | Conductor, Overhead | Broken, wire on ground | 2020 | Tier 2 - Elevated | Distribution Circuit | 1 | 27 | 2020-01-27 | 770541 | Sus | N | EquipmentFailureInvolved¦Overhead¦ConductorOverhead¦Brokenwireonground
20-0025128 | Unknown Cause | Patrol - found nothing |  |  | 2020 | Tier 2 - Elevated | Distribution Circuit | 2 | 24 | 2020-02-24 | 801207 | Sus | N | UnknownCause¦Patrolfoundnothing¦¦
20-0033769 | Equipment Failure/Involved | Overhead | Conductor, Overhead | Together | 2020 | Tier 3 - Extreme | Distribution Circuit | 3 | 17 | 2020-03-17 | 857158 | Sus | N | EquipmentFailureInvolved¦Overhead¦ConductorOverhead¦Together
20-0035034 | Unknown Cause | Patrol - found nothing |  |  | 2020 | Tier 3 - Extreme | Distribution Circuit | 3 | 22 | 2020-03-22 | 861270 | Sus | N | UnknownCause¦Patrolfoundnothing¦¦
20-0039036 | Vegetation | Tree - branch fell on line | Conductor, Overhead | Normal | 2020 | Tier 3 - Extreme | Distribution Circuit | 4 | 6 | 2020-04-06 | 886257 | Sus | N | Vegetation¦Treebranchfellonline¦ConductorOverhead¦Normal
20-0039551 | Unknown Cause | Patrol - found nothing |  |  | 2020 | Tier 2 - Elevated | Distribution Circuit | 4 | 8 | 2020-04-08 | 890419 | Sus | N | UnknownCause¦Patrolfoundnothing¦¦
20-0044468 | Unknown Cause | Patrol - found nothing |  |  | 2020 | Tier 2 - Elevated | Transmission line | 4 | 24 | 2020-04-24 | 900898 | Sus | N | UnknownCause¦Patrolfoundnothing¦¦
20-0047688 | 3rd Party | Vehicle | Pole-Wood | Broken, wire on ground | 2020 | Tier 2 - Elevated | Distribution Circuit | 5 | 6 | 2020-05-06 | 907845 | Sus | Y | 3rdParty¦Vehicle¦PoleWood¦Brokenwireonground
20-0047827 | 3rd Party | Customer Equipment | Transformer | Failed/Faulted | 2020 | Tier 2 - Elevated | Transformer only | 5 | 6 | 2020-05-06 | 908028 | Sus | Y | 3rdParty¦CustomerEquipment¦Transformer¦FailedFaulted
20-0058466 | Vegetation | Tree - branch fell on line | Conductor, Overhead | Broken, wire on ground | 2020 | Tier 3 - Extreme | Distribution Circuit | 6 | 6 | 2020-06-06 | 932799 | Sus | Y | Vegetation¦Treebranchfellonline¦ConductorOverhead¦Brokenwireonground
20-0058604 | 3rd Party | Vehicle | Pole-Wood | Broken | 2020 | Tier 3 - Extreme | Distribution Circuit | 6 | 7 | 2020-06-07 | 933440 | Sus | Y | 3rdParty¦Vehicle¦PoleWood¦Broken
20-0058781 | Vegetation | Tree - branch fell on line | Conductor, Overhead | Normal | 2020 | Tier 3 - Extreme | Distribution Circuit | 6 | 8 | 2020-06-08 | 934048 | Sus | Y | Vegetation¦Treebranchfellonline¦ConductorOverhead¦Normal
20-0062442 | Equipment Failure/Involved | Overhead | Transformer | Failed/Faulted | 2020 | Tier 3 - Extreme | Transformer only | 6 | 17 | 2020-06-17 | 941541 | Sus | Y | EquipmentFailureInvolved¦Overhead¦Transformer¦FailedFaulted
20-0062870 | Equipment Failure/Involved | Overhead | Transformer (OH) | Failed/Faulted | 2020 | Tier 2 - Elevated | Distribution Circuit | 6 | 18 | 2020-06-18 | 942016 | Sus | Y | EquipmentFailureInvolved¦Overhead¦Transformer(OH)¦FailedFaulted
20-0070496 | Equipment Failure/Involved | Overhead | Cutout, fuse holder | Burned/flashed | 2020 | Tier 2 - Elevated | Distribution Circuit | 7 | 10 | 2020-07-10 | 961524 | Sus | Y | EquipmentFailureInvolved¦Overhead¦Cutoutfuseholder¦Burnedflashed
20-0072331 | Vegetation | Tree - fell into line | Conductor, Overhead | Normal | 2020 | Tier 2 - Elevated | Distribution Circuit | 7 | 15 | 2020-07-15 | 965496 | Sus | Y | Vegetation¦Treefellintoline¦ConductorOverhead¦Normal
20-0073839 | Vegetation | Tree - fell into line | Conductor, Overhead | Broken, wire on ground | 2020 | Tier 2 - Elevated | Distribution Circuit | 7 | 20 | 2020-07-20 | 968551 | Sus | Y | Vegetation¦Treefellintoline¦ConductorOverhead¦Brokenwireonground
20-0078799 | Unknown Cause | Patrol - found nothing |  |  | 2020 | Tier 2 - Elevated | Distribution Circuit | 8 | 2 | 2020-08-02 | 976950 | Sus | Y | UnknownCause¦Patrolfoundnothing¦¦
20-0085858 | Environmental/External | Lightning | Conductor, Overhead | Normal | 2020 | Tier 2 - Elevated | Transmission line | 8 | 17 | 2020-08-17 | 1016897 | Sus | Y | EnvironmentalExternal¦Lightning¦ConductorOverhead¦Normal
20-0088412 | Unknown Cause | Patrol - found nothing |  |  | 2020 | Tier 2 - Elevated | Distribution Circuit | 8 | 21 | 2020-08-21 | 1026085 | Sus | Y | UnknownCause¦Patrolfoundnothing¦¦
20-0094107 | Equipment Failure/Involved | Fire, pole | Transformer | Failed/Faulted | 2020 | Tier 2 - Elevated | Transformer only | 9 | 6 | 2020-09-06 | 1057636 | Sus | Y | EquipmentFailureInvolved¦Firepole¦Transformer¦FailedFaulted
20-0094377 | Wildfire Mitigation | Public Safety Power Shut-off | Conductor, Overhead | Normal | 2020 | Tier 2 - Elevated | Distribution Circuit | 9 | 7 | 2020-09-07 | 1059786 | Sus | Y | WildfireMitigation¦PublicSafetyPowerShutoff¦ConductorOverhead¦Normal
20-0094740 | Unknown Cause | Patrol - found nothing |  |  | 2020 | Tier 3 - Extreme | Distribution Circuit | 9 | 8 | 2020-09-08 | 1059937 | Sus | Y | UnknownCause¦Patrolfoundnothing¦¦
20-0096062 | Environmental/External | Fire, Forest/Grass | Transformer | Normal | 2020 | Tier 3 - Extreme | Transformer only | 8 | 20 | 2020-08-20 | 1063556 | Sus | Y | EnvironmentalExternal¦FireForestGrass¦Transformer¦Normal
20-0099279 | Environmental/External | Fire, Forest/Grass | Pole-Wood | Burned/flashed | 2020 | Tier 2 - Elevated | Distribution Circuit | 9 | 20 | 2020-09-20 | 1083227 | Sus | Y | EnvironmentalExternal¦FireForestGrass¦PoleWood¦Burnedflashed
20-0102086 | Unknown Cause | Patrol - found nothing |  |  | 2020 | Tier 3 - Extreme | Distribution Circuit | 9 | 27 | 2020-09-27 | 1095160 | Sus | Y | UnknownCause¦Patrolfoundnothing¦¦
20-0102508 | 3rd Party | Vehicle | Service conductor | Broken | 2020 | Tier 2 - Elevated | Transformer only | 9 | 28 | 2020-09-28 | 1096857 | Sus | Y | 3rdParty¦Vehicle¦Serviceconductor¦Broken
20-0103183 | Environmental/External | Fire, Forest/Grass | Conductor, Overhead | Burned/flashed | 2020 | Tier 3 - Extreme | Distribution Circuit | 9 | 29 | 2020-09-29 | 1100752 | Sus | Y | EnvironmentalExternal¦FireForestGrass¦ConductorOverhead¦Burnedflashed
20-0108429 | Wildfire Mitigation | Public Safety Power Shut-off | Crossarm, Wood | Broken | 2020 | Tier 3 - Extreme | Distribution Circuit | 10 | 14 | 2020-10-14 | 1117943 | Sus | Y | WildfireMitigation¦PublicSafetyPowerShutoff¦CrossarmWood¦Broken
20-0113294 | Unknown Cause | Patrol - found nothing |  |  | 2020 | Tier 2 - Elevated | Distribution Circuit | 10 | 26 | 2020-10-26 | 1128261 | Sus | Y | UnknownCause¦Patrolfoundnothing¦¦
20-0120936 | Unknown Cause | Patrol - found nothing |  |  | 2020 | Tier 3 - Extreme | Distribution Circuit | 11 | 14 | 2020-11-14 | 1144741 | Sus | Y | UnknownCause¦Patrolfoundnothing¦¦
20-0121105 | Unknown Cause | Patrol - found nothing |  |  | 2020 | Tier 2 - Elevated | Distribution Circuit | 11 | 15 | 2020-11-15 | 1145738 | Sus | Y | UnknownCause¦Patrolfoundnothing¦¦
20-0122508 | Vegetation | Tree - fell into line | Conductor, Overhead | Broken | 2020 | Zone 1 - HHZ | Distribution Circuit | 11 | 18 | 2020-11-18 | 1148199 | Sus | Y | Vegetation¦Treefellintoline¦ConductorOverhead¦Broken
20-0127037 | Animal | Other | Fuse | Burned Open | 2020 | Tier 2 - Elevated | Distribution Circuit | 12 | 2 | 2020-12-02 | 1159699 | Sus | N | Animal¦Other¦Fuse¦BurnedOpen
20-0129409 | Wildfire Mitigation | CWSP - Vegetation Removal |  |  | 2020 | Tier 2 - Elevated | Transformer only | 12 | 10 | 2020-12-10 | 1175831 | Sus | N | WildfireMitigation¦CWSPVegetationRemoval¦¦
20-0129552 | Unknown Cause | Patrol - not conducted |  |  | 2020 | Tier 2 - Elevated | Distribution Circuit | 12 | 10 | 2020-12-10 | 1177893 | Sus | N | UnknownCause¦Patrolnotconducted¦¦
20-0130459 | Animal | Bird found | Conductor, Overhead | Normal | 2020 | Tier 3 - Extreme | Distribution Circuit | 12 | 14 | 2020-12-14 | 1185916 | Sus | N | Animal¦Birdfound¦ConductorOverhead¦Normal
20-0132078 | Unknown Cause | Patrol - found nothing |  |  | 2020 | Tier 3 - Extreme | Transformer only | 12 | 28 | 2020-12-28 | 1200313 | Sus | N | UnknownCause¦Patrolfoundnothing¦¦
21-0004779 | Animal | Bird found | Conductor, Overhead | Normal | 2021 | Tier 3 - Extreme | Distribution Circuit | 1 | 4 | 2021-01-04 | 1203287 | Sus | N | Animal¦Birdfound¦ConductorOverhead¦Normal
21-0010082 | Vegetation | Tree - fell into line | Pole-Wood | Broken, wire on ground | 2021 | Tier 3 - Extreme | Distribution Circuit | 1 | 19 | 2021-01-19 | 1214261 | Sus | N | Vegetation¦Treefellintoline¦PoleWood¦Brokenwireonground
21-0010761 | Vegetation | Tree - fell into line | Conductor, Overhead | Broken, wire on ground | 2021 | Tier 3 - Extreme | Distribution Circuit | 1 | 19 | 2021-01-19 | 1214705 | Sus | N | Vegetation¦Treefellintoline¦ConductorOverhead¦Brokenwireonground
21-0012541 | Vegetation | Tree - fell into line | Conductor, Overhead | Broken, wire on ground | 2021 | Tier 3 - Extreme | Distribution Circuit | 1 | 18 | 2021-01-18 | 1220656 | Sus | N | Vegetation¦Treefellintoline¦ConductorOverhead¦Brokenwireonground
21-0013250 | Unknown Cause | Patrol - found nothing |  |  | 2021 | Tier 3 - Extreme | Distribution Circuit | 1 | 22 | 2021-01-22 | 1221765 | Sus | N | UnknownCause¦Patrolfoundnothing¦¦
21-0013571 | Vegetation | Tree - branch fell on line | Conductor, Overhead | Normal | 2021 | Tier 3 - Extreme | Distribution Circuit | 1 | 25 | 2021-01-25 | 1223088 | Sus | N | Vegetation¦Treebranchfellonline¦ConductorOverhead¦Normal
21-0015703 | Unknown Cause | Patrol - not conducted |  |  | 2021 | Tier 3 - Extreme | Distribution Circuit | 1 | 26 | 2021-01-26 | 1233168 | Sus | N | UnknownCause¦Patrolnotconducted¦¦
21-0015947 | Vegetation | Tree - fell into line | Pole-Wood | Broken, wire on ground | 2021 | Tier 2 - Elevated | Distribution Circuit | 1 | 27 | 2021-01-27 | 1234584 | Sus | N | Vegetation¦Treefellintoline¦PoleWood¦Brokenwireonground
21-0020560 | Equipment Failure/Involved | Overhead | Insulator | Broken | 2021 | Tier 3 - Extreme | Distribution Circuit | 1 | 29 | 2021-01-29 | 1241110 | Sus | N | EquipmentFailureInvolved¦Overhead¦Insulator¦Broken
21-0020891 | Unknown Cause | Patrol - not conducted |  |  | 2021 | Tier 2 - Elevated | Distribution Circuit | 2 | 2 | 2021-02-02 | 1245965 | Sus | N | UnknownCause¦Patrolnotconducted¦¦
21-0029773 | Unknown Cause | Patrol - not conducted |  |  | 2021 | Tier 3 - Extreme | Distribution Circuit | 2 | 25 | 2021-02-25 | 1262604 | Sus | N | UnknownCause¦Patrolnotconducted¦¦
21-0035721 | Unknown Cause | Patrol - found nothing |  |  | 2021 | Tier 2 - Elevated | Distribution Circuit | 3 | 12 | 2021-03-12 | 1279676 | Sus | N | UnknownCause¦Patrolfoundnothing¦¦
21-0038937 | Equipment Failure/Involved | Overhead | Jumper | Broken, wire on ground | 2021 | Tier 3 - Extreme | Distribution Circuit | 3 | 20 | 2021-03-20 | 1289599 | Sus | N | EquipmentFailureInvolved¦Overhead¦Jumper¦Brokenwireonground
21-0040141 | Equipment Failure/Involved | Overhead | Crossarm, Wood | Broken | 2021 | Tier 3 - Extreme | Distribution Circuit | 3 | 23 | 2021-03-23 | 1294810 | Sus | N | EquipmentFailureInvolved¦Overhead¦CrossarmWood¦Broken
21-0041680 | Unknown Cause | Patrol - found nothing |  |  | 2021 | Tier 3 - Extreme | Distribution Circuit | 3 | 26 | 2021-03-26 | 1299154 | Sus | N | UnknownCause¦Patrolfoundnothing¦¦
21-0043424 | Unknown Cause | Patrol - found nothing |  |  | 2021 | Tier 2 - Elevated | Distribution Circuit | 3 | 31 | 2021-03-31 | 1304430 | Sus | N | UnknownCause¦Patrolfoundnothing¦¦
21-0055755 | Equipment Failure/Involved | Overhead | Lightning Arrestor | Failed/Faulted | 2021 | Tier 2 - Elevated | Distribution Circuit | 5 | 1 | 2021-05-01 | 1338747 | Sus | Y | EquipmentFailureInvolved¦Overhead¦LightningArrestor¦FailedFaulted
21-0063061 | Unknown Cause | Patrol - found nothing |  |  | 2021 | Tier 2 - Elevated | Distribution Circuit | 5 | 18 | 2021-05-18 | 1352891 | Sus | Y | UnknownCause¦Patrolfoundnothing¦¦
21-0063571 | Equipment Failure/Involved | Overhead | Connector or Splice (OH) | Broken | 2021 | Tier 2 - Elevated | Distribution Circuit | 5 | 19 | 2021-05-19 | 1353956 | Sus | Y | EquipmentFailureInvolved¦Overhead¦ConnectororSplice(OH)¦Broken
21-0068000 | Equipment Failure/Involved | Electrical Overload | Transformer (OH) | Broken | 2021 | Tier 2 - Elevated | Distribution Circuit | 5 | 31 | 2021-05-31 | 1362184 | Sus | Y | EquipmentFailureInvolved¦ElectricalOverload¦Transformer(OH)¦Broken
21-0070611 | Equipment Failure/Involved | Overhead | Transformer (OH) | Broken | 2021 | Tier 3 - Extreme | Transformer only | 6 | 6 | 2021-06-06 | 1366988 | Sus | Y | EquipmentFailureInvolved¦Overhead¦Transformer(OH)¦Broken
21-0072581 | Equipment Failure/Involved | Overhead |  | Failed/Faulted | 2021 | Tier 2 - Elevated | Transformer only | 6 | 10 | 2021-06-10 | 1370027 | Sus | Y | EquipmentFailureInvolved¦Overhead¦¦FailedFaulted
21-0083150 | Unknown Cause | Patrol - found nothing |  |  | 2021 | Tier 3 - Extreme | Distribution Circuit | 7 | 1 | 2021-07-01 | 1389456 | Sus | Y | UnknownCause¦Patrolfoundnothing¦¦
21-0084345 | Equipment Failure/Involved | Overhead | Transformer | Failed/Faulted | 2021 | Tier 2 - Elevated | Transformer only | 7 | 2 | 2021-07-02 | 1390752 | Sus | Y | EquipmentFailureInvolved¦Overhead¦Transformer¦FailedFaulted
21-0086187 | Equipment Failure/Involved | Overhead | Cutout, fuse holder | Normal | 2021 | Tier 2 - Elevated | Transformer only | 7 | 7 | 2021-07-07 | 1394013 | Sus | Y | EquipmentFailureInvolved¦Overhead¦Cutoutfuseholder¦Normal
21-0091846 | Equipment Failure/Involved | Overhead | Crossarm, Wood | Broken | 2021 | Tier 2 - Elevated | Distribution Circuit | 7 | 19 | 2021-07-19 | 1408128 | Sus | Y | EquipmentFailureInvolved¦Overhead¦CrossarmWood¦Broken
21-0094626 | Equipment Failure/Involved | Overhead | Transformer (OH) | Failed/Faulted | 2021 | Tier 2 - Elevated | Transformer only | 7 | 25 | 2021-07-25 | 1413956 | Sus | Y | EquipmentFailureInvolved¦Overhead¦Transformer(OH)¦FailedFaulted
21-0097183 | Equipment Failure/Involved | Overhead | Insulator | Broken, wire on ground | 2021 | Tier 2 - Elevated | Distribution Circuit | 7 | 30 | 2021-07-30 | 1420620 | Sus | Y | EquipmentFailureInvolved¦Overhead¦Insulator¦Brokenwireonground
21-0110056 | Equipment Failure/Involved | Overhead | Pole-Wood | Deteriorated | 2021 | Tier 2 - Elevated | Transformer only | 8 | 27 | 2021-08-27 | 1455249 | Sus | Y | EquipmentFailureInvolved¦Overhead¦PoleWood¦Deteriorated
21-0114885 | Unknown Cause | Patrol - not conducted |  |  | 2021 | Tier 3 - Extreme | Transformer only | 9 | 8 | 2021-09-08 | 1464595 | Sus | Y | UnknownCause¦Patrolnotconducted¦¦
21-0119614 | Vegetation | Tree - fell into line | Service conductor | Broken, wire on ground | 2021 | Tier 3 - Extreme | Transformer only | 9 | 19 | 2021-09-19 | 1475652 | Sus | Y | Vegetation¦Treefellintoline¦Serviceconductor¦Brokenwireonground
21-0128730 | Vegetation | Tree - fell into line | Crossarm, Wood | Broken, wire on ground | 2021 | Tier 3 - Extreme | Distribution Circuit | 10 | 11 | 2021-10-11 | 1492771 | Sus | Y | Vegetation¦Treefellintoline¦CrossarmWood¦Brokenwireonground
21-0135111 | Equipment Failure/Involved | Overhead | Transformer (OH) | Failed/Faulted | 2021 | Tier 2 - Elevated | Transformer only | 10 | 22 | 2021-10-22 | 1505505 | Sus | Y | EquipmentFailureInvolved¦Overhead¦Transformer(OH)¦FailedFaulted
21-0136778 | Vegetation | Tree - fell into line | Conductor, Overhead | Broken, wire on ground | 2021 | Tier 3 - Extreme | Distribution Circuit | 10 | 24 | 2021-10-24 | 1515912 | Sus | Y | Vegetation¦Treefellintoline¦ConductorOverhead¦Brokenwireonground
21-0137379 | Equipment Failure/Involved | Overhead | Secondary | Broken, wire on ground | 2021 | Tier 3 - Extreme | Distribution Circuit | 10 | 24 | 2021-10-24 | 1513416 | Sus | Y | EquipmentFailureInvolved¦Overhead¦Secondary¦Brokenwireonground
21-0155065 | Unknown Cause | Patrol - found nothing |  |  | 2021 | Tier 2 - Elevated | Distribution Circuit | 12 | 5 | 2021-12-05 | 1559769 | Sus | N | UnknownCause¦Patrolfoundnothing¦¦
21-0157391 | Vegetation | Tree - fell into line | Conductor, Overhead | Broken, wire on ground | 2021 | Tier 3 - Extreme | Distribution Circuit | 12 | 13 | 2021-12-13 | 1567855 | Sus | N | Vegetation¦Treefellintoline¦ConductorOverhead¦Brokenwireonground
21-0157883 | Vegetation | Tree - branch fell on line | Conductor, Overhead | Normal | 2021 | Tier 3 - Extreme | Distribution Circuit | 12 | 13 | 2021-12-13 | 1570082 | Sus | N | Vegetation¦Treebranchfellonline¦ConductorOverhead¦Normal
21-0158395 | Equipment Failure/Involved | Overhead | Transformer (OH) | Broken | 2021 | Tier 3 - Extreme | Distribution Circuit | 12 | 14 | 2021-12-14 | 1571709 | Sus | N | EquipmentFailureInvolved¦Overhead¦Transformer(OH)¦Broken
21-0158802 | Vegetation | Tree - bark fell into line | Conductor, Overhead | Normal | 2021 | Tier 3 - Extreme | Distribution Circuit | 12 | 16 | 2021-12-16 | 1574254 | Sus | N | Vegetation¦Treebarkfellintoline¦ConductorOverhead¦Normal
21-0160158 | Unknown Cause | Patrol - found nothing |  |  | 2021 | Tier 3 - Extreme | Distribution Circuit | 12 | 22 | 2021-12-22 | 1579361 | Sus | N | UnknownCause¦Patrolfoundnothing¦¦
21-0161575 | Company Initiated | Other Circuits | Conductor, Overhead | Normal | 2021 | Tier 2 - Elevated | Distribution Circuit | 12 | 28 | 2021-12-28 | 1589085 | Sus | N | CompanyInitiated¦OtherCircuits¦ConductorOverhead¦Normal
22-0005268 | Equipment Failure/Involved | Overhead | Transformer (OH) | Broken | 2022 | Tier 2 - Elevated | Transformer only | 1 | 1 | 2022-01-01 | 1592472 | Sus | N | EquipmentFailureInvolved¦Overhead¦Transformer(OH)¦Broken
22-0006309 | Equipment Failure/Involved | Overhead | Fuse | Normal | 2022 | Tier 3 - Extreme | Transformer only | 1 | 5 | 2022-01-05 | 1595488 | Sus | N | EquipmentFailureInvolved¦Overhead¦Fuse¦Normal
22-0007628 | 3rd Party | Other | Transformer (OH) | Normal | 2022 | Tier 2 - Elevated | Transformer only | 1 | 8 | 2022-01-08 | 1598182 | Sus | N | 3rdParty¦Other¦Transformer(OH)¦Normal
22-0008490 | Unknown Cause | Patrol - found nothing |  |  | 2022 | Tier 2 - Elevated | Transformer only | 1 | 11 | 2022-01-11 | 1600189 | Sus | N | UnknownCause¦Patrolfoundnothing¦¦
22-0009744 | Equipment Failure/Involved | Overhead | Service conductor | Broken | 2022 | Tier 3 - Extreme | Transformer only | 1 | 13 | 2022-01-13 | 1602003 | Sus | N | EquipmentFailureInvolved¦Overhead¦Serviceconductor¦Broken
22-0014315 | Vegetation | Tree - fell into line | Transformer (UG) | Failed/Faulted | 2022 | Tier 3 - Extreme | Distribution Circuit | 1 | 25 | 2022-01-25 | 1612194 | Sus | N | Vegetation¦Treefellintoline¦Transformer(UG)¦FailedFaulted
22-0031205 | Unknown Cause | Patrol - found nothing |  |  | 2022 | Tier 3 - Extreme | Distribution Circuit | 3 | 8 | 2022-03-08 | 1644686 | Sus | N | UnknownCause¦Patrolfoundnothing¦¦
22-0035891 | Equipment Failure/Involved | Overhead | Other | Broken | 2022 | Tier 2 - Elevated | Transformer only | 3 | 18 | 2022-03-18 | 1651282 | Sus | N | EquipmentFailureInvolved¦Overhead¦Other¦Broken
22-0036767 | Unknown Cause | Patrol - found nothing |  |  | 2022 | Tier 2 - Elevated | Distribution Circuit | 3 | 22 | 2022-03-22 | 1653247 | Sus | N | UnknownCause¦Patrolfoundnothing¦¦
22-0036776 | Vegetation | Tree - fell into line | Conductor, Overhead | Broken, wire on ground | 2022 | Tier 2 - Elevated | Distribution Circuit | 3 | 22 | 2022-03-22 | 1653412 | Sus | N | Vegetation¦Treefellintoline¦ConductorOverhead¦Brokenwireonground
22-0038394 | Unknown Cause | Patrol - found nothing |  |  | 2022 | Tier 2 - Elevated | Distribution Circuit | 3 | 25 | 2022-03-25 | 1655544 | Sus | N | UnknownCause¦Patrolfoundnothing¦¦
22-0042839 | Equipment Failure/Involved | Overhead | Conductor, Overhead | Normal | 2022 | Tier 2 - Elevated | Distribution Circuit | 4 | 5 | 2022-04-05 | 1663382 | Sus | N | EquipmentFailureInvolved¦Overhead¦ConductorOverhead¦Normal
22-0050371 | Equipment Failure/Involved | Overhead | Conductor, Overhead | Broken, wire on ground | 2022 | Tier 2 - Elevated | Distribution Circuit | 4 | 16 | 2022-04-16 | 1674075 | Sus | N | EquipmentFailureInvolved¦Overhead¦ConductorOverhead¦Brokenwireonground
22-0059641 | Equipment Failure/Involved | Overhead | Pole-Wood | Deteriorated | 2022 | Tier 2 - Elevated | Distribution Circuit | 5 | 9 | 2022-05-09 | 1691882 | Sus | Y | EquipmentFailureInvolved¦Overhead¦PoleWood¦Deteriorated
22-0062650 | 3rd Party | Vehicle | Pole-Wood | Broken, wire on ground | 2022 | Tier 2 - Elevated | Distribution Circuit | 5 | 16 | 2022-05-16 | 1697731 | Sus | Y | 3rdParty¦Vehicle¦PoleWood¦Brokenwireonground
22-0071966 | Unknown Cause | Patrol - found nothing |  |  | 2022 | Tier 2 - Elevated | Distribution Circuit | 6 | 9 | 2022-06-09 | 1724463 | Sus | Y | UnknownCause¦Patrolfoundnothing¦¦
22-0075194 | Animal | Bird found | Conductor, Overhead | Broken, wire on ground | 2022 | Tier 2 - Elevated | Distribution Circuit | 6 | 16 | 2022-06-16 | 1733147 | Sus | Y | Animal¦Birdfound¦ConductorOverhead¦Brokenwireonground
22-0076674 | Equipment Failure/Involved | Overhead | Transformer (OH) | Failed/Faulted | 2022 | Tier 2 - Elevated | Transformer only | 6 | 21 | 2022-06-21 | 1736866 | Sus | Y | EquipmentFailureInvolved¦Overhead¦Transformer(OH)¦FailedFaulted
22-0084954 | Equipment Failure/Involved | Overhead | Insulator | Broken | 2022 | Zone 1 - HHZ | Distribution Circuit | 7 | 13 | 2022-07-13 | 1755641 | Sus | Y | EquipmentFailureInvolved¦Overhead¦Insulator¦Broken
22-0088915 | Unknown Cause | Patrol - found nothing |  |  | 2022 | Tier 2 - Elevated | Transformer only | 7 | 22 | 2022-07-22 | 1763643 | Sus | Y | UnknownCause¦Patrolfoundnothing¦¦
22-0093318 | 3rd Party | Fire, house or bldg. | Pole-Wood | Broken, wire on ground | 2022 | Tier 2 - Elevated | Distribution Circuit | 8 | 3 | 2022-08-03 | 1772296 | Sus | Y | 3rdParty¦Firehouseorbldg¦PoleWood¦Brokenwireonground
22-0096517 | Vegetation | Tree - fell into line | Conductor, Overhead | Together | 2022 | Tier 3 - Extreme | Distribution Circuit | 8 | 11 | 2022-08-11 | 1778918 | Sus | Y | Vegetation¦Treefellintoline¦ConductorOverhead¦Together
22-0105659 | 3rd Party | Customer Equipment | Conductor, Overhead | Normal | 2022 | Tier 2 - Elevated | Distribution Circuit | 9 | 4 | 2022-09-04 | 1798781 | Sus | Y | 3rdParty¦CustomerEquipment¦ConductorOverhead¦Normal
22-0111655 | Vegetation | Tree - fell into line | Crossarm, Wood | Broken, wire on ground | 2022 | Tier 2 - Elevated | Distribution Circuit | 9 | 18 | 2022-09-18 | 1814511 | Sus | Y | Vegetation¦Treefellintoline¦CrossarmWood¦Brokenwireonground
22-0115447 | Equipment Failure/Involved | Overhead | Transformer (OH) | Deteriorated | 2022 | Tier 2 - Elevated | Transformer only | 9 | 27 | 2022-09-27 | 1822811 | Sus | Y | EquipmentFailureInvolved¦Overhead¦Transformer(OH)¦Deteriorated
22-0117772 | 3rd Party | Vehicle | Pole-Wood | Broken | 2022 | Tier 3 - Extreme | Distribution Circuit | 10 | 4 | 2022-10-04 | 1828580 | Sus | Y | 3rdParty¦Vehicle¦PoleWood¦Broken
22-0123040 | Equipment Failure/Involved | Overhead | Transformer (OH) | Broken | 2022 | Tier 3 - Extreme | Transformer only | 10 | 19 | 2022-10-19 | 1840804 | Sus | Y | EquipmentFailureInvolved¦Overhead¦Transformer(OH)¦Broken
22-0123102 | Unknown Cause | Patrol - found nothing |  |  | 2022 | Tier 2 - Elevated | Distribution Circuit | 10 | 20 | 2022-10-20 | 1841151 | Sus | Y | UnknownCause¦Patrolfoundnothing¦¦
22-0123375 | Equipment Failure/Involved | Overhead | Pole-Wood | Deteriorated | 2022 | Tier 3 - Extreme | Distribution Circuit | 10 | 20 | 2022-10-20 | 1841660 | Sus | Y | EquipmentFailureInvolved¦Overhead¦PoleWood¦Deteriorated
22-0123835 | Equipment Failure/Involved | Overhead | Pole-Wood | Deteriorated | 2022 | Tier 3 - Extreme | Transformer only | 10 | 22 | 2022-10-22 | 1842670 | Sus | Y | EquipmentFailureInvolved¦Overhead¦PoleWood¦Deteriorated
22-0127677 | Equipment Failure/Involved | Overhead | Pole-Wood | Broken | 2022 | Tier 2 - Elevated | Transformer only | 11 | 4 | 2022-11-04 | 1853053 | Sus | Y | EquipmentFailureInvolved¦Overhead¦PoleWood¦Broken
22-0128951 | Equipment Failure/Involved | Overhead | Crossarm, Wood | Broken | 2022 | Tier 2 - Elevated | Distribution Circuit | 11 | 8 | 2022-11-08 | 1857088 | Sus | Y | EquipmentFailureInvolved¦Overhead¦CrossarmWood¦Broken
22-0130587 | Equipment Failure/Involved | Overhead | Conductor, Overhead | Broken, wire on ground | 2022 | Tier 3 - Extreme | Distribution Circuit | 11 | 12 | 2022-11-12 | 1861302 | Sus | Y | EquipmentFailureInvolved¦Overhead¦ConductorOverhead¦Brokenwireonground
22-0137845 | Equipment Failure/Involved | Overhead | Secondary | Broken | 2022 | Tier 3 - Extreme | Transformer only | 12 | 9 | 2022-12-09 | 1879619 | Sus | N | EquipmentFailureInvolved¦Overhead¦Secondary¦Broken
22-0138138 | Vegetation | Tree - fell into line | Conductor, Overhead | Broken, wire on ground | 2022 | Tier 2 - Elevated | Distribution Circuit | 12 | 10 | 2022-12-10 | 1880146 | Sus | N | Vegetation¦Treefellintoline¦ConductorOverhead¦Brokenwireonground
22-0141583 | Vegetation | Tree - fell into line | Conductor, Overhead | Broken, wire on ground | 2022 | Tier 3 - Extreme | Distribution Circuit | 12 | 27 | 2022-12-27 | 1898752 | Sus | N | Vegetation¦Treefellintoline¦ConductorOverhead¦Brokenwireonground
22-0141626 | Vegetation | Tree - branch fell on line | Conductor, Overhead | Normal | 2022 | Tier 2 - Elevated | Distribution Circuit | 12 | 27 | 2022-12-27 | 1897879 | Sus | N | Vegetation¦Treebranchfellonline¦ConductorOverhead¦Normal
23-0004559 | Vegetation | Tree - fell into line | Conductor, Overhead | Broken, wire on ground | 2022 | Tier 3 - Extreme | Distribution Circuit | 12 | 31 | 2022-12-31 | 1904516 | Sus | N | Vegetation¦Treefellintoline¦ConductorOverhead¦Brokenwireonground
15-0012328 | Vegetation | Tree - fell into line | Transformer | Broken | 2015 | Tier 3 - Extreme | Transformer only | 2 | 9 | 2015-02-09 | 1187194 | Sus | N | Vegetation¦Treefellintoline¦Transformer¦Broken
15-0022418 | 3rd Party | Vehicle | Pole-Wood | Broken, wire on object | 2015 | Tier 3 - Extreme | Distribution Circuit | 3 | 26 | 2015-03-26 | 1208588 | Sus | N | 3rdParty¦Vehicle¦PoleWood¦Brokenwireonobject
15-0029152 | Vegetation | Tree - branch fell on line | Conductor, Overhead | Broken, wire on ground | 2015 | Tier 3 - Extreme | Distribution Circuit | 4 | 24 | 2015-04-24 | 1224114 | Sus | N | Vegetation¦Treebranchfellonline¦ConductorOverhead¦Brokenwireonground
15-0043791 | 3rd Party | Vehicle | Pole-Wood | Broken | 2015 | Tier 2 - Elevated | Distribution Circuit | 6 | 27 | 2015-06-27 | 1257948 | Sus | Y | 3rdParty¦Vehicle¦PoleWood¦Broken
15-0055495 | Animal | Squirrel | Pothead(Riser Termination) | Normal | 2015 | Tier 3 - Extreme | Distribution Circuit | 8 | 17 | 2015-08-17 | 1290028 | Sus | Y | Animal¦Squirrel¦Pothead(RiserTermination)¦Normal
15-0056662 | Equipment Failure/Involved | Overhead | Transformer | Failed/Faulted | 2015 | Tier 2 - Elevated | Transformer only | 8 | 21 | 2015-08-21 | 1292794 | Sus | Y | EquipmentFailureInvolved¦Overhead¦Transformer¦FailedFaulted
15-0058228 | Vegetation | Tree - branch fell on line | Conductor, Overhead | Broken, wire on ground | 2015 | Tier 3 - Extreme | Distribution Circuit | 8 | 29 | 2015-08-29 | 1297028 | Sus | Y | Vegetation¦Treebranchfellonline¦ConductorOverhead¦Brokenwireonground
15-0061044 | Environmental/External | Fire, Forest/Grass | Pole-Wood | Broken, wire on ground | 2015 | Tier 2 - Elevated | Distribution Circuit | 9 | 12 | 2015-09-12 | 1304746 | Sus | Y | EnvironmentalExternal¦FireForestGrass¦PoleWood¦Brokenwireonground
15-0075035 | Unknown Cause | Patrol - found nothing |  |  | 2015 | Tier 3 - Extreme | Distribution Circuit | 11 | 2 | 2015-11-02 | 1333759 | Sus | Y | UnknownCause¦Patrolfoundnothing¦¦
15-0077648 | Unknown Cause | Patrol - found nothing |  |  | 2015 | Tier 2 - Elevated | Distribution Circuit | 11 | 13 | 2015-11-13 | 1340577 | Sus | Y | UnknownCause¦Patrolfoundnothing¦¦
15-0077988 | Equipment Failure/Involved | Overhead | Transformer (OH) | Deteriorated | 2015 | Tier 2 - Elevated | Distribution Circuit | 11 | 15 | 2015-11-15 | 1342189 | Sus | Y | EquipmentFailureInvolved¦Overhead¦Transformer(OH)¦Deteriorated
15-0078024 | Unknown Cause | Patrol - not conducted |  |  | 2015 | Tier 2 - Elevated | Distribution Circuit | 11 | 15 | 2015-11-15 | 1342480 | Sus | Y | UnknownCause¦Patrolnotconducted¦¦
15-0082680 | Vegetation | Tree - fell into line | Pole-Wood | Broken | 2015 | Tier 3 - Extreme | Distribution Circuit | 12 | 4 | 2015-12-04 | 1353591 | Sus | N | Vegetation¦Treefellintoline¦PoleWood¦Broken
15-0084215 | Unknown Cause | Patrol - found nothing |  |  | 2015 | Tier 3 - Extreme | Distribution Circuit | 12 | 11 | 2015-12-11 | 1358653 | Sus | N | UnknownCause¦Patrolfoundnothing¦¦
15-0084479 | Vegetation | Tree - fell into line | Conductor, Overhead | Broken, wire on ground | 2015 | Tier 2 - Elevated | Distribution Circuit | 12 | 13 | 2015-12-13 | 1359863 | Sus | N | Vegetation¦Treefellintoline¦ConductorOverhead¦Brokenwireonground
15-0086492 | Unknown Cause | Patrol - not conducted |  |  | 2015 | Tier 3 - Extreme | Distribution Circuit | 12 | 21 | 2015-12-21 | 1368115 | Sus | N | UnknownCause¦Patrolnotconducted¦¦
15-0087308 | Unknown Cause | Patrol - found nothing |  |  | 2015 | Tier 2 - Elevated | Distribution Circuit | 12 | 25 | 2015-12-25 | 1371824 | Sus | N | UnknownCause¦Patrolfoundnothing¦¦
15-0087748 | Vegetation | Tree - fell into line | Conductor, Overhead | Normal | 2015 | Tier 2 - Elevated | Distribution Circuit | 12 | 29 | 2015-12-29 | 1373904 | Sus | N | Vegetation¦Treefellintoline¦ConductorOverhead¦Normal
16-0002842 | Unknown Cause | Patrol - found nothing |  |  | 2016 | Tier 2 - Elevated | Transformer only | 1 | 5 | 2016-01-05 | 1376966 | Sus | N | UnknownCause¦Patrolfoundnothing¦¦
16-0004823 | Vegetation | Tree - fell into line | Conductor, Overhead | Together | 2016 | Tier 3 - Extreme | Distribution Circuit | 1 | 12 | 2016-01-12 | 1382227 | Sus | N | Vegetation¦Treefellintoline¦ConductorOverhead¦Together
16-0007725 | Vegetation | Tree - fell into line | Conductor, Overhead | Broken, wire on ground | 2016 | Tier 3 - Extreme | Distribution Circuit | 1 | 23 | 2016-01-23 | 1390617 | Sus | N | Vegetation¦Treefellintoline¦ConductorOverhead¦Brokenwireonground
16-0013403 | Equipment Failure/Involved | Fire, pole | Pole-Wood | Broken | 2016 | Tier 3 - Extreme | Distribution Circuit | 2 | 17 | 2016-02-17 | 1407079 | Sus | N | EquipmentFailureInvolved¦Firepole¦PoleWood¦Broken
16-0013561 | Vegetation | Tree - fell into line | Conductor, Overhead | Broken, wire on ground | 2016 | Tier 2 - Elevated | Distribution Circuit | 2 | 17 | 2016-02-17 | 1406632 | Sus | N | Vegetation¦Treefellintoline¦ConductorOverhead¦Brokenwireonground
16-0013740 | Unknown Cause | Patrol - found nothing |  |  | 2016 | Tier 2 - Elevated | Transformer only | 2 | 17 | 2016-02-17 | 1407533 | Sus | N | UnknownCause¦Patrolfoundnothing¦¦
16-0014178 | Equipment Failure/Involved | Overhead | Secondary | Broken | 2016 | Tier 3 - Extreme | Transformer only | 2 | 19 | 2016-02-19 | 1409256 | Sus | N | EquipmentFailureInvolved¦Overhead¦Secondary¦Broken
16-0018189 | Vegetation | Tree - fell into line | Conductor, Overhead | Broken, wire on ground | 2016 | Tier 3 - Extreme | Distribution Circuit | 3 | 6 | 2016-03-06 | 1421014 | Sus | N | Vegetation¦Treefellintoline¦ConductorOverhead¦Brokenwireonground
16-0018447 | Unknown Cause | Patrol - found nothing |  |  | 2016 | Tier 2 - Elevated | Distribution Circuit | 3 | 6 | 2016-03-06 | 1421262 | Sus | N | UnknownCause¦Patrolfoundnothing¦¦
16-0021876 | Unknown Cause | Patrol - found nothing |  |  | 2016 | Tier 2 - Elevated | Distribution Circuit | 3 | 16 | 2016-03-16 | 1432541 | Sus | N | UnknownCause¦Patrolfoundnothing¦¦
16-0028044 | Vegetation | Tree - fell into line | Crossarm, Wood | Broken | 2016 | Tier 3 - Extreme | Distribution Circuit | 4 | 12 | 2016-04-12 | 1449420 | Sus | N | Vegetation¦Treefellintoline¦CrossarmWood¦Broken
16-0029033 | Equipment Failure/Involved | Overhead | Transformer (OH) | Broken | 2016 | Tier 2 - Elevated | Distribution Circuit | 4 | 15 | 2016-04-15 | 1451605 | Sus | N | EquipmentFailureInvolved¦Overhead¦Transformer(OH)¦Broken
16-0038725 | Animal | Squirrel | Pole-Wood | Normal | 2016 | Tier 3 - Extreme | Distribution Circuit | 5 | 26 | 2016-05-26 | 1477557 | Sus | Y | Animal¦Squirrel¦PoleWood¦Normal
16-0042203 | Unknown Cause | Patrol - found nothing |  |  | 2016 | Tier 2 - Elevated | Distribution Circuit | 6 | 9 | 2016-06-09 | 1485929 | Sus | Y | UnknownCause¦Patrolfoundnothing¦¦
16-0048621 | Equipment Failure/Involved | Overhead | Insulator | Failed/Faulted | 2016 | Tier 3 - Extreme | Distribution Circuit | 7 | 8 | 2016-07-08 | 1502775 | Sus | Y | EquipmentFailureInvolved¦Overhead¦Insulator¦FailedFaulted
16-0049201 | Vegetation | Tree - fell into line | Conductor, Overhead | Broken, wire on ground | 2016 | Tier 3 - Extreme | Distribution Circuit | 7 | 12 | 2016-07-12 | 1508610 | Sus | Y | Vegetation¦Treefellintoline¦ConductorOverhead¦Brokenwireonground
16-0053724 | 3rd Party | Fire, house or bldg. | Pole-Wood | Broken | 2016 | Tier 2 - Elevated | Distribution Circuit | 7 | 29 | 2016-07-29 | 1518696 | Sus | Y | 3rdParty¦Firehouseorbldg¦PoleWood¦Broken
16-0056109 | Unknown Cause | Patrol - found nothing |  |  | 2016 | Tier 3 - Extreme | Distribution Circuit | 8 | 9 | 2016-08-09 | 1523980 | Sus | Y | UnknownCause¦Patrolfoundnothing¦¦
16-0063211 | Vegetation | Tree - fell into line | Conductor, Overhead | Broken, wire on ground | 2016 | Tier 2 - Elevated | Distribution Circuit | 9 | 8 | 2016-09-08 | 1538436 | Sus | Y | Vegetation¦Treefellintoline¦ConductorOverhead¦Brokenwireonground
16-0063295 | Unknown Cause | Patrol - found nothing |  |  | 2016 | Tier 2 - Elevated | Distribution Circuit | 9 | 8 | 2016-09-08 | 1538480 | Sus | Y | UnknownCause¦Patrolfoundnothing¦¦
16-0065091 | Equipment Failure/Involved | Overhead | Cutout, fuse holder | Broken | 2016 | Tier 2 - Elevated | Distribution Circuit | 9 | 16 | 2016-09-16 | 1542639 | Sus | Y | EquipmentFailureInvolved¦Overhead¦Cutoutfuseholder¦Broken
16-0072225 | Vegetation | Tree - branch fell on line | Conductor, Overhead | Broken, wire on ground | 2016 | Tier 3 - Extreme | Transformer only | 10 | 14 | 2016-10-14 | 1559730 | Sus | Y | Vegetation¦Treebranchfellonline¦ConductorOverhead¦Brokenwireonground
16-0072423 | 3rd Party | Fire, house or bldg. | Fuse | Normal | 2016 | Tier 2 - Elevated | Transformer only | 10 | 15 | 2016-10-15 | 1560701 | Sus | Y | 3rdParty¦Firehouseorbldg¦Fuse¦Normal
16-0072894 | Unknown Cause | Patrol - found nothing |  |  | 2016 | Tier 2 - Elevated | Distribution Circuit | 10 | 16 | 2016-10-16 | 1562742 | Sus | Y | UnknownCause¦Patrolfoundnothing¦¦
16-0075363 | Equipment Failure/Involved | Overhead |  | Failed/Faulted | 2016 | Tier 2 - Elevated | Transformer only | 10 | 25 | 2016-10-25 | 1569352 | Sus | Y | EquipmentFailureInvolved¦Overhead¦¦FailedFaulted
16-0076768 | Vegetation | Tree - fell into line | Connector or Splice (OH) | Broken, wire on ground | 2016 | Tier 3 - Extreme | Distribution Circuit | 10 | 30 | 2016-10-30 | 1573057 | Sus | Y | Vegetation¦Treefellintoline¦ConnectororSplice(OH)¦Brokenwireonground
16-0076788 | Vegetation | Tree - fell into line | Conductor, Overhead | Broken, wire on ground | 2016 | Tier 3 - Extreme | Distribution Circuit | 10 | 30 | 2016-10-30 | 1573199 | Sus | Y | Vegetation¦Treefellintoline¦ConductorOverhead¦Brokenwireonground
16-0081851 | Vegetation | Tree - fell into line | Conductor, Overhead | Together | 2016 | Tier 2 - Elevated | Distribution Circuit | 11 | 23 | 2016-11-23 | 1587558 | Sus | Y | Vegetation¦Treefellintoline¦ConductorOverhead¦Together
16-0084668 | Unknown Cause | Patrol - found nothing |  |  | 2016 | Tier 2 - Elevated | Distribution Circuit | 12 | 8 | 2016-12-08 | 1597205 | Sus | N | UnknownCause¦Patrolfoundnothing¦¦
16-0085013 | Equipment Failure/Involved | Underground | Elbow | Burned/flashed | 2016 | Tier 2 - Elevated | Distribution Circuit | 12 | 10 | 2016-12-10 | 1599515 | Sus | N | EquipmentFailureInvolved¦Underground¦Elbow¦Burnedflashed
16-0086532 | Vegetation | Tree - fell into line | Conductor, Overhead | Normal | 2016 | Tier 2 - Elevated | Distribution Circuit | 12 | 20 | 2016-12-20 | 1607728 | Sus | N | Vegetation¦Treefellintoline¦ConductorOverhead¦Normal
16-0087056 | Equipment Failure/Involved | Overhead | Crossarm, Wood | Broken | 2016 | Tier 2 - Elevated | Distribution Circuit | 12 | 26 | 2016-12-26 | 1611192 | Sus | N | EquipmentFailureInvolved¦Overhead¦CrossarmWood¦Broken
16-0087423 | Equipment Failure/Involved | Overhead | Transformer | Failed/Faulted | 2016 | Tier 2 - Elevated | Transformer only | 12 | 30 | 2016-12-30 | 1613467 | Sus | N | EquipmentFailureInvolved¦Overhead¦Transformer¦FailedFaulted
16-0087503 | Animal | Bird found | Fuse | Failed/Faulted | 2016 | Tier 3 - Extreme | Distribution Circuit | 12 | 31 | 2016-12-31 | 1613990 | Sus | N | Animal¦Birdfound¦Fuse¦FailedFaulted
17-0003191 | Equipment Failure/Involved | Overhead | Fuse | Failed/Faulted | 2017 | Tier 3 - Extreme | Distribution Circuit | 1 | 3 | 2017-01-03 | 1615948 | Sus | N | EquipmentFailureInvolved¦Overhead¦Fuse¦FailedFaulted
17-0003734 | Vegetation | Tree - branch fell on line | Conductor, Overhead | Together | 2017 | Tier 3 - Extreme | Distribution Circuit | 1 | 4 | 2017-01-04 | 1617782 | Sus | N | Vegetation¦Treebranchfellonline¦ConductorOverhead¦Together
17-0004660 | Vegetation | Tree - fell into line | Pole-Wood | Broken, wire on ground | 2017 | Tier 3 - Extreme | Distribution Circuit | 1 | 7 | 2017-01-07 | 1621602 | Sus | N | Vegetation¦Treefellintoline¦PoleWood¦Brokenwireonground
17-0006842 | Vegetation | Tree - fell into line | Conductor, Overhead | Broken, wire on ground | 2017 | Tier 2 - Elevated | Distribution Circuit | 1 | 8 | 2017-01-08 | 1634625 | Sus | N | Vegetation¦Treefellintoline¦ConductorOverhead¦Brokenwireonground
17-0007084 | Unknown Cause | Patrol - not conducted |  |  | 2017 | Tier 2 - Elevated | Distribution Circuit | 1 | 10 | 2017-01-10 | 1636148 | Sus | N | UnknownCause¦Patrolnotconducted¦¦
17-0007284 | Equipment Failure/Involved | Overhead | Conductor, Overhead | Broken, wire on ground | 2017 | Tier 3 - Extreme | Distribution Circuit | 1 | 10 | 2017-01-10 | 1636689 | Sus | N | EquipmentFailureInvolved¦Overhead¦ConductorOverhead¦Brokenwireonground
17-0007651 | Equipment Failure/Involved | Overhead | Fuse | Failed/Faulted | 2017 | Tier 3 - Extreme | Distribution Circuit | 1 | 10 | 2017-01-10 | 1637942 | Sus | N | EquipmentFailureInvolved¦Overhead¦Fuse¦FailedFaulted
17-0008007 | Unknown Cause | Patrol - found nothing |  |  | 2017 | Tier 2 - Elevated | Distribution Circuit | 1 | 11 | 2017-01-11 | 1640444 | Sus | N | UnknownCause¦Patrolfoundnothing¦¦
17-0008416 | Vegetation | Tree - branch fell on line | Conductor, Overhead | Broken, wire on ground | 2017 | Tier 2 - Elevated | Distribution Circuit | 1 | 8 | 2017-01-08 | 1624384 | Sus | N | Vegetation¦Treebranchfellonline¦ConductorOverhead¦Brokenwireonground
17-0010071 | Equipment Failure/Involved | Overhead | Conductor, Overhead | Broken, wire on ground | 2017 | Tier 2 - Elevated | Distribution Circuit | 1 | 18 | 2017-01-18 | 1646560 | Sus | N | EquipmentFailureInvolved¦Overhead¦ConductorOverhead¦Brokenwireonground
17-0011036 | Vegetation | Tree - fell into line | Conductor, Overhead | Normal | 2017 | Tier 2 - Elevated | Distribution Circuit | 1 | 19 | 2017-01-19 | 1651717 | Sus | N | Vegetation¦Treefellintoline¦ConductorOverhead¦Normal
17-0011329 | Vegetation | Tree - fell into line | Conductor, Overhead | Broken, wire on ground | 2017 | Tier 2 - Elevated | Distribution Circuit | 1 | 20 | 2017-01-20 | 1652023 | Sus | N | Vegetation¦Treefellintoline¦ConductorOverhead¦Brokenwireonground
17-0012954 | Vegetation | Tree - fell into line | Transformer | Broken, wire on ground | 2017 | Tier 2 - Elevated | Transformer only | 1 | 22 | 2017-01-22 | 1659586 | Sus | N | Vegetation¦Treefellintoline¦Transformer¦Brokenwireonground
17-0014033 | Vegetation | Tree - fell into line | Conductor, Overhead | Broken, wire on ground | 2017 | Tier 3 - Extreme | Distribution Circuit | 1 | 23 | 2017-01-23 | 1663782 | Sus | N | Vegetation¦Treefellintoline¦ConductorOverhead¦Brokenwireonground
17-0015907 | Unknown Cause | Patrol - found nothing |  |  | 2017 | Tier 3 - Extreme | Distribution Circuit | 1 | 29 | 2017-01-29 | 1669828 | Sus | N | UnknownCause¦Patrolfoundnothing¦¦
17-0016112 | Unknown Cause | Patrol - found nothing |  |  | 2017 | Tier 2 - Elevated | Distribution Circuit | 1 | 30 | 2017-01-30 | 1670412 | Sus | N | UnknownCause¦Patrolfoundnothing¦¦
17-0016702 | Vegetation | Tree - grew into line | Conductor, Overhead | Bent or Twisted | 2017 | Tier 2 - Elevated | Transformer only | 2 | 1 | 2017-02-01 | 1672152 | Sus | N | Vegetation¦Treegrewintoline¦ConductorOverhead¦BentorTwisted
17-0017143 | Equipment Failure/Involved | Overhead | Insulator | Broken | 2017 | Tier 2 - Elevated | Distribution Circuit | 2 | 3 | 2017-02-03 | 1673727 | Sus | N | EquipmentFailureInvolved¦Overhead¦Insulator¦Broken
17-0017176 | Unknown Cause | Patrol - found nothing |  |  | 2017 | Tier 3 - Extreme | Distribution Circuit | 2 | 3 | 2017-02-03 | 1673521 | Sus | N | UnknownCause¦Patrolfoundnothing¦¦
17-0017192 | Vegetation | Tree - fell into line | Conductor, Overhead | Broken, wire on ground | 2017 | Tier 3 - Extreme | Distribution Circuit | 2 | 3 | 2017-02-03 | 1673607 | Sus | N | Vegetation¦Treefellintoline¦ConductorOverhead¦Brokenwireonground
17-0017386 | Equipment Failure/Involved | Overhead | Transformer | Failed/Faulted | 2017 | Tier 2 - Elevated | Transformer only | 2 | 3 | 2017-02-03 | 1674487 | Sus | N | EquipmentFailureInvolved¦Overhead¦Transformer¦FailedFaulted
17-0018262 | Unknown Cause | Patrol - found nothing |  |  | 2017 | Tier 2 - Elevated | Distribution Circuit | 2 | 7 | 2017-02-07 | 1678331 | Sus | N | UnknownCause¦Patrolfoundnothing¦¦
17-0018707 | Unknown Cause | Patrol - not conducted |  |  | 2017 | Tier 2 - Elevated | Transformer only | 2 | 7 | 2017-02-07 | 1679972 | Sus | N | UnknownCause¦Patrolnotconducted¦¦
17-0018934 | 3rd Party | Other | Conductor, Overhead | Normal | 2017 | Tier 2 - Elevated | Distribution Circuit | 2 | 8 | 2017-02-08 | 1681233 | Sus | N | 3rdParty¦Other¦ConductorOverhead¦Normal
17-0019082 | Equipment Failure/Involved | Overhead | Pole-Wood | Broken, wire on ground | 2017 | Tier 2 - Elevated | Distribution Circuit | 2 | 8 | 2017-02-08 | 1682033 | Sus | N | EquipmentFailureInvolved¦Overhead¦PoleWood¦Brokenwireonground
17-0019425 | Unknown Cause | Patrol - not conducted |  |  | 2017 | Tier 2 - Elevated | Distribution Circuit | 2 | 9 | 2017-02-09 | 1683158 | Sus | N | UnknownCause¦Patrolnotconducted¦¦
17-0020466 | Vegetation | Tree - fell into line | Pole-Wood | Broken, wire on ground | 2017 | Tier 2 - Elevated | Distribution Circuit | 2 | 12 | 2017-02-12 | 1686663 | Sus | N | Vegetation¦Treefellintoline¦PoleWood¦Brokenwireonground
17-0021513 | Unknown Cause | Patrol - found nothing |  |  | 2017 | Tier 3 - Extreme | Distribution Circuit | 2 | 16 | 2017-02-16 | 1689874 | Sus | N | UnknownCause¦Patrolfoundnothing¦¦
17-0023304 | Vegetation | Tree - branch fell on line | Conductor, Overhead | Normal | 2017 | Tier 3 - Extreme | Distribution Circuit | 2 | 18 | 2017-02-18 | 1700994 | Sus | N | Vegetation¦Treebranchfellonline¦ConductorOverhead¦Normal
17-0023848 | Vegetation | Tree - fell into line | Conductor, Overhead | Broken, wire on ground | 2017 | Tier 2 - Elevated | Distribution Circuit | 2 | 20 | 2017-02-20 | 1703510 | Sus | N | Vegetation¦Treefellintoline¦ConductorOverhead¦Brokenwireonground
17-0024733 | Unknown Cause | Patrol - found nothing |  |  | 2017 | Tier 3 - Extreme | Distribution Circuit | 2 | 20 | 2017-02-20 | 1706285 | Sus | N | UnknownCause¦Patrolfoundnothing¦¦
17-0024815 | Vegetation | Tree - fell into line | Conductor, Overhead | Broken, wire on ground | 2017 | Tier 2 - Elevated | Distribution Circuit | 2 | 20 | 2017-02-20 | 1706752 | Sus | N | Vegetation¦Treefellintoline¦ConductorOverhead¦Brokenwireonground
17-0025057 | Vegetation | Tree - fell into line | Conductor, Overhead | Broken, wire on ground | 2017 | Tier 3 - Extreme | Distribution Circuit | 2 | 20 | 2017-02-20 | 1704194 | Sus | N | Vegetation¦Treefellintoline¦ConductorOverhead¦Brokenwireonground
17-0032072 | Vegetation | Tree - fell into line | Conductor, Overhead | Together | 2017 | Tier 3 - Extreme | Distribution Circuit | 3 | 20 | 2017-03-20 | 1730762 | Sus | N | Vegetation¦Treefellintoline¦ConductorOverhead¦Together
17-0032230 | Vegetation | Tree - fell into line | Conductor, Overhead | Broken, wire on ground | 2017 | Tier 3 - Extreme | Distribution Circuit | 3 | 21 | 2017-03-21 | 1731594 | Sus | N | Vegetation¦Treefellintoline¦ConductorOverhead¦Brokenwireonground
17-0032352 | Equipment Failure/Involved | Overhead | Transformer | Failed/Faulted | 2017 | Tier 3 - Extreme | Distribution Circuit | 3 | 21 | 2017-03-21 | 1731791 | Sus | N | EquipmentFailureInvolved¦Overhead¦Transformer¦FailedFaulted
17-0035161 | Unknown Cause | Patrol - found nothing |  |  | 2017 | Tier 2 - Elevated | Distribution Circuit | 3 | 30 | 2017-03-30 | 1739195 | Sus | N | UnknownCause¦Patrolfoundnothing¦¦
17-0037232 | Environmental/External | Flood/Erosion | Conductor, Overhead | Normal | 2017 | Tier 3 - Extreme | Distribution Circuit | 4 | 6 | 2017-04-06 | 1746040 | Sus | N | EnvironmentalExternal¦FloodErosion¦ConductorOverhead¦Normal
17-0040979 | Vegetation | Tree - branch fell on line | Crossarm, Wood | Broken | 2017 | Tier 3 - Extreme | Distribution Circuit | 4 | 18 | 2017-04-18 | 1759930 | Sus | N | Vegetation¦Treebranchfellonline¦CrossarmWood¦Broken
17-0042991 | Unknown Cause | Patrol - found nothing |  |  | 2017 | Tier 2 - Elevated | Distribution Circuit | 4 | 26 | 2017-04-26 | 1767404 | Sus | N | UnknownCause¦Patrolfoundnothing¦¦
17-0043293 | Equipment Failure/Involved | Overhead | Pothead(Riser Termination) | Failed/Faulted | 2017 | Tier 2 - Elevated | Distribution Circuit | 4 | 27 | 2017-04-27 | 1768319 | Sus | N | EquipmentFailureInvolved¦Overhead¦Pothead(RiserTermination)¦FailedFaulted
17-0049488 | Equipment Failure/Involved | Overhead | Transformer (OH) | Failed/Faulted | 2017 | Tier 2 - Elevated | Transformer only | 5 | 21 | 2017-05-21 | 1786518 | Sus | Y | EquipmentFailureInvolved¦Overhead¦Transformer(OH)¦FailedFaulted
17-0052559 | Unknown Cause | Patrol - found nothing |  |  | 2017 | Tier 2 - Elevated | Distribution Circuit | 6 | 3 | 2017-06-03 | 1796460 | Sus | Y | UnknownCause¦Patrolfoundnothing¦¦
17-0058277 | Unknown Cause | Patrol - found nothing |  |  | 2017 | Tier 2 - Elevated | Distribution Circuit | 6 | 24 | 2017-06-24 | 1816955 | Sus | Y | UnknownCause¦Patrolfoundnothing¦¦
17-0060182 | 3rd Party | Other | Transformer | Broken | 2017 | Tier 3 - Extreme | Transformer only | 7 | 3 | 2017-07-03 | 1822729 | Sus | Y | 3rdParty¦Other¦Transformer¦Broken
17-0060719 | Equipment Failure/Involved | Overhead | Transformer | Broken | 2017 | Tier 3 - Extreme | Transformer only | 7 | 5 | 2017-07-05 | 1824146 | Sus | Y | EquipmentFailureInvolved¦Overhead¦Transformer¦Broken
17-0062440 | Equipment Failure/Involved | Overhead | Connector or Splice (OH) | Deteriorated | 2017 | Tier 2 - Elevated | Transformer only | 7 | 12 | 2017-07-12 | 1829994 | Sus | Y | EquipmentFailureInvolved¦Overhead¦ConnectororSplice(OH)¦Deteriorated
17-0062445 | Vegetation | Tree - fell into line | Conductor, Overhead | Broken, wire on ground | 2017 | Tier 2 - Elevated | Distribution Circuit | 7 | 12 | 2017-07-12 | 1830250 | Sus | Y | Vegetation¦Treefellintoline¦ConductorOverhead¦Brokenwireonground
17-0071448 | Vegetation | Tree - fell into line | Fuse | Failed/Faulted | 2017 | Tier 2 - Elevated | Distribution Circuit | 8 | 19 | 2017-08-19 | 1855143 | Sus | Y | Vegetation¦Treefellintoline¦Fuse¦FailedFaulted
17-0072083 | Equipment Failure/Involved | Overhead | Transformer (OH) | Broken | 2017 | Tier 2 - Elevated | Distribution Circuit | 8 | 22 | 2017-08-22 | 1857114 | Sus | Y | EquipmentFailureInvolved¦Overhead¦Transformer(OH)¦Broken
17-0075738 | Vegetation | Tree - fell into line | Pole-Wood | Broken | 2017 | Tier 2 - Elevated | Distribution Circuit | 9 | 4 | 2017-09-04 | 1869516 | Sus | Y | Vegetation¦Treefellintoline¦PoleWood¦Broken
17-0077981 | Environmental/External | Lightning | Transformer (OH) | Failed/Faulted | 2017 | Tier 2 - Elevated | Distribution Circuit | 9 | 11 | 2017-09-11 | 1876432 | Sus | Y | EnvironmentalExternal¦Lightning¦Transformer(OH)¦FailedFaulted
17-0082419 | Unknown Cause | Patrol - not conducted |  |  | 2017 | Tier 3 - Extreme | Distribution Circuit | 9 | 28 | 2017-09-28 | 1887299 | Sus | Y | UnknownCause¦Patrolnotconducted¦¦
17-0085345 | Vegetation | Tree - bark fell into line | Conductor, Overhead | Broken, wire on ground | 2017 | Tier 3 - Extreme | Distribution Circuit | 10 | 8 | 2017-10-08 | 1894367 | Sus | Y | Vegetation¦Treebarkfellintoline¦ConductorOverhead¦Brokenwireonground
17-0086815 | Environmental/External | Fire, Forest/Grass | Pole-Wood | Burned/flashed | 2017 | Tier 2 - Elevated | Distribution Circuit | 10 | 8 | 2017-10-08 | 1899482 | Sus | Y | EnvironmentalExternal¦FireForestGrass¦PoleWood¦Burnedflashed
17-0087770 | Environmental/External | Fire, Forest/Grass | Transformer (OH) | Broken | 2017 | Tier 3 - Extreme | Transformer only | 10 | 8 | 2017-10-08 | 1902053 | Sus | Y | EnvironmentalExternal¦FireForestGrass¦Transformer(OH)¦Broken
17-0088444 | Equipment Failure/Involved | Overhead | Cutout, fuse holder | Broken | 2017 | Tier 2 - Elevated | Distribution Circuit | 10 | 18 | 2017-10-18 | 1903763 | Sus | Y | EquipmentFailureInvolved¦Overhead¦Cutoutfuseholder¦Broken
17-0089467 | Equipment Failure/Involved | Overhead | Crossarm, Wood | Broken | 2017 | Tier 2 - Elevated | Distribution Circuit | 10 | 22 | 2017-10-22 | 1907192 | Sus | Y | EquipmentFailureInvolved¦Overhead¦CrossarmWood¦Broken
17-0090949 | Equipment Failure/Involved | Underground | Conductor, Underground | Burned/flashed | 2017 | Tier 2 - Elevated | Distribution Circuit | 10 | 27 | 2017-10-27 | 1911115 | Sus | Y | EquipmentFailureInvolved¦Underground¦ConductorUnderground¦Burnedflashed
17-0092446 | Equipment Failure/Involved | Overhead | Insulator | Broken, wire on ground | 2017 | Tier 2 - Elevated | Distribution Circuit | 11 | 3 | 2017-11-03 | 1915139 | Sus | Y | EquipmentFailureInvolved¦Overhead¦Insulator¦Brokenwireonground
17-0095158 | Unknown Cause | Patrol - found nothing |  |  | 2017 | Tier 2 - Elevated | Distribution Circuit | 11 | 15 | 2017-11-15 | 1922631 | Sus | Y | UnknownCause¦Patrolfoundnothing¦¦
17-0096107 | 3rd Party | Customer Equipment | Cutout, fuse holder | Failed/Faulted | 2017 | Tier 2 - Elevated | Transformer only | 11 | 17 | 2017-11-17 | 1925316 | Sus | Y | 3rdParty¦CustomerEquipment¦Cutoutfuseholder¦FailedFaulted
17-0099837 | Equipment Failure/Involved | Overhead | Connector or Splice (OH) | Broken, wire on ground | 2017 | Tier 3 - Extreme | Distribution Circuit | 12 | 4 | 2017-12-04 | 1936047 | Sus | N | EquipmentFailureInvolved¦Overhead¦ConnectororSplice(OH)¦Brokenwireonground
17-0100131 | Vegetation | Tree - fell into line | Conductor, Overhead | Normal | 2017 | Tier 3 - Extreme | Distribution Circuit | 12 | 5 | 2017-12-05 | 1936868 | Sus | N | Vegetation¦Treefellintoline¦ConductorOverhead¦Normal
17-0101016 | Equipment Failure/Involved | Overhead | Transformer | Failed/Faulted | 2017 | Tier 3 - Extreme | Transformer only | 12 | 10 | 2017-12-10 | 1940044 | Sus | N | EquipmentFailureInvolved¦Overhead¦Transformer¦FailedFaulted
17-0103445 | Vegetation | Tree - fell into line | Conductor, Overhead | Broken, wire on ground | 2017 | Tier 3 - Extreme | Distribution Circuit | 12 | 27 | 2017-12-27 | 1952219 | Sus | N | Vegetation¦Treefellintoline¦ConductorOverhead¦Brokenwireonground
18-0004696 | Vegetation | Tree - fell into line | Conductor, Overhead | Broken, wire on ground | 2018 | Tier 2 - Elevated | Distribution Circuit | 1 | 9 | 2018-01-09 | 4822 | Sus | N | Vegetation¦Treefellintoline¦ConductorOverhead¦Brokenwireonground
18-0013054 | Unknown Cause | Patrol - found nothing |  |  | 2018 | Tier 2 - Elevated | Distribution Circuit | 2 | 10 | 2018-02-10 | 22271 | Sus | N | UnknownCause¦Patrolfoundnothing¦¦
18-0018766 | Unknown Cause | Patrol - found nothing |  |  | 2018 | Tier 3 - Extreme | Distribution Circuit | 3 | 1 | 2018-03-01 | 35266 | Sus | N | UnknownCause¦Patrolfoundnothing¦¦
18-0019399 | Unknown Cause | Patrol - found nothing |  |  | 2018 | Tier 3 - Extreme | Distribution Circuit | 3 | 3 | 2018-03-03 | 37144 | Sus | N | UnknownCause¦Patrolfoundnothing¦¦
18-0021362 | Equipment Failure/Involved | Overhead | Transformer | Failed/Faulted | 2018 | Tier 3 - Extreme | Transformer only | 3 | 9 | 2018-03-09 | 41029 | Sus | N | EquipmentFailureInvolved¦Overhead¦Transformer¦FailedFaulted
18-0023546 | Vegetation | Tree - fell into line | Conductor, Overhead | Broken, wire on ground | 2018 | Tier 3 - Extreme | Distribution Circuit | 3 | 16 | 2018-03-16 | 46035 | Sus | N | Vegetation¦Treefellintoline¦ConductorOverhead¦Brokenwireonground
18-0023585 | Unknown Cause | Patrol - found nothing |  |  | 2018 | Tier 2 - Elevated | Distribution Circuit | 3 | 16 | 2018-03-16 | 46124 | Sus | N | UnknownCause¦Patrolfoundnothing¦¦
18-0024979 | Unknown Cause | Patrol - found nothing |  |  | 2018 | Tier 2 - Elevated | Distribution Circuit | 3 | 21 | 2018-03-21 | 49487 | Sus | N | UnknownCause¦Patrolfoundnothing¦¦
18-0025669 | Vegetation | Tree - fell into line | Conductor, Overhead | Normal | 2018 | Tier 2 - Elevated | Distribution Circuit | 3 | 22 | 2018-03-22 | 50653 | Sus | N | Vegetation¦Treefellintoline¦ConductorOverhead¦Normal
18-0039232 | Unknown Cause | Patrol - found nothing |  |  | 2018 | Tier 2 - Elevated | Distribution Circuit | 5 | 8 | 2018-05-08 | 81551 | Sus | Y | UnknownCause¦Patrolfoundnothing¦¦
18-0041394 | Unknown Cause | Patrol - found nothing |  |  | 2018 | Tier 2 - Elevated | Distribution Circuit | 5 | 15 | 2018-05-15 | 86939 | Sus | Y | UnknownCause¦Patrolfoundnothing¦¦
18-0042562 | Unknown Cause | Patrol - found nothing |  |  | 2018 | Tier 2 - Elevated | Distribution Circuit | 5 | 19 | 2018-05-19 | 89880 | Sus | Y | UnknownCause¦Patrolfoundnothing¦¦
18-0049749 | Vegetation | Tree - branch fell on line | Other | Broken | 2018 | Tier 3 - Extreme | Transformer only | 6 | 11 | 2018-06-11 | 106518 | Sus | Y | Vegetation¦Treebranchfellonline¦Other¦Broken
18-0055652 | Animal | Squirrel | Conductor, Overhead | Normal | 2018 | Tier 2 - Elevated | Distribution Circuit | 6 | 29 | 2018-06-29 | 120741 | Sus | Y | Animal¦Squirrel¦ConductorOverhead¦Normal
18-0056529 | Unknown Cause | Patrol - found nothing |  |  | 2018 | Tier 2 - Elevated | Distribution Circuit | 7 | 2 | 2018-07-02 | 123372 | Sus | Y | UnknownCause¦Patrolfoundnothing¦¦
18-0056889 | Equipment Failure/Involved | Overhead | Secondary | Deteriorated | 2018 | Tier 2 - Elevated | Distribution Circuit | 7 | 3 | 2018-07-03 | 124252 | Sus | Y | EquipmentFailureInvolved¦Overhead¦Secondary¦Deteriorated
18-0062456 | 3rd Party | Customer Equipment | Secondary | Broken | 2018 | Tier 3 - Extreme | Distribution Circuit | 7 | 21 | 2018-07-21 | 137398 | Sus | Y | 3rdParty¦CustomerEquipment¦Secondary¦Broken
18-0062526 | Unknown Cause | Patrol - found nothing |  |  | 2018 | Tier 2 - Elevated | Distribution Circuit | 7 | 22 | 2018-07-22 | 137690 | Sus | Y | UnknownCause¦Patrolfoundnothing¦¦
18-0064239 | Vegetation | Tree - branch fell on line | Fuse | Failed/Faulted | 2018 | Tier 3 - Extreme | Distribution Circuit | 7 | 27 | 2018-07-27 | 141417 | Sus | Y | Vegetation¦Treebranchfellonline¦Fuse¦FailedFaulted
18-0064530 | Environmental/External | Fire, Forest/Grass | Pole-Wood | Burned/flashed | 2018 | Tier 3 - Extreme | Distribution Circuit | 7 | 28 | 2018-07-28 | 142204 | Sus | Y | EnvironmentalExternal¦FireForestGrass¦PoleWood¦Burnedflashed
18-0066276 | Environmental/External | Fire, Forest/Grass | Pole-Wood | Burned/flashed | 2018 | Tier 3 - Extreme | Distribution Circuit | 7 | 26 | 2018-07-26 | 147842 | Sus | Y | EnvironmentalExternal¦FireForestGrass¦PoleWood¦Burnedflashed
18-0081481 | Unknown Cause | Patrol - found nothing |  |  | 2018 | Tier 2 - Elevated | Distribution Circuit | 9 | 19 | 2018-09-19 | 177768 | Sus | Y | UnknownCause¦Patrolfoundnothing¦¦
18-0085096 | Equipment Failure/Involved | Underground | Conductor, Underground | Normal | 2018 | Tier 2 - Elevated | Distribution Circuit | 10 | 31 | 2018-10-31 | 206208 | Sus | Y | EquipmentFailureInvolved¦Underground¦ConductorUnderground¦Normal
18-0090196 | Equipment Failure/Involved | Overhead | Transformer (OH) | Broken | 2018 | Tier 3 - Extreme | Transformer only | 10 | 14 | 2018-10-14 | 194707 | Sus | Y | EquipmentFailureInvolved¦Overhead¦Transformer(OH)¦Broken
18-0090520 | Vegetation | Tree - fell into line | Conductor, Overhead | Normal | 2018 | Tier 2 - Elevated | Distribution Circuit | 10 | 15 | 2018-10-15 | 195628 | Sus | Y | Vegetation¦Treefellintoline¦ConductorOverhead¦Normal
18-0091257 | Wildfire Mitigation | CWSP - Vegetation Removal |  |  | 2018 | Tier 3 - Extreme | Distribution Circuit | 10 | 17 | 2018-10-17 | 197224 | Sus | Y | WildfireMitigation¦CWSPVegetationRemoval¦¦
18-0093511 | Animal | Squirrel | Conductor, Overhead | Normal | 2018 | Tier 3 - Extreme | Distribution Circuit | 10 | 23 | 2018-10-23 | 200856 | Sus | Y | Animal¦Squirrel¦ConductorOverhead¦Normal
18-0097136 | Equipment Failure/Involved | Overhead | Transformer | Failed/Faulted | 2018 | Tier 3 - Extreme | Transformer only | 11 | 5 | 2018-11-05 | 208815 | Sus | Y | EquipmentFailureInvolved¦Overhead¦Transformer¦FailedFaulted
18-0098270 | Company Initiated | Construction Activity/equip, company | Connector or Splice (OH) | Broken, wire on ground | 2018 | Tier 2 - Elevated | Distribution Circuit | 11 | 8 | 2018-11-08 | 211702 | Sus | Y | CompanyInitiated¦ConstructionActivityequipcompany¦ConnectororSplice(OH)¦Brokenwireonground
18-0103141 | Equipment Failure/Involved | Overhead | Connector or Splice (OH) | Arcing | 2018 | Tier 3 - Extreme | Distribution Circuit | 11 | 25 | 2018-11-25 | 224314 | Sus | Y | EquipmentFailureInvolved¦Overhead¦ConnectororSplice(OH)¦Arcing
18-0103619 | Vegetation | Tree - branch fell on line | Conductor, Overhead | Normal | 2018 | Tier 3 - Extreme | Distribution Circuit | 11 | 26 | 2018-11-26 | 225194 | Sus | Y | Vegetation¦Treebranchfellonline¦ConductorOverhead¦Normal
18-0109451 | Vegetation | Tree - branch fell on line | Conductor, Overhead | Normal | 2018 | Tier 2 - Elevated | Distribution Circuit | 12 | 16 | 2018-12-16 | 241344 | Sus | N | Vegetation¦Treebranchfellonline¦ConductorOverhead¦Normal
18-0110139 | Equipment Failure/Involved | Underground | Conductor, Underground | Burned/flashed | 2018 | Tier 2 - Elevated | Distribution Circuit | 12 | 20 | 2018-12-20 | 244550 | Sus | N | EquipmentFailureInvolved¦Underground¦ConductorUnderground¦Burnedflashed
18-0110275 | Animal | Squirrel | Conductor, Overhead | Normal | 2018 | Tier 2 - Elevated | Distribution Circuit | 12 | 21 | 2018-12-21 | 245178 | Sus | N | Animal¦Squirrel¦ConductorOverhead¦Normal
19-0004726 | Vegetation | Tree - branch fell on line | Conductor, Overhead | Normal | 2019 | Tier 2 - Elevated | Distribution Circuit | 1 | 5 | 2019-01-05 | 253753 | Sus | N | Vegetation¦Treebranchfellonline¦ConductorOverhead¦Normal
19-0005901 | Unknown Cause | Patrol - found nothing |  |  | 2019 | Tier 2 - Elevated | Distribution Circuit | 1 | 7 | 2019-01-07 | 259193 | Sus | N | UnknownCause¦Patrolfoundnothing¦¦
19-0008600 | Unknown Cause | Patrol - found nothing |  |  | 2019 | Tier 3 - Extreme | Distribution Circuit | 1 | 14 | 2019-01-14 | 264823 | Sus | N | UnknownCause¦Patrolfoundnothing¦¦
19-0010983 | Equipment Failure/Involved | Overhead | Crossarm, Wood | Broken, wire on object | 2019 | Tier 3 - Extreme | Distribution Circuit | 1 | 16 | 2019-01-16 | 273854 | Sus | N | EquipmentFailureInvolved¦Overhead¦CrossarmWood¦Brokenwireonobject
19-0011467 | Equipment Failure/Involved | Overhead | Conductor, Overhead | Together | 2019 | Tier 2 - Elevated | Distribution Circuit | 1 | 16 | 2019-01-16 | 269249 | Sus | N | EquipmentFailureInvolved¦Overhead¦ConductorOverhead¦Together
19-0011508 | Equipment Failure/Involved | Overhead | Crossarm, Wood | Broken | 2019 | Tier 2 - Elevated | Distribution Circuit | 1 | 17 | 2019-01-17 | 275033 | Sus | N | EquipmentFailureInvolved¦Overhead¦CrossarmWood¦Broken
19-0012537 | Vegetation | Tree - branch fell on line | Transformer | Broken | 2019 | Tier 3 - Extreme | Transformer only | 1 | 20 | 2019-01-20 | 277159 | Sus | N | Vegetation¦Treebranchfellonline¦Transformer¦Broken
19-0012543 | Vegetation | Tree - fell into line | Conductor, Overhead | Broken, wire on ground | 2019 | Tier 2 - Elevated | Distribution Circuit | 1 | 20 | 2019-01-20 | 277210 | Sus | N | Vegetation¦Treefellintoline¦ConductorOverhead¦Brokenwireonground
19-0016902 | Equipment Failure/Involved | Overhead | Conductor, Overhead | Together | 2019 | Tier 2 - Elevated | Distribution Circuit | 2 | 2 | 2019-02-02 | 285969 | Sus | N | EquipmentFailureInvolved¦Overhead¦ConductorOverhead¦Together
19-0018232 | Vegetation | Tree - branch fell on line | Conductor, Overhead | Normal | 2019 | Tier 3 - Extreme | Distribution Circuit | 2 | 5 | 2019-02-05 | 291329 | Sus | N | Vegetation¦Treebranchfellonline¦ConductorOverhead¦Normal
19-0018449 | Vegetation | Tree - branch fell on line | Conductor, Overhead | Normal | 2019 | Tier 3 - Extreme | Distribution Circuit | 2 | 5 | 2019-02-05 | 292510 | Sus | N | Vegetation¦Treebranchfellonline¦ConductorOverhead¦Normal
19-0019366 | Vegetation | Tree - fell into line | Conductor, Overhead | Normal | 2019 | Tier 2 - Elevated | Distribution Circuit | 2 | 5 | 2019-02-05 | 294779 | Sus | N | Vegetation¦Treefellintoline¦ConductorOverhead¦Normal
19-0020162 | Vegetation | Tree - fell into line | Conductor, Overhead | Broken, wire on ground | 2019 | Tier 2 - Elevated | Distribution Circuit | 2 | 5 | 2019-02-05 | 293028 | Sus | N | Vegetation¦Treefellintoline¦ConductorOverhead¦Brokenwireonground
19-0020790 | Unknown Cause | Patrol - found nothing |  |  | 2019 | Tier 3 - Extreme | Distribution Circuit | 2 | 10 | 2019-02-10 | 298331 | Sus | N | UnknownCause¦Patrolfoundnothing¦¦
19-0021142 | Vegetation | Tree - fell into line | Crossarm, Wood | Broken, wire on ground | 2019 | Tier 3 - Extreme | Distribution Circuit | 2 | 10 | 2019-02-10 | 299195 | Sus | N | Vegetation¦Treefellintoline¦CrossarmWood¦Brokenwireonground
19-0021254 | Environmental/External | Flood/Erosion | Conductor, Overhead | Broken, wire on ground | 2019 | Tier 2 - Elevated | Distribution Circuit | 2 | 12 | 2019-02-12 | 300354 | Sus | N | EnvironmentalExternal¦FloodErosion¦ConductorOverhead¦Brokenwireonground
19-0023909 | Unknown Cause | Patrol - found nothing |  |  | 2019 | Tier 2 - Elevated | Distribution Circuit | 2 | 15 | 2019-02-15 | 311455 | Sus | N | UnknownCause¦Patrolfoundnothing¦¦
19-0024004 | Equipment Failure/Involved | Overhead | Other | Broken | 2019 | Tier 2 - Elevated | Distribution Circuit | 2 | 15 | 2019-02-15 | 311509 | Sus | N | EquipmentFailureInvolved¦Overhead¦Other¦Broken
19-0024543 | Equipment Failure/Involved | Underground | Transformer (UG) | Broken | 2019 | Tier 3 - Extreme | Distribution Circuit | 2 | 16 | 2019-02-16 | 314278 | Sus | N | EquipmentFailureInvolved¦Underground¦Transformer(UG)¦Broken
19-0025159 | Vegetation | Tree - fell into line | Crossarm, Wood | Broken | 2019 | Tier 3 - Extreme | Distribution Circuit | 2 | 16 | 2019-02-16 | 315219 | Sus | N | Vegetation¦Treefellintoline¦CrossarmWood¦Broken
19-0027590 | Equipment Failure/Involved | Electrical Overload | Crossarm, Wood | Broken | 2019 | Tier 2 - Elevated | Distribution Circuit | 2 | 24 | 2019-02-24 | 322523 | Sus | N | EquipmentFailureInvolved¦ElectricalOverload¦CrossarmWood¦Broken
19-0029013 | Equipment Failure/Involved | Overhead | Conductor, Overhead | Bent or Twisted | 2019 | Tier 2 - Elevated | Distribution Circuit | 2 | 27 | 2019-02-27 | 327031 | Sus | N | EquipmentFailureInvolved¦Overhead¦ConductorOverhead¦BentorTwisted
19-0029120 | Equipment Failure/Involved | Overhead | Pole-Wood | Broken | 2019 | Tier 2 - Elevated | Distribution Circuit | 2 | 27 | 2019-02-27 | 327228 | Sus | N | EquipmentFailureInvolved¦Overhead¦PoleWood¦Broken
19-0029789 | Unknown Cause | Patrol - found nothing |  |  | 2019 | Tier 2 - Elevated | Distribution Circuit | 3 | 1 | 2019-03-01 | 328923 | Sus | N | UnknownCause¦Patrolfoundnothing¦¦
19-0031197 | Equipment Failure/Involved | Overhead | Pole-Wood | Burned/flashed | 2019 | Tier 2 - Elevated | Distribution Circuit | 3 | 6 | 2019-03-06 | 332507 | Sus | N | EquipmentFailureInvolved¦Overhead¦PoleWood¦Burnedflashed
19-0031482 | Equipment Failure/Involved | Overhead | Transformer | Failed/Faulted | 2019 | Tier 3 - Extreme | Transformer only | 3 | 6 | 2019-03-06 | 333117 | Sus | N | EquipmentFailureInvolved¦Overhead¦Transformer¦FailedFaulted
19-0031724 | Vegetation | Tree - branch fell on line | Conductor, Overhead | Together | 2019 | Tier 3 - Extreme | Distribution Circuit | 3 | 7 | 2019-03-07 | 333447 | Sus | N | Vegetation¦Treebranchfellonline¦ConductorOverhead¦Together
19-0033176 | Vegetation | Tree - branch fell on line | Conductor, Overhead | Broken, wire on ground | 2019 | Tier 2 - Elevated | Distribution Circuit | 3 | 12 | 2019-03-12 | 337800 | Sus | N | Vegetation¦Treebranchfellonline¦ConductorOverhead¦Brokenwireonground
19-0033551 | Vegetation | Tree - branch fell on line | Conductor, Overhead | Normal | 2019 | Tier 3 - Extreme | Distribution Circuit | 3 | 13 | 2019-03-13 | 338709 | Sus | N | Vegetation¦Treebranchfellonline¦ConductorOverhead¦Normal
19-0033551 | Vegetation | Tree - branch fell on line | Conductor, Overhead | Normal | 2019 | Tier 3 - Extreme | Distribution Circuit | 3 | 13 | 2019-03-13 | 338709 | Sus | N | Vegetation¦Treebranchfellonline¦ConductorOverhead¦Normal
19-0034079 | Equipment Failure/Involved | Overhead | Pole-Wood | Deteriorated | 2019 | Tier 2 - Elevated | Distribution Circuit | 3 | 15 | 2019-03-15 | 339911 | Sus | N | EquipmentFailureInvolved¦Overhead¦PoleWood¦Deteriorated
19-0034954 | Unknown Cause | Patrol - found nothing |  |  | 2019 | Tier 2 - Elevated | Distribution Circuit | 3 | 19 | 2019-03-19 | 342722 | Sus | N | UnknownCause¦Patrolfoundnothing¦¦
19-0035101 | 3rd Party | Tree - cutting, 3rd party | Conductor, Overhead | Broken, wire on ground | 2019 | Tier 2 - Elevated | Distribution Circuit | 3 | 19 | 2019-03-19 | 342984 | Sus | N | 3rdParty¦Treecutting3rdparty¦ConductorOverhead¦Brokenwireonground
19-0037702 | Unknown Cause | Patrol - found nothing |  |  | 2019 | Tier 2 - Elevated | Distribution Circuit | 3 | 27 | 2019-03-27 | 348981 | Sus | N | UnknownCause¦Patrolfoundnothing¦¦
19-0038011 | 3rd Party | Vehicle | Pole-Wood | Broken, wire on ground | 2019 | Tier 3 - Extreme | Distribution Circuit | 3 | 28 | 2019-03-28 | 349607 | Sus | N | 3rdParty¦Vehicle¦PoleWood¦Brokenwireonground
19-0038761 | Unknown Cause | Patrol - found nothing |  |  | 2019 | Tier 2 - Elevated | Distribution Circuit | 4 | 1 | 2019-04-01 | 351620 | Sus | N | UnknownCause¦Patrolfoundnothing¦¦
19-0041170 | Vegetation | Tree - fell into line | Conductor, Overhead | Broken, wire on ground | 2019 | Tier 2 - Elevated | Distribution Circuit | 4 | 9 | 2019-04-09 | 357566 | Sus | N | Vegetation¦Treefellintoline¦ConductorOverhead¦Brokenwireonground
19-0043103 | Equipment Failure/Involved | Overhead | Pole-Wood | Broken | 2019 | Tier 3 - Extreme | Distribution Circuit | 4 | 17 | 2019-04-17 | 362233 | Sus | N | EquipmentFailureInvolved¦Overhead¦PoleWood¦Broken
19-0048599 | Equipment Failure/Involved | Overhead | Crossarm, Wood | Broken | 2019 | Tier 2 - Elevated | Distribution Circuit | 5 | 3 | 2019-05-03 | 373155 | Sus | Y | EquipmentFailureInvolved¦Overhead¦CrossarmWood¦Broken
19-0048807 | Unknown Cause | Patrol - found nothing |  |  | 2019 | Tier 2 - Elevated | Distribution Circuit | 5 | 3 | 2019-05-03 | 373474 | Sus | Y | UnknownCause¦Patrolfoundnothing¦¦
19-0055391 | Unknown Cause | Patrol - found nothing |  |  | 2019 | Tier 2 - Elevated | Distribution Circuit | 5 | 22 | 2019-05-22 | 387914 | Sus | Y | UnknownCause¦Patrolfoundnothing¦¦
19-0057640 | Equipment Failure/Involved | Overhead | Transformer | Failed/Faulted | 2019 | Tier 2 - Elevated | Transformer only | 5 | 25 | 2019-05-25 | 390208 | Sus | Y | EquipmentFailureInvolved¦Overhead¦Transformer¦FailedFaulted
19-0057771 | Unknown Cause | Patrol - found nothing |  |  | 2019 | Tier 2 - Elevated | Distribution Circuit | 5 | 26 | 2019-05-26 | 390600 | Sus | Y | UnknownCause¦Patrolfoundnothing¦¦
19-0059465 | Unknown Cause | Patrol - not conducted |  |  | 2019 | Tier 3 - Extreme | Distribution Circuit | 5 | 29 | 2019-05-29 | 393084 | Sus | Y | UnknownCause¦Patrolnotconducted¦¦
19-0061956 | Equipment Failure/Involved | Overhead | Transformer | Failed/Faulted | 2019 | Tier 3 - Extreme | Transformer only | 6 | 3 | 2019-06-03 | 396533 | Sus | Y | EquipmentFailureInvolved¦Overhead¦Transformer¦FailedFaulted
19-0065213 | Equipment Failure/Involved | Overhead | Crossarm, Wood | Broken | 2019 | Tier 2 - Elevated | Distribution Circuit | 6 | 10 | 2019-06-10 | 403399 | Sus | Y | EquipmentFailureInvolved¦Overhead¦CrossarmWood¦Broken
19-0066531 | Unknown Cause | Patrol - found nothing |  |  | 2019 | Tier 2 - Elevated | Distribution Circuit | 6 | 12 | 2019-06-12 | 407247 | Sus | Y | UnknownCause¦Patrolfoundnothing¦¦
19-0068991 | Vegetation | Tree - fell into line | Conductor, Overhead | Broken, wire on ground | 2019 | Tier 2 - Elevated | Transformer only | 6 | 18 | 2019-06-18 | 418153 | Sus | Y | Vegetation¦Treefellintoline¦ConductorOverhead¦Brokenwireonground
19-0073912 | Equipment Failure/Involved | Overhead | Crossarm, Wood | Broken, wire on ground | 2019 | Tier 3 - Extreme | Distribution Circuit | 7 | 2 | 2019-07-02 | 439572 | Sus | Y | EquipmentFailureInvolved¦Overhead¦CrossarmWood¦Brokenwireonground
19-0078206 | Equipment Failure/Involved | Electrical Overload | Transformer | Failed/Faulted | 2019 | Tier 2 - Elevated | Transformer only | 7 | 17 | 2019-07-17 | 455001 | Sus | Y | EquipmentFailureInvolved¦ElectricalOverload¦Transformer¦FailedFaulted
19-0081336 | Vegetation | Tree - branch fell on line | Conductor, Overhead | Normal | 2019 | Tier 2 - Elevated | Distribution Circuit | 7 | 25 | 2019-07-25 | 471936 | Sus | Y | Vegetation¦Treebranchfellonline¦ConductorOverhead¦Normal
19-0084115 | Unknown Cause | Patrol - not conducted |  |  | 2019 | Tier 3 - Extreme | Distribution Circuit | 8 | 4 | 2019-08-04 | 482268 | Sus | Y | UnknownCause¦Patrolnotconducted¦¦
19-0084248 | Animal | Squirrel | Cutout, fuse holder | Normal | 2019 | Tier 2 - Elevated | Distribution Circuit | 8 | 5 | 2019-08-05 | 482733 | Sus | Y | Animal¦Squirrel¦Cutoutfuseholder¦Normal
19-0089719 | 3rd Party | Vehicle | Crossarm, Wood | Broken | 2019 | Tier 2 - Elevated | Distribution Circuit | 8 | 19 | 2019-08-19 | 524140 | Sus | Y | 3rdParty¦Vehicle¦CrossarmWood¦Broken
19-0090731 | Vegetation | Tree - fell into line | Conductor, Overhead | Broken, wire on ground | 2019 | Tier 3 - Extreme | Distribution Circuit | 8 | 22 | 2019-08-22 | 529871 | Sus | Y | Vegetation¦Treefellintoline¦ConductorOverhead¦Brokenwireonground
19-0095823 | 3rd Party | Vehicle | Pole-Wood | Broken | 2019 | Tier 3 - Extreme | Distribution Circuit | 9 | 5 | 2019-09-05 | 556813 | Sus | Y | 3rdParty¦Vehicle¦PoleWood¦Broken
19-0102446 | Equipment Failure/Involved | Overhead | Transformer | Leaking | 2019 | Tier 2 - Elevated | Transformer only | 9 | 23 | 2019-09-23 | 605417 | Sus | Y | EquipmentFailureInvolved¦Overhead¦Transformer¦Leaking
19-0105158 | Equipment Failure/Involved | Overhead | Transformer (OH) | Broken | 2019 | Tier 2 - Elevated | Distribution Circuit | 9 | 28 | 2019-09-28 | 628377 | Sus | Y | EquipmentFailureInvolved¦Overhead¦Transformer(OH)¦Broken
19-0115339 | Equipment Failure/Involved | Overhead | Pole-Wood | Deteriorated | 2019 | Tier 2 - Elevated | Distribution Circuit | 10 | 23 | 2019-10-23 | 679055 | Sus | Y | EquipmentFailureInvolved¦Overhead¦PoleWood¦Deteriorated
19-0124177 | Unknown Cause | Patrol - found nothing |  |  | 2019 | Tier 3 - Extreme | Distribution Circuit | 11 | 13 | 2019-11-13 | 705719 | Sus | Y | UnknownCause¦Patrolfoundnothing¦¦
19-0128152 | Unknown Cause | Patrol - found nothing |  |  | 2019 | Tier 2 - Elevated | Distribution Circuit | 11 | 25 | 2019-11-25 | 714075 | Sus | Y | UnknownCause¦Patrolfoundnothing¦¦
19-0129640 | Vegetation | Tree - branch fell on line | Fuse | Failed/Faulted | 2019 | Tier 2 - Elevated | Distribution Circuit | 11 | 26 | 2019-11-26 | 717255 | Sus | Y | Vegetation¦Treebranchfellonline¦Fuse¦FailedFaulted
19-0130429 | Vegetation | Tree - branch fell on line | Conductor, Overhead | Normal | 2019 | Tier 2 - Elevated | Distribution Circuit | 11 | 27 | 2019-11-27 | 719852 | Sus | Y | Vegetation¦Treebranchfellonline¦ConductorOverhead¦Normal
19-0130677 | 3rd Party | Customer Equipment | Secondary | Burned/flashed | 2019 | Tier 3 - Extreme | Distribution Circuit | 11 | 27 | 2019-11-27 | 722127 | Sus | Y | 3rdParty¦CustomerEquipment¦Secondary¦Burnedflashed
19-0131942 | Unknown Cause | Patrol - found nothing |  |  | 2019 | Tier 3 - Extreme | Distribution Circuit | 12 | 1 | 2019-12-01 | 725992 | Sus | N | UnknownCause¦Patrolfoundnothing¦¦
19-0135032 | Vegetation | Tree - branch fell on line | Conductor, Overhead | Normal | 2019 | Tier 3 - Extreme | Distribution Circuit | 12 | 8 | 2019-12-08 | 733696 | Sus | N | Vegetation¦Treebranchfellonline¦ConductorOverhead¦Normal
19-0135866 | Vegetation | Tree - fell into line | Conductor, Overhead | Normal | 2019 | Tier 2 - Elevated | Distribution Circuit | 12 | 11 | 2019-12-11 | 736367 | Sus | N | Vegetation¦Treefellintoline¦ConductorOverhead¦Normal
19-0137880 | Unknown Cause | Patrol - found nothing |  |  | 2019 | Tier 2 - Elevated | Distribution Circuit | 12 | 25 | 2019-12-25 | 750150 | Sus | N | UnknownCause¦Patrolfoundnothing¦¦
19-0137908 | 3rd Party | Vehicle | Pole-Wood | Broken, wire on ground | 2019 | Tier 2 - Elevated | Distribution Circuit | 12 | 25 | 2019-12-25 | 750327 | Sus | N | 3rdParty¦Vehicle¦PoleWood¦Brokenwireonground
20-0013641 | Animal | Bird found | Conductor, Overhead | Normal | 2020 | Tier 2 - Elevated | Distribution Circuit | 1 | 25 | 2020-01-25 | 769766 | Sus | N | Animal¦Birdfound¦ConductorOverhead¦Normal
20-0019060 | Vegetation | Tree - fell into line | Pole-Wood | Broken, wire on ground | 2020 | Tier 2 - Elevated | Distribution Circuit | 2 | 9 | 2020-02-09 | 781421 | Sus | N | Vegetation¦Treefellintoline¦PoleWood¦Brokenwireonground
20-0019326 | Vegetation | Tree - bark fell into line | Conductor, Overhead | Together | 2020 | Tier 2 - Elevated | Distribution Circuit | 2 | 9 | 2020-02-09 | 781275 | Sus | N | Vegetation¦Treebarkfellintoline¦ConductorOverhead¦Together
20-0020216 | Vegetation | Tree - fell into line | Conductor, Overhead | Broken, wire on ground | 2020 | Tier 3 - Extreme | Distribution Circuit | 2 | 9 | 2020-02-09 | 787942 | Sus | N | Vegetation¦Treefellintoline¦ConductorOverhead¦Brokenwireonground
20-0020677 | Vegetation | Tree - fell into line | Conductor, Overhead | Broken, wire on ground | 2020 | Tier 3 - Extreme | Distribution Circuit | 2 | 11 | 2020-02-11 | 788792 | Sus | N | Vegetation¦Treefellintoline¦ConductorOverhead¦Brokenwireonground
20-0028345 | Company Initiated | Personnel, company | Conductor, Overhead | Normal | 2020 | Tier 3 - Extreme | Distribution Circuit | 5 | 6 | 2020-05-06 | 907922 | Sus | Y | CompanyInitiated¦Personnelcompany¦ConductorOverhead¦Normal
20-0032180 | Vegetation | Tree - fell into line | Conductor, Overhead | Broken, wire on ground | 2020 | Tier 3 - Extreme | Distribution Circuit | 3 | 14 | 2020-03-14 | 851741 | Sus | N | Vegetation¦Treefellintoline¦ConductorOverhead¦Brokenwireonground
20-0032489 | Unknown Cause | Patrol - found nothing |  |  | 2020 | Tier 3 - Extreme | Distribution Circuit | 3 | 16 | 2020-03-16 | 853276 | Sus | N | UnknownCause¦Patrolfoundnothing¦¦
20-0032542 | Vegetation | Tree - branch fell on line | Conductor, Overhead | Normal | 2020 | Tier 2 - Elevated | Distribution Circuit | 3 | 16 | 2020-03-16 | 853683 | Sus | N | Vegetation¦Treebranchfellonline¦ConductorOverhead¦Normal
20-0032644 | Environmental/External | Ice or snow | Conductor, Overhead | Broken, wire on ground | 2020 | Tier 3 - Extreme | Distribution Circuit | 3 | 16 | 2020-03-16 | 854037 | Sus | N | EnvironmentalExternal¦Iceorsnow¦ConductorOverhead¦Brokenwireonground
20-0036089 | Equipment Failure/Involved | Overhead | Secondary | Arcing | 2020 | Tier 3 - Extreme | Transformer only | 3 | 25 | 2020-03-25 | 865174 | Sus | N | EquipmentFailureInvolved¦Overhead¦Secondary¦Arcing
20-0036819 | Unknown Cause | Patrol - found nothing |  |  | 2020 | Tier 2 - Elevated | Distribution Circuit | 3 | 27 | 2020-03-27 | 868826 | Sus | N | UnknownCause¦Patrolfoundnothing¦¦
20-0039742 | Equipment Failure/Involved | Underground | Elbow | Burned/flashed | 2020 | Tier 2 - Elevated | Distribution Circuit | 4 | 8 | 2020-04-08 | 891713 | Sus | N | EquipmentFailureInvolved¦Underground¦Elbow¦Burnedflashed
20-0041899 | Unknown Cause | Patrol - found nothing |  |  | 2020 | Tier 2 - Elevated | Distribution Circuit | 4 | 16 | 2020-04-16 | 896220 | Sus | N | UnknownCause¦Patrolfoundnothing¦¦
20-0049017 | Wildfire Mitigation | CWSP - Vegetation Removal | Pole-Wood | Deteriorated | 2020 | Tier 2 - Elevated | Distribution Circuit | 5 | 11 | 2020-05-11 | 911059 | Sus | Y | WildfireMitigation¦CWSPVegetationRemoval¦PoleWood¦Deteriorated
20-0051628 | Equipment Failure/Involved | Overhead | Conductor, Overhead | Broken, wire on ground | 2020 | Tier 2 - Elevated | Distribution Circuit | 5 | 19 | 2020-05-19 | 917278 | Sus | Y | EquipmentFailureInvolved¦Overhead¦ConductorOverhead¦Brokenwireonground
20-0053939 | Unknown Cause | Patrol - found nothing |  |  | 2020 | Tier 2 - Elevated | Distribution Circuit | 5 | 26 | 2020-05-26 | 921207 | Sus | Y | UnknownCause¦Patrolfoundnothing¦¦
20-0054367 | Equipment Failure/Involved | Overhead | Transformer (OH) | Failed/Faulted | 2020 | Tier 2 - Elevated | Distribution Circuit | 5 | 26 | 2020-05-26 | 922101 | Sus | Y | EquipmentFailureInvolved¦Overhead¦Transformer(OH)¦FailedFaulted
20-0055921 | Unknown Cause | Patrol - found nothing |  |  | 2020 | Tier 3 - Extreme | Distribution Circuit | 5 | 30 | 2020-05-30 | 926203 | Sus | Y | UnknownCause¦Patrolfoundnothing¦¦
20-0060819 | Equipment Failure/Involved | Overhead | Transformer | Failed/Faulted | 2020 | Tier 2 - Elevated | Transformer only | 6 | 12 | 2020-06-12 | 938245 | Sus | Y | EquipmentFailureInvolved¦Overhead¦Transformer¦FailedFaulted
20-0066985 | Animal | Bird found | Conductor, Overhead | Normal | 2020 | Tier 2 - Elevated | Distribution Circuit | 7 | 1 | 2020-07-01 | 955498 | Sus | Y | Animal¦Birdfound¦ConductorOverhead¦Normal
20-0081820 | Equipment Failure/Involved | Overhead | Transformer (OH) | Normal | 2020 | Tier 2 - Elevated | Transformer only | 8 | 10 | 2020-08-10 | 990673 | Sus | Y | EquipmentFailureInvolved¦Overhead¦Transformer(OH)¦Normal
20-0085552 | Unknown Cause | Patrol - found nothing |  |  | 2020 | Tier 2 - Elevated | Transmission line | 8 | 17 | 2020-08-17 | 1015236 | Sus | Y | UnknownCause¦Patrolfoundnothing¦¦
20-0090265 | Environmental/External | Fire, Forest/Grass | Conductor, Overhead | Normal | 2020 | Tier 3 - Extreme | Distribution Circuit | 8 | 20 | 2020-08-20 | 1032579 | Sus | Y | EnvironmentalExternal¦FireForestGrass¦ConductorOverhead¦Normal
20-0090440 | Environmental/External | Fire, Forest/Grass | Conductor, Overhead | Deteriorated | 2020 | Tier 3 - Extreme | Distribution Circuit | 8 | 19 | 2020-08-19 | 1033327 | Sus | Y | EnvironmentalExternal¦FireForestGrass¦ConductorOverhead¦Deteriorated
20-0093860 | Environmental/External | Fire, Forest/Grass | Pole-Wood | Burned/flashed | 2020 | Tier 3 - Extreme | Distribution Circuit | 8 | 18 | 2020-08-18 | 1056853 | Sus | Y | EnvironmentalExternal¦FireForestGrass¦PoleWood¦Burnedflashed
20-0094667 | Wildfire Mitigation | Public Safety Power Shut-off |  |  | 2020 | Tier 2 - Elevated | Distribution Circuit | 9 | 7 | 2020-09-07 | 1059790 | Sus | Y | WildfireMitigation¦PublicSafetyPowerShutoff¦¦
20-0094692 | Wildfire Mitigation | Public Safety Power Shut-off | Recloser | Normal | 2020 | Tier 2 - Elevated | Distribution Circuit | 9 | 8 | 2020-09-08 | 1059958 | Sus | Y | WildfireMitigation¦PublicSafetyPowerShutoff¦Recloser¦Normal
20-0096035 | Environmental/External | Fire, Forest/Grass | Transformer | Normal | 2020 | Tier 3 - Extreme | Transformer only | 8 | 20 | 2020-08-20 | 1063508 | Sus | Y | EnvironmentalExternal¦FireForestGrass¦Transformer¦Normal
20-0096064 | Environmental/External | Fire, Forest/Grass | Customer Equipment | Burned/flashed | 2020 | Tier 3 - Extreme | Transformer only | 8 | 20 | 2020-08-20 | 1063557 | Sus | Y | EnvironmentalExternal¦FireForestGrass¦CustomerEquipment¦Burnedflashed
20-0096208 | Environmental/External | Fire, Forest/Grass | Transformer | Normal | 2020 | Tier 3 - Extreme | Transformer only | 9 | 10 | 2020-09-10 | 1063980 | Sus | Y | EnvironmentalExternal¦FireForestGrass¦Transformer¦Normal
20-0100845 | Equipment Failure/Involved | Overhead | Conductor, Overhead | Arcing | 2020 | Tier 2 - Elevated | Distribution Circuit | 9 | 23 | 2020-09-23 | 1090761 | Sus | Y | EquipmentFailureInvolved¦Overhead¦ConductorOverhead¦Arcing
20-0111871 | Equipment Failure/Involved | Overhead | Transformer (OH) | Broken | 2020 | Tier 2 - Elevated | Transformer only | 10 | 22 | 2020-10-22 | 1123605 | Sus | Y | EquipmentFailureInvolved¦Overhead¦Transformer(OH)¦Broken
20-0112531 | Wildfire Mitigation | Public Safety Power Shut-off | Conductor, Overhead | Normal | 2020 | Tier 2 - Elevated | Distribution Circuit | 10 | 25 | 2020-10-25 | 1126468 | Sus | Y | WildfireMitigation¦PublicSafetyPowerShutoff¦ConductorOverhead¦Normal
20-0115564 | Equipment Failure/Involved | Overhead | CT | Failed/Faulted | 2020 | Tier 2 - Elevated | Transformer only | 10 | 30 | 2020-10-30 | 1132399 | Sus | Y | EquipmentFailureInvolved¦Overhead¦CT¦FailedFaulted
20-0115657 | Equipment Failure/Involved | Overhead | Transformer (OH) | Failed/Faulted | 2020 | Tier 3 - Extreme | Transformer only | 10 | 31 | 2020-10-31 | 1132838 | Sus | Y | EquipmentFailureInvolved¦Overhead¦Transformer(OH)¦FailedFaulted
20-0115683 | Equipment Failure/Involved | Overhead | Transformer (OH) | Failed/Faulted | 2020 | Tier 2 - Elevated | Transformer only | 10 | 31 | 2020-10-31 | 1133038 | Sus | Y | EquipmentFailureInvolved¦Overhead¦Transformer(OH)¦FailedFaulted
20-0124433 | Unknown Cause | Patrol - found nothing |  |  | 2020 | Tier 3 - Extreme | Transformer only | 11 | 23 | 2020-11-23 | 1153560 | Sus | Y | UnknownCause¦Patrolfoundnothing¦¦
20-0129108 | Equipment Failure/Involved | Overhead | Pole-Wood | Broken | 2020 | Tier 2 - Elevated | Transformer only | 12 | 9 | 2020-12-09 | 1173489 | Sus | N | EquipmentFailureInvolved¦Overhead¦PoleWood¦Broken
20-0131885 | Animal | Squirrel | Conductor, Overhead | Normal | 2020 | Tier 3 - Extreme | Distribution Circuit | 12 | 26 | 2020-12-26 | 1199152 | Sus | N | Animal¦Squirrel¦ConductorOverhead¦Normal
20-0132016 | 3rd Party | Vehicle | Pole-Wood | Broken, wire on ground | 2020 | Tier 2 - Elevated | Distribution Circuit | 12 | 28 | 2020-12-28 | 1199749 | Sus | N | 3rdParty¦Vehicle¦PoleWood¦Brokenwireonground
21-0004412 | Unknown Cause | Patrol - found nothing |  |  | 2021 | Tier 2 - Elevated | Distribution Circuit | 1 | 3 | 2021-01-03 | 1202707 | Sus | N | UnknownCause¦Patrolfoundnothing¦¦
21-0004470 | Vegetation | Tree - branch fell on line | Conductor, Overhead | Broken, wire on ground | 2021 | Tier 3 - Extreme | Distribution Circuit | 1 | 3 | 2021-01-03 | 1202846 | Sus | N | Vegetation¦Treebranchfellonline¦ConductorOverhead¦Brokenwireonground
21-0005352 | Unknown Cause | Patrol - found nothing |  |  | 2021 | Tier 3 - Extreme | Distribution Circuit | 1 | 5 | 2021-01-05 | 1204795 | Sus | N | UnknownCause¦Patrolfoundnothing¦¦
21-0009116 | Unknown Cause | Patrol - found nothing |  |  | 2021 | Tier 3 - Extreme | Transformer only | 1 | 15 | 2021-01-15 | 1211019 | Sus | N | UnknownCause¦Patrolfoundnothing¦¦
21-0010215 | Vegetation | Tree - fell into line | Pole-Wood | Broken, wire on ground | 2021 | Tier 2 - Elevated | Distribution Circuit | 1 | 19 | 2021-01-19 | 1214919 | Sus | N | Vegetation¦Treefellintoline¦PoleWood¦Brokenwireonground
21-0011464 | Unknown Cause | Patrol - found nothing |  |  | 2021 | Tier 2 - Elevated | Distribution Circuit | 1 | 19 | 2021-01-19 | 1217992 | Sus | N | UnknownCause¦Patrolfoundnothing¦¦
21-0011612 | Equipment Failure/Involved | Overhead | Transformer (OH) | Failed/Faulted | 2021 | Tier 2 - Elevated | Transformer only | 1 | 20 | 2021-01-20 | 1218873 | Sus | N | EquipmentFailureInvolved¦Overhead¦Transformer(OH)¦FailedFaulted
21-0012138 | Vegetation | Tree - fell into line | Conductor, Overhead | Broken, wire on ground | 2021 | Tier 3 - Extreme | Distribution Circuit | 1 | 20 | 2021-01-20 | 1219321 | Sus | N | Vegetation¦Treefellintoline¦ConductorOverhead¦Brokenwireonground
21-0013585 | Vegetation | Tree - branch fell on line | Conductor, Overhead | Broken, wire on ground | 2021 | Tier 2 - Elevated | Distribution Circuit | 1 | 25 | 2021-01-25 | 1224586 | Sus | N | Vegetation¦Treebranchfellonline¦ConductorOverhead¦Brokenwireonground
21-0013645 | Environmental/External | Ice or snow | Secondary | Broken, wire on ground | 2021 | Tier 2 - Elevated | Distribution Circuit | 1 | 25 | 2021-01-25 | 1223304 | Sus | N | EnvironmentalExternal¦Iceorsnow¦Secondary¦Brokenwireonground
21-0016808 | Vegetation | Tree - fell into line | Conductor, Overhead | Broken, wire on ground | 2021 | Tier 2 - Elevated | Distribution Circuit | 1 | 26 | 2021-01-26 | 1237371 | Sus | N | Vegetation¦Treefellintoline¦ConductorOverhead¦Brokenwireonground
21-0024135 | Equipment Failure/Involved | Overhead | Transformer | Broken | 2021 | Tier 2 - Elevated | Transformer only | 2 | 10 | 2021-02-10 | 1252341 | Sus | N | EquipmentFailureInvolved¦Overhead¦Transformer¦Broken
21-0034382 | Unknown Cause | Patrol - not conducted |  |  | 2021 | Tier 3 - Extreme | Distribution Circuit | 3 | 10 | 2021-03-10 | 1276840 | Sus | N | UnknownCause¦Patrolnotconducted¦¦
21-0034604 | Vegetation | Tree - fell into line | Transformer | Broken, wire on ground | 2021 | Tier 3 - Extreme | Transformer only | 3 | 10 | 2021-03-10 | 1277122 | Sus | N | Vegetation¦Treefellintoline¦Transformer¦Brokenwireonground
21-0036730 | Vegetation | Tree - fell into line | Crossarm, Wood | Broken | 2021 | Tier 3 - Extreme | Distribution Circuit | 3 | 15 | 2021-03-15 | 1283522 | Sus | N | Vegetation¦Treefellintoline¦CrossarmWood¦Broken
21-0045132 | Unknown Cause | Patrol - found nothing |  |  | 2021 | Tier 2 - Elevated | Distribution Circuit | 4 | 6 | 2021-04-06 | 1307477 | Sus | N | UnknownCause¦Patrolfoundnothing¦¦
21-0053522 | Equipment Failure/Involved | Underground | Conductor, Underground | Broken | 2021 | Tier 2 - Elevated | Distribution Circuit | 4 | 26 | 2021-04-26 | 1334724 | Sus | N | EquipmentFailureInvolved¦Underground¦ConductorUnderground¦Broken
21-0066851 | Unknown Cause | Patrol - found nothing |  |  | 2021 | Tier 2 - Elevated | Distribution Circuit | 5 | 27 | 2021-05-27 | 1359890 | Sus | Y | UnknownCause¦Patrolfoundnothing¦¦
21-0067649 | Vegetation | Tree - fell into line | Conductor, Overhead | Broken, wire on ground | 2021 | Tier 3 - Extreme | Distribution Circuit | 5 | 29 | 2021-05-29 | 1361041 | Sus | Y | Vegetation¦Treefellintoline¦ConductorOverhead¦Brokenwireonground
21-0068373 | Equipment Failure/Involved | Overhead | Transformer (OH) | Failed/Faulted | 2021 | Tier 2 - Elevated | Transformer only | 6 | 1 | 2021-06-01 | 1363038 | Sus | Y | EquipmentFailureInvolved¦Overhead¦Transformer(OH)¦FailedFaulted
21-0069194 | Vegetation | Tree - fell into line | Conductor, Overhead | Bent or Twisted | 2021 | Tier 3 - Extreme | Distribution Circuit | 6 | 2 | 2021-06-02 | 1364481 | Sus | Y | Vegetation¦Treefellintoline¦ConductorOverhead¦BentorTwisted
21-0071529 | Unknown Cause | Patrol - found nothing |  |  | 2021 | Tier 2 - Elevated | Distribution Circuit | 6 | 8 | 2021-06-08 | 1368566 | Sus | Y | UnknownCause¦Patrolfoundnothing¦¦
21-0075277 | Unknown Cause | Patrol - found nothing |  |  | 2021 | Tier 2 - Elevated | Distribution Circuit | 6 | 16 | 2021-06-16 | 1375712 | Sus | Y | UnknownCause¦Patrolfoundnothing¦¦
21-0076166 | Equipment Failure/Involved | Overhead | Transformer | Failed/Faulted | 2021 | Tier 2 - Elevated | Transformer only | 6 | 18 | 2021-06-18 | 1377505 | Sus | Y | EquipmentFailureInvolved¦Overhead¦Transformer¦FailedFaulted
21-0079474 | Equipment Failure/Involved | Overhead | Pole-Wood | Broken | 2021 | Tier 2 - Elevated | Distribution Circuit | 6 | 24 | 2021-06-24 | 1384334 | Sus | Y | EquipmentFailureInvolved¦Overhead¦PoleWood¦Broken
21-0083838 | Equipment Failure/Involved | Underground | Bushing | Broken | 2021 | Tier 3 - Extreme | Distribution Circuit | 7 | 1 | 2021-07-01 | 1390276 | Sus | Y | EquipmentFailureInvolved¦Underground¦Bushing¦Broken
21-0091231 | Unknown Cause | Patrol - found nothing |  |  | 2021 | Tier 2 - Elevated | Distribution Circuit | 7 | 17 | 2021-07-17 | 1406710 | Sus | Y | UnknownCause¦Patrolfoundnothing¦¦
21-0094619 | Animal | Squirrel | Fuse | Burned Open | 2021 | Tier 3 - Extreme | Distribution Circuit | 7 | 25 | 2021-07-25 | 1413898 | Sus | Y | Animal¦Squirrel¦Fuse¦BurnedOpen
21-0099136 | Unknown Cause | Patrol - found nothing |  |  | 2021 | Tier 2 - Elevated | Distribution Circuit | 8 | 3 | 2021-08-03 | 1429613 | Sus | Y | UnknownCause¦Patrolfoundnothing¦¦
21-0103693 | Unknown Cause | Patrol - found nothing |  |  | 2021 | Tier 2 - Elevated | Transformer only | 8 | 12 | 2021-08-12 | 1441164 | Sus | Y | UnknownCause¦Patrolfoundnothing¦¦
21-0106139 | Equipment Failure/Involved | Overhead | Jumper | Broken | 2021 | Tier 2 - Elevated | Distribution Circuit | 8 | 18 | 2021-08-18 | 1446346 | Sus | Y | EquipmentFailureInvolved¦Overhead¦Jumper¦Broken
21-0107665 | Unknown Cause | Patrol - found nothing |  |  | 2021 | Tier 3 - Extreme | Distribution Circuit | 8 | 21 | 2021-08-21 | 1449385 | Sus | Y | UnknownCause¦Patrolfoundnothing¦¦
21-0107967 | Animal | Bird found | Conductor, Overhead | Normal | 2021 | Tier 2 - Elevated | Distribution Circuit | 8 | 22 | 2021-08-22 | 1450175 | Sus | Y | Animal¦Birdfound¦ConductorOverhead¦Normal
21-0119549 | Animal | Squirrel | Fuse | Failed/Faulted | 2021 | Tier 2 - Elevated | Distribution Circuit | 9 | 19 | 2021-09-19 | 1475539 | Sus | Y | Animal¦Squirrel¦Fuse¦FailedFaulted
21-0120856 | Unknown Cause | Patrol - found nothing |  |  | 2021 | Tier 2 - Elevated | Distribution Circuit | 9 | 22 | 2021-09-22 | 1477687 | Sus | Y | UnknownCause¦Patrolfoundnothing¦¦
21-0122254 | Unknown Cause | Patrol - found nothing |  |  | 2021 | Tier 2 - Elevated | Distribution Circuit | 9 | 24 | 2021-09-24 | 1479933 | Sus | Y | UnknownCause¦Patrolfoundnothing¦¦
21-0122977 | Equipment Failure/Involved | Overhead | Insulator | Broken | 2021 | Tier 3 - Extreme | Distribution Circuit | 9 | 27 | 2021-09-27 | 1481894 | Sus | Y | EquipmentFailureInvolved¦Overhead¦Insulator¦Broken
21-0125080 | Equipment Failure/Involved | Overhead | Transformer (OH) | Broken | 2021 | Tier 2 - Elevated | Transformer only | 10 | 1 | 2021-10-01 | 1485125 | Sus | Y | EquipmentFailureInvolved¦Overhead¦Transformer(OH)¦Broken
21-0125156 | Equipment Failure/Involved | Overhead | Transformer (OH) | Leaking | 2021 | Tier 2 - Elevated | Transformer only | 10 | 2 | 2021-10-02 | 1485405 | Sus | Y | EquipmentFailureInvolved¦Overhead¦Transformer(OH)¦Leaking
21-0125369 | Animal | Squirrel | Conductor, Overhead | Normal | 2021 | Tier 3 - Extreme | Distribution Circuit | 10 | 4 | 2021-10-04 | 1486180 | Sus | Y | Animal¦Squirrel¦ConductorOverhead¦Normal
21-0129332 | Unknown Cause | Patrol - found nothing |  |  | 2021 | Tier 3 - Extreme | Transformer only | 10 | 11 | 2021-10-11 | 1494750 | Sus | Y | UnknownCause¦Patrolfoundnothing¦¦
21-0129455 | Unknown Cause | Patrol - found nothing |  |  | 2021 | Tier 2 - Elevated | Distribution Circuit | 10 | 11 | 2021-10-11 | 1493358 | Sus | Y | UnknownCause¦Patrolfoundnothing¦¦
21-0134105 | Equipment Failure/Involved | Overhead | Transformer (OH) | Failed/Faulted | 2021 | Tier 3 - Extreme | Transformer only | 10 | 20 | 2021-10-20 | 1503464 | Sus | Y | EquipmentFailureInvolved¦Overhead¦Transformer(OH)¦FailedFaulted
21-0135728 | Vegetation | Tree - fell into line | Conductor, Overhead | Broken, wire on ground | 2021 | Tier 3 - Extreme | Distribution Circuit | 10 | 24 | 2021-10-24 | 1508509 | Sus | Y | Vegetation¦Treefellintoline¦ConductorOverhead¦Brokenwireonground
21-0137772 | Vegetation | Tree - fell into line | Pole-Wood | Broken, wire on ground | 2021 | Tier 3 - Extreme | Distribution Circuit | 10 | 25 | 2021-10-25 | 1519174 | Sus | Y | Vegetation¦Treefellintoline¦PoleWood¦Brokenwireonground
21-0138847 | Vegetation | Tree - fell into line | Secondary | Together | 2021 | Tier 2 - Elevated | Transformer only | 10 | 27 | 2021-10-27 | 1523109 | Sus | Y | Vegetation¦Treefellintoline¦Secondary¦Together
21-0140531 | Unknown Cause | Patrol - found nothing |  |  | 2021 | Tier 2 - Elevated | Distribution Circuit | 11 | 1 | 2021-11-01 | 1526964 | Sus | Y | UnknownCause¦Patrolfoundnothing¦¦
21-0140754 | Equipment Failure/Involved | Overhead | Conductor, Overhead | Broken, wire on ground | 2021 | Tier 2 - Elevated | Distribution Circuit | 11 | 1 | 2021-11-01 | 1527430 | Sus | Y | EquipmentFailureInvolved¦Overhead¦ConductorOverhead¦Brokenwireonground
21-0149286 | Unknown Cause | Patrol - found nothing |  |  | 2021 | Tier 3 - Extreme | Distribution Circuit | 11 | 21 | 2021-11-21 | 1552651 | Sus | Y | UnknownCause¦Patrolfoundnothing¦¦
21-0157830 | Vegetation | Tree - fell into line | Service conductor | Broken | 2021 | Tier 2 - Elevated | Transformer only | 12 | 14 | 2021-12-14 | 1570023 | Sus | N | Vegetation¦Treefellintoline¦Serviceconductor¦Broken
21-0158087 | Vegetation | Tree - fell into line | Pole-Wood | Broken, wire on ground | 2021 | Tier 2 - Elevated | Distribution Circuit | 12 | 14 | 2021-12-14 | 1569572 | Sus | N | Vegetation¦Treefellintoline¦PoleWood¦Brokenwireonground
21-0158188 | Unknown Cause | Patrol - found nothing |  |  | 2021 | Tier 2 - Elevated | Distribution Circuit | 12 | 13 | 2021-12-13 | 1569032 | Sus | N | UnknownCause¦Patrolfoundnothing¦¦
21-0158485 | Vegetation | Tree - branch fell on line | Conductor, Overhead | Normal | 2021 | Tier 2 - Elevated | Distribution Circuit | 12 | 15 | 2021-12-15 | 1572703 | Sus | N | Vegetation¦Treebranchfellonline¦ConductorOverhead¦Normal
21-0158609 | Vegetation | Tree - fell into line | Conductor, Overhead | Broken, wire on ground | 2021 | Tier 3 - Extreme | Distribution Circuit | 12 | 15 | 2021-12-15 | 1573287 | Sus | N | Vegetation¦Treefellintoline¦ConductorOverhead¦Brokenwireonground
21-0159717 | Equipment Failure/Involved | Overhead | Conductor, Overhead | Broken, wire on ground | 2021 | Tier 3 - Extreme | Distribution Circuit | 12 | 19 | 2021-12-19 | 1577308 | Sus | N | EquipmentFailureInvolved¦Overhead¦ConductorOverhead¦Brokenwireonground
21-0159961 | Equipment Failure/Involved | Overhead | Conductor, Overhead | Broken | 2021 | Tier 2 - Elevated | Distribution Circuit | 12 | 21 | 2021-12-21 | 1578501 | Sus | N | EquipmentFailureInvolved¦Overhead¦ConductorOverhead¦Broken
21-0160317 | Vegetation | Tree - fell into line | Conductor, Overhead | Broken, wire on ground | 2021 | Tier 2 - Elevated | Distribution Circuit | 12 | 23 | 2021-12-23 | 1580102 | Sus | N | Vegetation¦Treefellintoline¦ConductorOverhead¦Brokenwireonground
21-0161320 | Vegetation | Tree - fell into line | Conductor, Overhead | Broken, wire on ground | 2021 | Tier 2 - Elevated | Distribution Circuit | 12 | 27 | 2021-12-27 | 1585516 | Sus | N | Vegetation¦Treefellintoline¦ConductorOverhead¦Brokenwireonground
21-0161697 | Vegetation | Tree - fell into line | Crossarm, Wood | Broken, wire on ground | 2021 | Tier 2 - Elevated | Distribution Circuit | 12 | 29 | 2021-12-29 | 1588047 | Sus | N | Vegetation¦Treefellintoline¦CrossarmWood¦Brokenwireonground
22-0005988 | Environmental/External | Ice or snow | Conductor, Overhead | Broken, wire on ground | 2021 | Tier 3 - Extreme | Distribution Circuit | 12 | 26 | 2021-12-26 | 1594879 | Sus | N | EnvironmentalExternal¦Iceorsnow¦ConductorOverhead¦Brokenwireonground
22-0006536 | Vegetation | Tree - fell into line | Conductor, Overhead | Broken, wire on ground | 2021 | Tier 3 - Extreme | Distribution Circuit | 12 | 27 | 2021-12-27 | 1595930 | Sus | N | Vegetation¦Treefellintoline¦ConductorOverhead¦Brokenwireonground
22-0012978 | Vegetation | Tree - fell into line | Service conductor | Broken, wire on ground | 2022 | Tier 3 - Extreme | Transformer only | 1 | 22 | 2022-01-22 | 1607866 | Sus | N | Vegetation¦Treefellintoline¦Serviceconductor¦Brokenwireonground
22-0013202 | Equipment Failure/Involved | Underground | Secondary | Deteriorated | 2022 | Tier 2 - Elevated | Transformer only | 1 | 23 | 2022-01-23 | 1609947 | Sus | N | EquipmentFailureInvolved¦Underground¦Secondary¦Deteriorated
22-0028402 | Equipment Failure/Involved | Electrical Overload | Transformer (OH) | Burned/flashed | 2022 | Tier 3 - Extreme | Transformer only | 3 | 1 | 2022-03-01 | 1640114 | Sus | N | EquipmentFailureInvolved¦ElectricalOverload¦Transformer(OH)¦Burnedflashed
22-0029132 | Vegetation | Tree - fell into line | Conductor, Overhead | Broken, wire on ground | 2022 | Tier 2 - Elevated | Distribution Circuit | 3 | 3 | 2022-03-03 | 1641239 | Sus | N | Vegetation¦Treefellintoline¦ConductorOverhead¦Brokenwireonground
22-0040091 | Equipment Failure/Involved | Overhead | Transformer (OH) | Leaking | 2022 | Tier 3 - Extreme | Transformer only | 3 | 29 | 2022-03-29 | 1658986 | Sus | N | EquipmentFailureInvolved¦Overhead¦Transformer(OH)¦Leaking
22-0045807 | Unknown Cause | Patrol - found nothing |  |  | 2022 | Tier 2 - Elevated | Distribution Circuit | 4 | 11 | 2022-04-11 | 1669511 | Sus | N | UnknownCause¦Patrolfoundnothing¦¦
22-0050403 | Vegetation | Tree - fell into line | Conductor, Overhead | Deteriorated | 2022 | Tier 3 - Extreme | Distribution Circuit | 4 | 16 | 2022-04-16 | 1674236 | Sus | N | Vegetation¦Treefellintoline¦ConductorOverhead¦Deteriorated
22-0054283 | Vegetation | Tree - branch fell on line | Insulator | Broken | 2022 | Tier 3 - Extreme | Distribution Circuit | 4 | 25 | 2022-04-25 | 1681349 | Sus | N | Vegetation¦Treebranchfellonline¦Insulator¦Broken
22-0060585 | Animal | Bird found | Conductor, Overhead | Normal | 2022 | Tier 2 - Elevated | Distribution Circuit | 5 | 11 | 2022-05-11 | 1693540 | Sus | Y | Animal¦Birdfound¦ConductorOverhead¦Normal
22-0067272 | Equipment Failure/Involved | Overhead | Cutout, fuse holder | Broken | 2022 | Tier 2 - Elevated | Transformer only | 5 | 27 | 2022-05-27 | 1712177 | Sus | Y | EquipmentFailureInvolved¦Overhead¦Cutoutfuseholder¦Broken
22-0067553 | Vegetation | Tree - branch fell on line | Conductor, Overhead | Normal | 2022 | Tier 3 - Extreme | Distribution Circuit | 5 | 27 | 2022-05-27 | 1712518 | Sus | Y | Vegetation¦Treebranchfellonline¦ConductorOverhead¦Normal
22-0070875 | Equipment Failure/Involved | Overhead | Insulator | Broken | 2022 | Tier 2 - Elevated | Distribution Circuit | 6 | 7 | 2022-06-07 | 1721063 | Sus | Y | EquipmentFailureInvolved¦Overhead¦Insulator¦Broken
22-0076063 | Equipment Failure/Involved | Overhead | Capacitor | Arcing | 2022 | Tier 2 - Elevated | Distribution Circuit | 6 | 19 | 2022-06-19 | 1735456 | Sus | Y | EquipmentFailureInvolved¦Overhead¦Capacitor¦Arcing
22-0076725 | Unknown Cause | Patrol - found nothing |  |  | 2022 | Tier 2 - Elevated | Transformer only | 6 | 21 | 2022-06-21 | 1737415 | Sus | Y | UnknownCause¦Patrolfoundnothing¦¦
22-0077008 | Unknown Cause | Patrol - found nothing |  |  | 2022 | Tier 2 - Elevated | Distribution Circuit | 6 | 22 | 2022-06-22 | 1738296 | Sus | Y | UnknownCause¦Patrolfoundnothing¦¦
22-0077619 | Equipment Failure/Involved | Overhead | Transformer (OH) | Broken | 2022 | Tier 3 - Extreme | Transformer only | 6 | 23 | 2022-06-23 | 1739639 | Sus | Y | EquipmentFailureInvolved¦Overhead¦Transformer(OH)¦Broken
22-0081594 | Equipment Failure/Involved | Overhead | Pole-Wood | Deteriorated | 2022 | Tier 3 - Extreme | Distribution Circuit | 7 | 4 | 2022-07-04 | 1748521 | Sus | Y | EquipmentFailureInvolved¦Overhead¦PoleWood¦Deteriorated
22-0092560 | Equipment Failure/Involved | Overhead | Insulator | Broken | 2022 | Tier 2 - Elevated | Distribution Circuit | 8 | 2 | 2022-08-02 | 1771071 | Sus | Y | EquipmentFailureInvolved¦Overhead¦Insulator¦Broken
22-0093375 | Equipment Failure/Involved | Overhead | Crossarm, Wood | Broken | 2022 | Tier 2 - Elevated | Distribution Circuit | 8 | 3 | 2022-08-03 | 1772511 | Sus | Y | EquipmentFailureInvolved¦Overhead¦CrossarmWood¦Broken
22-0093955 | Equipment Failure/Involved | Overhead | Transformer (OH) | Broken | 2022 | Tier 2 - Elevated | Transformer only | 8 | 4 | 2022-08-04 | 1773632 | Sus | Y | EquipmentFailureInvolved¦Overhead¦Transformer(OH)¦Broken
22-0097333 | 3rd Party | Metallic Balloon | Conductor, Overhead | Normal | 2022 | Tier 2 - Elevated | Distribution Circuit | 8 | 14 | 2022-08-14 | 1780759 | Sus | Y | 3rdParty¦MetallicBalloon¦ConductorOverhead¦Normal
22-0106180 | Unknown Cause | Patrol - found nothing |  |  | 2022 | Tier 2 - Elevated | Distribution Circuit | 9 | 5 | 2022-09-05 | 1801072 | Sus | Y | UnknownCause¦Patrolfoundnothing¦¦
22-0106840 | Equipment Failure/Involved | Overhead | Transformer (OH) | Failed/Faulted | 2022 | Tier 3 - Extreme | Distribution Circuit | 9 | 6 | 2022-09-06 | 1802922 | Sus | Y | EquipmentFailureInvolved¦Overhead¦Transformer(OH)¦FailedFaulted
22-0109067 | Vegetation | Tree - branch fell on line | Conductor, Overhead | Normal | 2022 | Tier 2 - Elevated | Distribution Circuit | 9 | 12 | 2022-09-12 | 1808717 | Sus | Y | Vegetation¦Treebranchfellonline¦ConductorOverhead¦Normal
22-0111473 | Vegetation | Tree - fell into line | Conductor, Overhead | Normal | 2022 | Tier 3 - Extreme | Distribution Circuit | 9 | 17 | 2022-09-17 | 1813299 | Sus | Y | Vegetation¦Treefellintoline¦ConductorOverhead¦Normal
22-0119954 | Equipment Failure/Involved | Overhead | Conductor, Overhead | Broken, wire on ground | 2022 | Tier 2 - Elevated | Distribution Circuit | 10 | 11 | 2022-10-11 | 1834602 | Sus | Y | EquipmentFailureInvolved¦Overhead¦ConductorOverhead¦Brokenwireonground
22-0120377 | Equipment Failure/Involved | Overhead | Conductor, Overhead | Deteriorated | 2022 | Tier 2 - Elevated | Distribution Circuit | 10 | 11 | 2022-10-11 | 1835281 | Sus | Y | EquipmentFailureInvolved¦Overhead¦ConductorOverhead¦Deteriorated
22-0123087 | Vegetation | Tree - fell into line | Conductor, Overhead | Broken, wire on ground | 2022 | Tier 3 - Extreme | Distribution Circuit | 10 | 20 | 2022-10-20 | 1841139 | Sus | Y | Vegetation¦Treefellintoline¦ConductorOverhead¦Brokenwireonground
22-0123988 | 3rd Party | Vehicle | Pole-Wood | Broken | 2022 | Tier 3 - Extreme | Distribution Circuit | 10 | 23 | 2022-10-23 | 1843227 | Sus | Y | 3rdParty¦Vehicle¦PoleWood¦Broken
22-0126999 | Equipment Failure/Involved | Overhead | Transformer (OH) | Failed/Faulted | 2022 | Tier 2 - Elevated | Distribution Circuit | 11 | 2 | 2022-11-02 | 1851267 | Sus | Y | EquipmentFailureInvolved¦Overhead¦Transformer(OH)¦FailedFaulted
22-0127998 | Company Initiated | Personnel, company | Conductor, Overhead | Normal | 2022 | Tier 3 - Extreme | Distribution Circuit | 11 | 4 | 2022-11-04 | 1853570 | Sus | Y | CompanyInitiated¦Personnelcompany¦ConductorOverhead¦Normal
22-0128932 | Vegetation | Tree - fell into line | Conductor, Overhead | Broken, wire on ground | 2022 | Tier 2 - Elevated | Distribution Circuit | 11 | 8 | 2022-11-08 | 1857041 | Sus | Y | Vegetation¦Treefellintoline¦ConductorOverhead¦Brokenwireonground
22-0129504 | Vegetation | Tree - fell into line | Conductor, Overhead | Normal | 2022 | Tier 3 - Extreme | Distribution Circuit | 11 | 9 | 2022-11-09 | 1858751 | Sus | Y | Vegetation¦Treefellintoline¦ConductorOverhead¦Normal
22-0136306 | Equipment Failure/Involved | Overhead | Transformer (OH) | Broken | 2022 | Tier 3 - Extreme | Transformer only | 12 | 3 | 2022-12-03 | 1874998 | Sus | N | EquipmentFailureInvolved¦Overhead¦Transformer(OH)¦Broken
22-0138429 | Vegetation | Tree - fell into line | Conductor, Overhead | Normal | 2022 | Tier 2 - Elevated | Distribution Circuit | 12 | 10 | 2022-12-10 | 1882364 | Sus | N | Vegetation¦Treefellintoline¦ConductorOverhead¦Normal
22-0139179 | Unknown Cause | Patrol - found nothing |  |  | 2022 | Tier 3 - Extreme | Distribution Circuit | 12 | 12 | 2022-12-12 | 1886757 | Sus | N | UnknownCause¦Patrolfoundnothing¦¦
22-0139879 | Equipment Failure/Involved | Overhead | Pole-Wood | Broken | 2022 | Tier 2 - Elevated | Distribution Circuit | 12 | 14 | 2022-12-14 | 1889069 | Sus | N | EquipmentFailureInvolved¦Overhead¦PoleWood¦Broken
22-0141658 | Vegetation | Tree - branch fell on line | Conductor, Overhead | Broken, wire on ground | 2022 | Tier 2 - Elevated | Distribution Circuit | 12 | 27 | 2022-12-27 | 1898175 | Sus | N | Vegetation¦Treebranchfellonline¦ConductorOverhead¦Brokenwireonground
22-0142846 | Vegetation | Tree - fell into line | Conductor, Overhead | Broken, wire on ground | 2022 | Tier 2 - Elevated | Distribution Circuit | 12 | 31 | 2022-12-31 | 1904138 | Sus | N | Vegetation¦Treefellintoline¦ConductorOverhead¦Brokenwireonground
23-0004536 | Unknown Cause | Patrol - found nothing |  |  | 2022 | Tier 3 - Extreme | Distribution Circuit | 12 | 31 | 2022-12-31 | 1905258 | Sus | N | UnknownCause¦Patrolfoundnothing¦¦
15-0010736 | Vegetation | Tree - fell into line | Conductor, Overhead | Broken, wire on ground | 2015 | Tier 3 - Extreme | Distribution Circuit | 2 | 6 | 2015-02-06 | 1176715 | Sus | N | Vegetation¦Treefellintoline¦ConductorOverhead¦Brokenwireonground
15-0011976 | Vegetation | Tree - fell into line | Conductor, Overhead | Broken, wire on ground | 2015 | Tier 3 - Extreme | Distribution Circuit | 2 | 8 | 2015-02-08 | 1185265 | Sus | N | Vegetation¦Treefellintoline¦ConductorOverhead¦Brokenwireonground
15-0012998 | Vegetation | Tree - branch fell on line | Conductor, Overhead | Normal | 2015 | Tier 2 - Elevated | Distribution Circuit | 2 | 12 | 2015-02-12 | 1189125 | Sus | N | Vegetation¦Treebranchfellonline¦ConductorOverhead¦Normal
15-0021293 | Equipment Failure/Involved | Other | Conductor, Overhead | Broken, wire on ground | 2015 | Tier 2 - Elevated | Distribution Circuit | 3 | 22 | 2015-03-22 | 1206770 | Sus | N | EquipmentFailureInvolved¦Other¦ConductorOverhead¦Brokenwireonground
15-0040243 | Vegetation | Tree - fell into line | Conductor, Overhead | Burned/flashed | 2015 | Tier 3 - Extreme | Distribution Circuit | 6 | 10 | 2015-06-10 | 1248866 | Sus | Y | Vegetation¦Treefellintoline¦ConductorOverhead¦Burnedflashed
15-0043251 | Animal | Squirrel | Pothead(Riser Termination) | Normal | 2015 | Tier 2 - Elevated | Distribution Circuit | 6 | 25 | 2015-06-25 | 1256192 | Sus | Y | Animal¦Squirrel¦Pothead(RiserTermination)¦Normal
15-0044169 | Animal | Squirrel | Fuse | Normal | 2015 | Tier 3 - Extreme | Distribution Circuit | 6 | 30 | 2015-06-30 | 1259113 | Sus | Y | Animal¦Squirrel¦Fuse¦Normal
15-0049976 | Vegetation | Tree - fell into line | Conductor, Overhead | Burned/flashed | 2015 | Tier 2 - Elevated | Distribution Circuit | 7 | 23 | 2015-07-23 | 1275877 | Sus | Y | Vegetation¦Treefellintoline¦ConductorOverhead¦Burnedflashed
15-0058501 | Animal | Bird found | Fuse | Failed/Faulted | 2015 | Tier 3 - Extreme | Distribution Circuit | 9 | 1 | 2015-09-01 | 1298075 | Sus | Y | Animal¦Birdfound¦Fuse¦FailedFaulted
15-0060608 | Vegetation | Tree - fell into line | Secondary | Broken, wire on ground | 2015 | Tier 3 - Extreme | Transformer only | 9 | 10 | 2015-09-10 | 1303693 | Sus | Y | Vegetation¦Treefellintoline¦Secondary¦Brokenwireonground
15-0060910 | Equipment Failure/Involved | Overhead | Secondary | Normal | 2015 | Tier 2 - Elevated | Transformer only | 9 | 11 | 2015-09-11 | 1304148 | Sus | Y | EquipmentFailureInvolved¦Overhead¦Secondary¦Normal
15-0061085 | Environmental/External | Fire, Forest/Grass | Other | Burned/flashed | 2015 | Tier 2 - Elevated | Distribution Circuit | 9 | 10 | 2015-09-10 | 1304981 | Sus | Y | EnvironmentalExternal¦FireForestGrass¦Other¦Burnedflashed
15-0061092 | Environmental/External | Fire, Forest/Grass | Pole-Wood | Burned/flashed | 2015 | Tier 2 - Elevated | Distribution Circuit | 9 | 10 | 2015-09-10 | 1305012 | Sus | Y | EnvironmentalExternal¦FireForestGrass¦PoleWood¦Burnedflashed
15-0062451 | Unknown Cause | Patrol - found nothing |  |  | 2015 | Tier 2 - Elevated | Distribution Circuit | 9 | 21 | 2015-09-21 | 1309216 | Sus | Y | UnknownCause¦Patrolfoundnothing¦¦
15-0063657 | 3rd Party | Customer Equipment | Secondary | Burned/flashed | 2015 | Tier 3 - Extreme | Distribution Circuit | 9 | 25 | 2015-09-25 | 1312090 | Sus | Y | 3rdParty¦CustomerEquipment¦Secondary¦Burnedflashed
15-0063914 | Animal | Squirrel | Fuse | Failed/Faulted | 2015 | Tier 3 - Extreme | Distribution Circuit | 9 | 25 | 2015-09-25 | 1312162 | Sus | Y | Animal¦Squirrel¦Fuse¦FailedFaulted
15-0068767 | 3rd Party | Vehicle | Pole-Wood | Broken, wire on ground | 2015 | Tier 2 - Elevated | Distribution Circuit | 10 | 7 | 2015-10-07 | 1318457 | Sus | Y | 3rdParty¦Vehicle¦PoleWood¦Brokenwireonground
15-0069183 | 3rd Party | Vehicle | Pole-Wood | Broken | 2015 | Tier 2 - Elevated | Distribution Circuit | 10 | 9 | 2015-10-09 | 1319260 | Sus | Y | 3rdParty¦Vehicle¦PoleWood¦Broken
15-0070794 | Animal | Squirrel | Fuse | Failed/Faulted | 2015 | Tier 3 - Extreme | Distribution Circuit | 10 | 15 | 2015-10-15 | 1322892 | Sus | Y | Animal¦Squirrel¦Fuse¦FailedFaulted
15-0071185 | Unknown Cause | Patrol - not conducted |  |  | 2015 | Tier 2 - Elevated | Distribution Circuit | 10 | 17 | 2015-10-17 | 1323852 | Sus | Y | UnknownCause¦Patrolnotconducted¦¦
15-0071227 | Unknown Cause | Patrol - found nothing |  |  | 2015 | Tier 3 - Extreme | Distribution Circuit | 10 | 17 | 2015-10-17 | 1323916 | Sus | Y | UnknownCause¦Patrolfoundnothing¦¦
15-0082349 | Equipment Failure/Involved | Underground | Transformer (UG) | Failed/Faulted | 2015 | Tier 2 - Elevated | Distribution Circuit | 12 | 3 | 2015-12-03 | 1352207 | Sus | N | EquipmentFailureInvolved¦Underground¦Transformer(UG)¦FailedFaulted
15-0084884 | Equipment Failure/Involved | Overhead | Insulator | Arcing | 2015 | Tier 2 - Elevated | Distribution Circuit | 12 | 13 | 2015-12-13 | 1361890 | Sus | N | EquipmentFailureInvolved¦Overhead¦Insulator¦Arcing
15-0085972 | Unknown Cause | Patrol - found nothing |  |  | 2015 | Tier 2 - Elevated | Distribution Circuit | 12 | 17 | 2015-12-17 | 1365702 | Sus | N | UnknownCause¦Patrolfoundnothing¦¦
15-0086654 | Vegetation | Tree - fell into line | Conductor, Overhead | On Ground | 2015 | Tier 3 - Extreme | Distribution Circuit | 12 | 22 | 2015-12-22 | 1368718 | Sus | N | Vegetation¦Treefellintoline¦ConductorOverhead¦OnGround
15-0087231 | Vegetation | Tree - branch fell on line | Conductor, Overhead | Normal | 2015 | Tier 3 - Extreme | Distribution Circuit | 12 | 24 | 2015-12-24 | 1371385 | Sus | N | Vegetation¦Treebranchfellonline¦ConductorOverhead¦Normal
15-0087507 | Unknown Cause | Patrol - found nothing |  |  | 2015 | Tier 2 - Elevated | Distribution Circuit | 12 | 27 | 2015-12-27 | 1372467 | Sus | N | UnknownCause¦Patrolfoundnothing¦¦
15-0087977 | Equipment Failure/Involved | Electrical Overload | Transformer (OH) | Failed/Faulted | 2015 | Tier 2 - Elevated | Transformer only | 12 | 31 | 2015-12-31 | 1375483 | Sus | N | EquipmentFailureInvolved¦ElectricalOverload¦Transformer(OH)¦FailedFaulted
16-0007646 | Vegetation | Tree - fell into line | Conductor, Overhead | Broken, wire on ground | 2016 | Tier 3 - Extreme | Distribution Circuit | 1 | 22 | 2016-01-22 | 1390320 | Sus | N | Vegetation¦Treefellintoline¦ConductorOverhead¦Brokenwireonground
16-0013412 | Vegetation | Tree - bark fell into line | Fuse | Normal | 2016 | Tier 2 - Elevated | Distribution Circuit | 2 | 17 | 2016-02-17 | 1406438 | Sus | N | Vegetation¦Treebarkfellintoline¦Fuse¦Normal
16-0017577 | Vegetation | Tree - fell into line | Conductor, Overhead | Broken | 2016 | Tier 2 - Elevated | Distribution Circuit | 3 | 5 | 2016-03-05 | 1416806 | Sus | N | Vegetation¦Treefellintoline¦ConductorOverhead¦Broken
16-0018827 | Vegetation | Tree - fell into line | Conductor, Overhead | Broken, wire on ground | 2016 | Tier 3 - Extreme | Distribution Circuit | 3 | 7 | 2016-03-07 | 1423669 | Sus | N | Vegetation¦Treefellintoline¦ConductorOverhead¦Brokenwireonground
16-0021002 | Equipment Failure/Involved | Overhead | Fuse | Failed/Faulted | 2016 | Tier 2 - Elevated | Transformer only | 3 | 13 | 2016-03-13 | 1430269 | Sus | N | EquipmentFailureInvolved¦Overhead¦Fuse¦FailedFaulted
16-0024492 | Vegetation | Tree - fell into line | Conductor, Overhead | Normal | 2016 | Tier 2 - Elevated | Distribution Circuit | 3 | 28 | 2016-03-28 | 1439916 | Sus | N | Vegetation¦Treefellintoline¦ConductorOverhead¦Normal
16-0025715 | Equipment Failure/Involved | Overhead | Conductor, Overhead | Broken, wire on ground | 2016 | Tier 2 - Elevated | Distribution Circuit | 4 | 2 | 2016-04-02 | 1443297 | Sus | N | EquipmentFailureInvolved¦Overhead¦ConductorOverhead¦Brokenwireonground
16-0026139 | Vegetation | Tree - fell into line | Conductor, Overhead | Broken, wire on ground | 2016 | Tier 3 - Extreme | Distribution Circuit | 4 | 5 | 2016-04-05 | 1444510 | Sus | N | Vegetation¦Treefellintoline¦ConductorOverhead¦Brokenwireonground
16-0028453 | Vegetation | Tree - fell into line | Secondary | Broken, wire on ground | 2016 | Tier 2 - Elevated | Transformer only | 4 | 13 | 2016-04-13 | 1450362 | Sus | N | Vegetation¦Treefellintoline¦Secondary¦Brokenwireonground
16-0034723 | Environmental/External | Lightning | Transformer | Broken | 2016 | Tier 2 - Elevated | Transformer only | 5 | 8 | 2016-05-08 | 1466708 | Sus | Y | EnvironmentalExternal¦Lightning¦Transformer¦Broken
16-0036032 | Unknown Cause | Patrol - found nothing |  |  | 2016 | Tier 3 - Extreme | Distribution Circuit | 5 | 14 | 2016-05-14 | 1469718 | Sus | Y | UnknownCause¦Patrolfoundnothing¦¦
16-0039495 | Equipment Failure/Involved | Overhead |  | Broken | 2016 | Tier 2 - Elevated | Transformer only | 5 | 28 | 2016-05-28 | 1478365 | Sus | Y | EquipmentFailureInvolved¦Overhead¦¦Broken
16-0041023 | Vegetation | Tree - fell into line | Pole-Wood | Broken, wire on ground | 2016 | Tier 3 - Extreme | Distribution Circuit | 6 | 4 | 2016-06-04 | 1482652 | Sus | Y | Vegetation¦Treefellintoline¦PoleWood¦Brokenwireonground
16-0044927 | Equipment Failure/Involved | Electrical Overload | Transformer | Failed/Faulted | 2016 | Tier 2 - Elevated | Transformer only | 6 | 21 | 2016-06-21 | 1493730 | Sus | Y | EquipmentFailureInvolved¦ElectricalOverload¦Transformer¦FailedFaulted
16-0048492 | Equipment Failure/Involved | Overhead | Secondary | Broken | 2016 | Tier 3 - Extreme | Transformer only | 7 | 7 | 2016-07-07 | 1502524 | Sus | Y | EquipmentFailureInvolved¦Overhead¦Secondary¦Broken
16-0049163 | Vegetation | Tree - fell into line | Conductor, Overhead | Normal | 2016 | Tier 3 - Extreme | Distribution Circuit | 7 | 11 | 2016-07-11 | 1508470 | Sus | Y | Vegetation¦Treefellintoline¦ConductorOverhead¦Normal
16-0057499 | Unknown Cause | Patrol - found nothing |  |  | 2016 | Tier 2 - Elevated | Distribution Circuit | 8 | 15 | 2016-08-15 | 1526899 | Sus | Y | UnknownCause¦Patrolfoundnothing¦¦
16-0060863 | Unknown Cause | Patrol - found nothing |  |  | 2016 | Tier 3 - Extreme | Distribution Circuit | 8 | 29 | 2016-08-29 | 1534039 | Sus | Y | UnknownCause¦Patrolfoundnothing¦¦
16-0065360 | Vegetation | Tree - branch fell on line | Conductor, Overhead | Normal | 2016 | Tier 3 - Extreme | Distribution Circuit | 9 | 17 | 2016-09-17 | 1543360 | Sus | Y | Vegetation¦Treebranchfellonline¦ConductorOverhead¦Normal
16-0067776 | Unknown Cause | Patrol - found nothing |  |  | 2016 | Tier 3 - Extreme | Distribution Circuit | 9 | 27 | 2016-09-27 | 1548349 | Sus | Y | UnknownCause¦Patrolfoundnothing¦¦
16-0072720 | Vegetation | Tree - fell into line | Conductor, Overhead | Broken, wire on ground | 2016 | Tier 3 - Extreme | Distribution Circuit | 10 | 15 | 2016-10-15 | 1562033 | Sus | Y | Vegetation¦Treefellintoline¦ConductorOverhead¦Brokenwireonground
16-0074648 | Unknown Cause | Patrol - not conducted |  |  | 2016 | Tier 2 - Elevated | Distribution Circuit | 10 | 21 | 2016-10-21 | 1567177 | Sus | Y | UnknownCause¦Patrolnotconducted¦¦
16-0076833 | Vegetation | Tree - fell into line | Conductor, Overhead | Broken, wire on ground | 2016 | Tier 3 - Extreme | Distribution Circuit | 10 | 30 | 2016-10-30 | 1573450 | Sus | Y | Vegetation¦Treefellintoline¦ConductorOverhead¦Brokenwireonground
16-0081238 | Vegetation | Tree - fell into line | Conductor, Overhead | Broken, wire on ground | 2016 | Tier 3 - Extreme | Distribution Circuit | 11 | 20 | 2016-11-20 | 1585536 | Sus | Y | Vegetation¦Treefellintoline¦ConductorOverhead¦Brokenwireonground
16-0081240 | Vegetation | Tree - fell into line | Conductor, Overhead | Broken, wire on ground | 2016 | Tier 3 - Extreme | Distribution Circuit | 11 | 20 | 2016-11-20 | 1585602 | Sus | Y | Vegetation¦Treefellintoline¦ConductorOverhead¦Brokenwireonground
16-0082381 | Unknown Cause | Patrol - found nothing |  |  | 2016 | Tier 3 - Extreme | Distribution Circuit | 11 | 26 | 2016-11-26 | 1589554 | Sus | Y | UnknownCause¦Patrolfoundnothing¦¦
16-0082423 | Vegetation | Tree - fell into line | Conductor, Overhead | Normal | 2016 | Tier 3 - Extreme | Distribution Circuit | 11 | 27 | 2016-11-27 | 1589694 | Sus | Y | Vegetation¦Treefellintoline¦ConductorOverhead¦Normal
17-0002789 | Equipment Failure/Involved | Overhead | Connector or Splice (OH) | Broken | 2017 | Tier 2 - Elevated | Transformer only | 1 | 2 | 2017-01-02 | 1614640 | Sus | N | EquipmentFailureInvolved¦Overhead¦ConnectororSplice(OH)¦Broken
17-0002872 | Equipment Failure/Involved | Underground | Conductor, Underground | Broken | 2017 | Tier 2 - Elevated | Distribution Circuit | 1 | 2 | 2017-01-02 | 1615139 | Sus | N | EquipmentFailureInvolved¦Underground¦ConductorUnderground¦Broken
17-0003439 | Unknown Cause | Patrol - not conducted |  |  | 2017 | Tier 2 - Elevated | Distribution Circuit | 1 | 3 | 2017-01-03 | 1616462 | Sus | N | UnknownCause¦Patrolnotconducted¦¦
17-0004780 | Unknown Cause | Patrol - not conducted |  |  | 2017 | Tier 2 - Elevated | Distribution Circuit | 1 | 7 | 2017-01-07 | 1621980 | Sus | N | UnknownCause¦Patrolnotconducted¦¦
17-0005449 | Vegetation | Tree - branch fell on line | Conductor, Overhead | Broken, wire on ground | 2017 | Tier 2 - Elevated | Distribution Circuit | 1 | 8 | 2017-01-08 | 1627707 | Sus | N | Vegetation¦Treebranchfellonline¦ConductorOverhead¦Brokenwireonground
17-0006656 | Equipment Failure/Involved | Overhead | Transformer (OH) | Failed/Faulted | 2017 | Tier 3 - Extreme | Distribution Circuit | 1 | 8 | 2017-01-08 | 1628903 | Sus | N | EquipmentFailureInvolved¦Overhead¦Transformer(OH)¦FailedFaulted
17-0007809 | Vegetation | Tree - fell into line | Conductor, Overhead | Broken, wire on ground | 2017 | Tier 2 - Elevated | Distribution Circuit | 1 | 11 | 2017-01-11 | 1639923 | Sus | N | Vegetation¦Treefellintoline¦ConductorOverhead¦Brokenwireonground
17-0007862 | Equipment Failure/Involved | Overhead | Transformer (OH) | Broken | 2017 | Tier 2 - Elevated | Transformer only | 1 | 11 | 2017-01-11 | 1640183 | Sus | N | EquipmentFailureInvolved¦Overhead¦Transformer(OH)¦Broken
17-0007864 | Unknown Cause | Patrol - found nothing |  |  | 2017 | Tier 3 - Extreme | Distribution Circuit | 1 | 10 | 2017-01-10 | 1639089 | Sus | N | UnknownCause¦Patrolfoundnothing¦¦
17-0007889 | Vegetation | Tree - fell into line | Conductor, Overhead | Broken, wire on ground | 2017 | Tier 2 - Elevated | Distribution Circuit | 1 | 11 | 2017-01-11 | 1638868 | Sus | N | Vegetation¦Treefellintoline¦ConductorOverhead¦Brokenwireonground
17-0007902 | Vegetation | Tree - fell into line | Conductor, Overhead | Broken, wire on ground | 2017 | Tier 3 - Extreme | Distribution Circuit | 1 | 11 | 2017-01-11 | 1639211 | Sus | N | Vegetation¦Treefellintoline¦ConductorOverhead¦Brokenwireonground
17-0008810 | Vegetation | Tree - fell into line | Conductor, Overhead | Broken, wire on ground | 2017 | Tier 3 - Extreme | Distribution Circuit | 1 | 13 | 2017-01-13 | 1642706 | Sus | N | Vegetation¦Treefellintoline¦ConductorOverhead¦Brokenwireonground
17-0009599 | Vegetation | Tree - fell into line | Conductor, Overhead | Normal | 2017 | Tier 3 - Extreme | Distribution Circuit | 1 | 17 | 2017-01-17 | 1645252 | Sus | N | Vegetation¦Treefellintoline¦ConductorOverhead¦Normal
17-0009808 | Vegetation | Other ground vegetation | Conductor, Overhead | Normal | 2017 | Tier 3 - Extreme | Distribution Circuit | 1 | 18 | 2017-01-18 | 1645875 | Sus | N | Vegetation¦Othergroundvegetation¦ConductorOverhead¦Normal
17-0010743 | Equipment Failure/Involved | Overhead | Connector or Splice (OH) | Normal | 2017 | Tier 2 - Elevated | Distribution Circuit | 1 | 19 | 2017-01-19 | 1650377 | Sus | N | EquipmentFailureInvolved¦Overhead¦ConnectororSplice(OH)¦Normal
17-0011883 | Unknown Cause | Patrol - found nothing |  |  | 2017 | Tier 3 - Extreme | Transmission line | 1 | 21 | 2017-01-21 | 1655538 | Sus | N | UnknownCause¦Patrolfoundnothing¦¦
17-0012592 | Vegetation | Tree - branch fell on line | Transformer | Broken | 2017 | Tier 3 - Extreme | Transformer only | 1 | 21 | 2017-01-21 | 1657549 | Sus | N | Vegetation¦Treebranchfellonline¦Transformer¦Broken
17-0012728 | Equipment Failure/Involved | Overhead | Conductor, Overhead | Broken | 2017 | Tier 2 - Elevated | Transmission line | 1 | 22 | 2017-01-22 | 1658630 | Sus | N | EquipmentFailureInvolved¦Overhead¦ConductorOverhead¦Broken
17-0013378 | Equipment Failure/Involved | Overhead | Insulator | Broken | 2017 | Tier 2 - Elevated | Distribution Circuit | 1 | 22 | 2017-01-22 | 1662197 | Sus | N | EquipmentFailureInvolved¦Overhead¦Insulator¦Broken
17-0013917 | Equipment Failure/Involved | Overhead | Pole-Wood | Broken, wire on ground | 2017 | Tier 3 - Extreme | Distribution Circuit | 1 | 21 | 2017-01-21 | 1664476 | Sus | N | EquipmentFailureInvolved¦Overhead¦PoleWood¦Brokenwireonground
17-0014404 | Vegetation | Tree - fell into line | Jumper | Burned Open | 2017 | Tier 3 - Extreme | Distribution Circuit | 1 | 24 | 2017-01-24 | 1665870 | Sus | N | Vegetation¦Treefellintoline¦Jumper¦BurnedOpen
17-0017614 | Vegetation | Tree - fell into line | Pole-Wood | Broken | 2017 | Tier 2 - Elevated | Distribution Circuit | 2 | 5 | 2017-02-05 | 1675643 | Sus | N | Vegetation¦Treefellintoline¦PoleWood¦Broken
17-0017654 | Vegetation | Tree - fell into line | Conductor, Overhead | Broken, wire on ground | 2017 | Tier 2 - Elevated | Distribution Circuit | 2 | 6 | 2017-02-06 | 1675790 | Sus | N | Vegetation¦Treefellintoline¦ConductorOverhead¦Brokenwireonground
17-0023381 | Unknown Cause | Patrol - found nothing |  |  | 2017 | Tier 2 - Elevated | Distribution Circuit | 2 | 17 | 2017-02-17 | 1701233 | Sus | N | UnknownCause¦Patrolfoundnothing¦¦
17-0023496 | Unknown Cause | Patrol - found nothing |  |  | 2017 | Tier 2 - Elevated | Distribution Circuit | 2 | 19 | 2017-02-19 | 1701834 | Sus | N | UnknownCause¦Patrolfoundnothing¦¦
17-0025405 | Environmental/External | Flood/Erosion | Pole-Wood | Broken, wire on ground | 2017 | Tier 3 - Extreme | Distribution Circuit | 2 | 20 | 2017-02-20 | 1708286 | Sus | N | EnvironmentalExternal¦FloodErosion¦PoleWood¦Brokenwireonground
17-0025464 | Vegetation | Tree - fell into line | Conductor, Overhead | Broken, wire on ground | 2017 | Tier 3 - Extreme | Distribution Circuit | 2 | 20 | 2017-02-20 | 1704013 | Sus | N | Vegetation¦Treefellintoline¦ConductorOverhead¦Brokenwireonground
17-0026086 | Equipment Failure/Involved | Fire, pole | Pole-Wood | Burned/flashed | 2017 | Tier 2 - Elevated | Distribution Circuit | 2 | 23 | 2017-02-23 | 1712467 | Sus | N | EquipmentFailureInvolved¦Firepole¦PoleWood¦Burnedflashed
17-0029611 | Vegetation | Tree - fell into line | Conductor, Overhead | Normal | 2017 | Tier 2 - Elevated | Distribution Circuit | 3 | 9 | 2017-03-09 | 1723133 | Sus | N | Vegetation¦Treefellintoline¦ConductorOverhead¦Normal
17-0035188 | Unknown Cause | Patrol - found nothing |  |  | 2017 | Tier 2 - Elevated | Distribution Circuit | 3 | 30 | 2017-03-30 | 1739586 | Sus | N | UnknownCause¦Patrolfoundnothing¦¦
17-0037460 | Equipment Failure/Involved | Overhead | Conductor, Overhead | Broken, wire on ground | 2017 | Tier 3 - Extreme | Distribution Circuit | 4 | 6 | 2017-04-06 | 1747741 | Sus | N | EquipmentFailureInvolved¦Overhead¦ConductorOverhead¦Brokenwireonground
17-0039989 | Vegetation | Tree - fell into line | Conductor, Overhead | Broken, wire on ground | 2017 | Tier 3 - Extreme | Distribution Circuit | 4 | 13 | 2017-04-13 | 1756950 | Sus | N | Vegetation¦Treefellintoline¦ConductorOverhead¦Brokenwireonground
17-0042373 | Unknown Cause | Patrol - found nothing |  |  | 2017 | Tier 3 - Extreme | Distribution Circuit | 4 | 24 | 2017-04-24 | 1765777 | Sus | N | UnknownCause¦Patrolfoundnothing¦¦
17-0043135 | Vegetation | Tree - branch fell on line | Conductor, Overhead | Normal | 2017 | Tier 2 - Elevated | Distribution Circuit | 4 | 26 | 2017-04-26 | 1767566 | Sus | N | Vegetation¦Treebranchfellonline¦ConductorOverhead¦Normal
17-0043488 | Unknown Cause | Patrol - not conducted |  |  | 2017 | Tier 3 - Extreme | Transformer only | 4 | 27 | 2017-04-27 | 1768661 | Sus | N | UnknownCause¦Patrolnotconducted¦¦
17-0045828 | Vegetation | Tree - fell into line | Conductor, Overhead | Normal | 2017 | Tier 2 - Elevated | Distribution Circuit | 5 | 6 | 2017-05-06 | 1776458 | Sus | Y | Vegetation¦Treefellintoline¦ConductorOverhead¦Normal
17-0046807 | Unknown Cause | Patrol - found nothing |  |  | 2017 | Tier 3 - Extreme | Distribution Circuit | 5 | 10 | 2017-05-10 | 1779056 | Sus | Y | UnknownCause¦Patrolfoundnothing¦¦
17-0055918 | Unknown Cause | Patrol - found nothing |  |  | 2017 | Tier 2 - Elevated | Distribution Circuit | 6 | 17 | 2017-06-17 | 1806603 | Sus | Y | UnknownCause¦Patrolfoundnothing¦¦
17-0057984 | Vegetation | Tree - branch fell on line | Service conductor | Broken, wire on ground | 2017 | Tier 3 - Extreme | Distribution Circuit | 6 | 23 | 2017-06-23 | 1815639 | Sus | Y | Vegetation¦Treebranchfellonline¦Serviceconductor¦Brokenwireonground
17-0058106 | Unknown Cause | Patrol - found nothing |  |  | 2017 | Tier 2 - Elevated | Distribution Circuit | 6 | 23 | 2017-06-23 | 1816022 | Sus | Y | UnknownCause¦Patrolfoundnothing¦¦
17-0058406 | Equipment Failure/Involved | Overhead | Crossarm, Wood | Broken, wire on ground | 2017 | Tier 2 - Elevated | Distribution Circuit | 6 | 25 | 2017-06-25 | 1817464 | Sus | Y | EquipmentFailureInvolved¦Overhead¦CrossarmWood¦Brokenwireonground
17-0063765 | Unknown Cause | Patrol - found nothing |  |  | 2017 | Tier 2 - Elevated | Distribution Circuit | 7 | 18 | 2017-07-18 | 1835213 | Sus | Y | UnknownCause¦Patrolfoundnothing¦¦
17-0064722 | Vegetation | Tree - fell into line | Conductor, Overhead | Broken, wire on ground | 2017 | Tier 2 - Elevated | Distribution Circuit | 7 | 22 | 2017-07-22 | 1837676 | Sus | Y | Vegetation¦Treefellintoline¦ConductorOverhead¦Brokenwireonground
17-0079712 | Unknown Cause | Patrol - found nothing |  |  | 2017 | Tier 2 - Elevated | Distribution Circuit | 9 | 18 | 2017-09-18 | 1880957 | Sus | Y | UnknownCause¦Patrolfoundnothing¦¦
17-0085423 | Vegetation | Tree - branch fell on line | Conductor, Overhead | Normal | 2017 | Tier 2 - Elevated | Distribution Circuit | 10 | 9 | 2017-10-09 | 1895777 | Sus | Y | Vegetation¦Treebranchfellonline¦ConductorOverhead¦Normal
17-0086266 | Environmental/External | Fire, Forest/Grass | Pole-Wood | Burned/flashed | 2017 | Tier 2 - Elevated | Distribution Circuit | 10 | 11 | 2017-10-11 | 1898259 | Sus | Y | EnvironmentalExternal¦FireForestGrass¦PoleWood¦Burnedflashed
17-0087174 | Company Initiated | Other Circuits | Conductor, Overhead | Normal | 2017 | Tier 2 - Elevated | Distribution Circuit | 10 | 13 | 2017-10-13 | 1900243 | Sus | Y | CompanyInitiated¦OtherCircuits¦ConductorOverhead¦Normal
17-0087377 | Animal | Squirrel | Fuse | Failed/Faulted | 2017 | Tier 3 - Extreme | Distribution Circuit | 10 | 14 | 2017-10-14 | 1900631 | Sus | Y | Animal¦Squirrel¦Fuse¦FailedFaulted
17-0088814 | Vegetation | Tree - branch fell on line | Conductor, Overhead | Normal | 2017 | Tier 2 - Elevated | Distribution Circuit | 10 | 20 | 2017-10-20 | 1904877 | Sus | Y | Vegetation¦Treebranchfellonline¦ConductorOverhead¦Normal
17-0089523 | Equipment Failure/Involved | Underground | Transformer (UG) | Broken | 2017 | Tier 3 - Extreme | Distribution Circuit | 10 | 8 | 2017-10-08 | 1907357 | Sus | Y | EquipmentFailureInvolved¦Underground¦Transformer(UG)¦Broken
17-0090499 | Unknown Cause | Patrol - found nothing |  |  | 2017 | Tier 2 - Elevated | Distribution Circuit | 10 | 26 | 2017-10-26 | 1909728 | Sus | Y | UnknownCause¦Patrolfoundnothing¦¦
17-0090990 | Animal | Bird found | Conductor, Overhead | Normal | 2017 | Tier 2 - Elevated | Distribution Circuit | 10 | 28 | 2017-10-28 | 1911275 | Sus | Y | Animal¦Birdfound¦ConductorOverhead¦Normal
17-0097943 | Vegetation | Tree - branch fell on line | Conductor, Overhead | Broken, wire on ground | 2017 | Tier 3 - Extreme | Distribution Circuit | 11 | 27 | 2017-11-27 | 1930516 | Sus | Y | Vegetation¦Treebranchfellonline¦ConductorOverhead¦Brokenwireonground
17-0101907 | Vegetation | Tree - branch fell on line | Conductor, Overhead | Normal | 2017 | Tier 3 - Extreme | Distribution Circuit | 12 | 16 | 2017-12-16 | 1944034 | Sus | N | Vegetation¦Treebranchfellonline¦ConductorOverhead¦Normal
18-0015370 | Unknown Cause | Patrol - found nothing |  |  | 2018 | Tier 2 - Elevated | Distribution Circuit | 2 | 19 | 2018-02-19 | 27173 | Sus | N | UnknownCause¦Patrolfoundnothing¦¦
18-0015605 | Equipment Failure/Involved | Overhead | Service conductor | Burned Open | 2018 | Tier 3 - Extreme | Transformer only | 2 | 20 | 2018-02-20 | 27551 | Sus | N | EquipmentFailureInvolved¦Overhead¦Serviceconductor¦BurnedOpen
18-0017600 | Vegetation | Tree - fell into line | Conductor, Overhead | Broken, wire on ground | 2018 | Tier 3 - Extreme | Distribution Circuit | 2 | 27 | 2018-02-27 | 32522 | Sus | N | Vegetation¦Treefellintoline¦ConductorOverhead¦Brokenwireonground
18-0017600 | Vegetation | Tree - fell into line | Conductor, Overhead | Broken, wire on ground | 2018 | Tier 3 - Extreme | Distribution Circuit | 2 | 27 | 2018-02-27 | 32522 | Sus | N | Vegetation¦Treefellintoline¦ConductorOverhead¦Brokenwireonground
18-0018685 | Unknown Cause | Patrol - found nothing |  |  | 2018 | Tier 2 - Elevated | Distribution Circuit | 3 | 1 | 2018-03-01 | 34765 | Sus | N | UnknownCause¦Patrolfoundnothing¦¦
18-0018841 | Vegetation | Tree - fell into line | Conductor, Overhead | Broken, wire on ground | 2018 | Tier 3 - Extreme | Distribution Circuit | 3 | 1 | 2018-03-01 | 35459 | Sus | N | Vegetation¦Treefellintoline¦ConductorOverhead¦Brokenwireonground
18-0018847 | Equipment Failure/Involved | Substation | Bushing | Burned/flashed | 2018 | Tier 3 - Extreme | Substation - Distribution | 3 | 1 | 2018-03-01 | 35605 | Sus | N | EquipmentFailureInvolved¦Substation¦Bushing¦Burnedflashed
18-0023295 | Vegetation | Tree - fell into line | Conductor, Overhead | Broken, wire on ground | 2018 | Tier 3 - Extreme | Distribution Circuit | 3 | 16 | 2018-03-16 | 45299 | Sus | N | Vegetation¦Treefellintoline¦ConductorOverhead¦Brokenwireonground
18-0023377 | Vegetation | Tree - fell into line | Crossarm, Wood | Broken | 2018 | Tier 3 - Extreme | Distribution Circuit | 3 | 16 | 2018-03-16 | 45579 | Sus | N | Vegetation¦Treefellintoline¦CrossarmWood¦Broken
18-0032438 | Unknown Cause | Patrol - found nothing |  |  | 2018 | Tier 3 - Extreme | Distribution Circuit | 4 | 15 | 2018-04-15 | 67446 | Sus | N | UnknownCause¦Patrolfoundnothing¦¦
18-0033691 | Equipment Failure/Involved | Overhead | Cutout, fuse holder | Arcing | 2018 | Tier 3 - Extreme | Distribution Circuit | 5 | 14 | 2018-05-14 | 85717 | Sus | Y | EquipmentFailureInvolved¦Overhead¦Cutoutfuseholder¦Arcing
18-0033969 | Equipment Failure/Involved | Overhead | Transformer | Failed/Faulted | 2018 | Tier 3 - Extreme | Transformer only | 4 | 19 | 2018-04-19 | 70440 | Sus | N | EquipmentFailureInvolved¦Overhead¦Transformer¦FailedFaulted
18-0038535 | Equipment Failure/Involved | Overhead | Cutout, fuse holder | Broken | 2018 | Tier 2 - Elevated | Transformer only | 5 | 5 | 2018-05-05 | 79942 | Sus | Y | EquipmentFailureInvolved¦Overhead¦Cutoutfuseholder¦Broken
18-0042584 | Vegetation | Tree - fell into line | Conductor, Overhead | Together | 2018 | Tier 3 - Extreme | Distribution Circuit | 5 | 19 | 2018-05-19 | 89851 | Sus | Y | Vegetation¦Treefellintoline¦ConductorOverhead¦Together
18-0044666 | Vegetation | Tree - branch fell on line | Fuse | Normal | 2018 | Tier 2 - Elevated | Distribution Circuit | 5 | 26 | 2018-05-26 | 94535 | Sus | Y | Vegetation¦Treebranchfellonline¦Fuse¦Normal
18-0044712 | Vegetation | Tree - fell into line | Conductor, Overhead | Normal | 2018 | Tier 2 - Elevated | Distribution Circuit | 5 | 27 | 2018-05-27 | 94730 | Sus | Y | Vegetation¦Treefellintoline¦ConductorOverhead¦Normal
18-0044955 | Unknown Cause | Patrol - not conducted |  |  | 2018 | Tier 2 - Elevated | Transmission line | 5 | 29 | 2018-05-29 | 95522 | Sus | Y | UnknownCause¦Patrolnotconducted¦¦
18-0056797 | Equipment Failure/Involved | Overhead | Transformer (OH) | Failed/Faulted | 2018 | Tier 2 - Elevated | Transformer only | 7 | 3 | 2018-07-03 | 123766 | Sus | Y | EquipmentFailureInvolved¦Overhead¦Transformer(OH)¦FailedFaulted
18-0057899 | Equipment Failure/Involved | Overhead | Transformer | Failed/Faulted | 2018 | Tier 2 - Elevated | Transformer only | 7 | 9 | 2018-07-09 | 126949 | Sus | Y | EquipmentFailureInvolved¦Overhead¦Transformer¦FailedFaulted
18-0066924 | Environmental/External | Fire, Forest/Grass | Pole-Wood | Burned/flashed | 2018 | Tier 3 - Extreme | Distribution Circuit | 8 | 4 | 2018-08-04 | 149483 | Sus | Y | EnvironmentalExternal¦FireForestGrass¦PoleWood¦Burnedflashed
18-0071526 | Unknown Cause | Patrol - found nothing |  |  | 2018 | Tier 2 - Elevated | Distribution Circuit | 8 | 20 | 2018-08-20 | 158307 | Sus | Y | UnknownCause¦Patrolfoundnothing¦¦
18-0071550 | Unknown Cause | Patrol - found nothing |  |  | 2018 | Tier 3 - Extreme | Distribution Circuit | 8 | 20 | 2018-08-20 | 158342 | Sus | Y | UnknownCause¦Patrolfoundnothing¦¦
18-0077722 | Unknown Cause | Patrol - found nothing |  |  | 2018 | Tier 2 - Elevated | Distribution Circuit | 9 | 7 | 2018-09-07 | 170264 | Sus | Y | UnknownCause¦Patrolfoundnothing¦¦
18-0084970 | Animal | Squirrel | Cutout, fuse holder | Normal | 2018 | Tier 3 - Extreme | Distribution Circuit | 9 | 30 | 2018-09-30 | 184486 | Sus | Y | Animal¦Squirrel¦Cutoutfuseholder¦Normal
18-0096119 | Unknown Cause | Patrol - found nothing |  |  | 2018 | Tier 3 - Extreme | Distribution Circuit | 10 | 31 | 2018-10-31 | 206632 | Sus | Y | UnknownCause¦Patrolfoundnothing¦¦
18-0100891 | Environmental/External | Fire, Forest/Grass | Pole-Wood | Burned/flashed | 2018 | Tier 3 - Extreme | Distribution Circuit | 11 | 8 | 2018-11-08 | 217957 | Sus | Y | EnvironmentalExternal¦FireForestGrass¦PoleWood¦Burnedflashed
18-0100907 | Environmental/External | Fire, Forest/Grass | Pole-Wood | Burned/flashed | 2018 | Tier 3 - Extreme | Distribution Circuit | 11 | 8 | 2018-11-08 | 217995 | Sus | Y | EnvironmentalExternal¦FireForestGrass¦PoleWood¦Burnedflashed
18-0105112 | Equipment Failure/Involved | Overhead | Transformer | Failed/Faulted | 2018 | Tier 2 - Elevated | Distribution Circuit | 11 | 29 | 2018-11-29 | 228699 | Sus | Y | EquipmentFailureInvolved¦Overhead¦Transformer¦FailedFaulted
18-0107161 | Unknown Cause | Patrol - found nothing |  |  | 2018 | Tier 2 - Elevated | Distribution Circuit | 12 | 5 | 2018-12-05 | 233978 | Sus | N | UnknownCause¦Patrolfoundnothing¦¦
18-0110703 | Vegetation | Tree - branch fell on line | Conductor, Overhead | Broken, wire on object | 2018 | Tier 3 - Extreme | Distribution Circuit | 12 | 26 | 2018-12-26 | 247331 | Sus | N | Vegetation¦Treebranchfellonline¦ConductorOverhead¦Brokenwireonobject
19-0003459 | Unknown Cause | Patrol - found nothing |  |  | 2019 | Tier 3 - Extreme | Distribution Circuit | 1 | 1 | 2019-01-01 | 251584 | Sus | N | UnknownCause¦Patrolfoundnothing¦¦
19-0005870 | Vegetation | Tree - fell into line | Conductor, Overhead | Broken, wire on ground | 2019 | Tier 3 - Extreme | Distribution Circuit | 1 | 7 | 2019-01-07 | 259376 | Sus | N | Vegetation¦Treefellintoline¦ConductorOverhead¦Brokenwireonground
19-0007891 | Unknown Cause | Patrol - found nothing |  |  | 2019 | Tier 2 - Elevated | Transformer only | 1 | 11 | 2019-01-11 | 263178 | Sus | N | UnknownCause¦Patrolfoundnothing¦¦
19-0010151 | Unknown Cause | Patrol - found nothing |  |  | 2019 | Tier 3 - Extreme | Distribution Circuit | 1 | 16 | 2019-01-16 | 270243 | Sus | N | UnknownCause¦Patrolfoundnothing¦¦
19-0010268 | Vegetation | Tree - fell into line | Crossarm, Wood | Broken, wire on ground | 2019 | Tier 2 - Elevated | Distribution Circuit | 1 | 16 | 2019-01-16 | 270324 | Sus | N | Vegetation¦Treefellintoline¦CrossarmWood¦Brokenwireonground
19-0010872 | Unknown Cause | Patrol - found nothing |  |  | 2019 | Tier 3 - Extreme | Distribution Circuit | 1 | 16 | 2019-01-16 | 270200 | Sus | N | UnknownCause¦Patrolfoundnothing¦¦
19-0011216 | Unknown Cause | Patrol - found nothing |  |  | 2019 | Tier 2 - Elevated | Distribution Circuit | 1 | 17 | 2019-01-17 | 273980 | Sus | N | UnknownCause¦Patrolfoundnothing¦¦
19-0013859 | Animal | Bird found | Conductor, Overhead | Normal | 2019 | Tier 2 - Elevated | Distribution Circuit | 1 | 24 | 2019-01-24 | 280119 | Sus | N | Animal¦Birdfound¦ConductorOverhead¦Normal
19-0017001 | Vegetation | Tree - grew into line | Fuse | Failed/Faulted | 2019 | Tier 3 - Extreme | Distribution Circuit | 2 | 2 | 2019-02-02 | 286362 | Sus | N | Vegetation¦Treegrewintoline¦Fuse¦FailedFaulted
19-0019404 | Equipment Failure/Involved | Overhead | Cutout, fuse holder | Broken | 2019 | Tier 2 - Elevated | Transformer only | 2 | 6 | 2019-02-06 | 294881 | Sus | N | EquipmentFailureInvolved¦Overhead¦Cutoutfuseholder¦Broken
19-0020568 | Vegetation | Tree - fell into line | Crossarm, Wood | Broken, wire on ground | 2019 | Tier 2 - Elevated | Distribution Circuit | 2 | 10 | 2019-02-10 | 298026 | Sus | N | Vegetation¦Treefellintoline¦CrossarmWood¦Brokenwireonground
19-0020570 | Vegetation | Tree - fell into line | Conductor, Overhead | Burned/flashed | 2019 | Tier 3 - Extreme | Distribution Circuit | 2 | 10 | 2019-02-10 | 298134 | Sus | N | Vegetation¦Treefellintoline¦ConductorOverhead¦Burnedflashed
19-0020758 | Vegetation | Tree - fell into line | Conductor, Overhead | Broken, wire on ground | 2019 | Tier 3 - Extreme | Distribution Circuit | 2 | 10 | 2019-02-10 | 298992 | Sus | N | Vegetation¦Treefellintoline¦ConductorOverhead¦Brokenwireonground
19-0020979 | Unknown Cause | Patrol - not conducted |  |  | 2019 | Tier 2 - Elevated | Distribution Circuit | 2 | 11 | 2019-02-11 | 299614 | Sus | N | UnknownCause¦Patrolnotconducted¦¦
19-0021213 | Unknown Cause | Patrol - found nothing |  |  | 2019 | Tier 2 - Elevated | Distribution Circuit | 2 | 11 | 2019-02-11 | 300200 | Sus | N | UnknownCause¦Patrolfoundnothing¦¦
19-0021767 | Unknown Cause | Patrol - not conducted |  |  | 2019 | Tier 3 - Extreme | Transmission line | 2 | 13 | 2019-02-13 | 301897 | Sus | N | UnknownCause¦Patrolnotconducted¦¦
19-0022945 | Equipment Failure/Involved | Overhead | Conductor, Overhead | On Ground | 2019 | Tier 2 - Elevated | Distribution Circuit | 2 | 14 | 2019-02-14 | 307798 | Sus | N | EquipmentFailureInvolved¦Overhead¦ConductorOverhead¦OnGround
19-0022998 | Vegetation | Tree - fell into line | Conductor, Overhead | Broken, wire on ground | 2019 | Tier 3 - Extreme | Distribution Circuit | 2 | 14 | 2019-02-14 | 308001 | Sus | N | Vegetation¦Treefellintoline¦ConductorOverhead¦Brokenwireonground
19-0023411 | Vegetation | Tree - fell into line | Conductor, Overhead | Broken, wire on ground | 2019 | Tier 2 - Elevated | Distribution Circuit | 2 | 13 | 2019-02-13 | 309799 | Sus | N | Vegetation¦Treefellintoline¦ConductorOverhead¦Brokenwireonground
19-0023515 | Vegetation | Tree - fell into line | Jumper | Broken | 2019 | Tier 2 - Elevated | Distribution Circuit | 2 | 14 | 2019-02-14 | 306269 | Sus | N | Vegetation¦Treefellintoline¦Jumper¦Broken
19-0023733 | Unknown Cause | Patrol - found nothing |  | Failed/Faulted | 2019 | Tier 2 - Elevated | Distribution Circuit | 2 | 13 | 2019-02-13 | 305909 | Sus | N | UnknownCause¦Patrolfoundnothing¦¦FailedFaulted
19-0024353 | Vegetation | Tree - fell into line | Pole-Wood | Broken, wire on ground | 2019 | Tier 2 - Elevated | Distribution Circuit | 2 | 15 | 2019-02-15 | 313126 | Sus | N | Vegetation¦Treefellintoline¦PoleWood¦Brokenwireonground
19-0024441 | Vegetation | Tree - branch fell on line | Conductor, Overhead | Together | 2019 | Tier 2 - Elevated | Distribution Circuit | 2 | 16 | 2019-02-16 | 313660 | Sus | N | Vegetation¦Treebranchfellonline¦ConductorOverhead¦Together
19-0024588 | Equipment Failure/Involved | Overhead | Jumper | Normal | 2019 | Tier 2 - Elevated | Distribution Circuit | 2 | 13 | 2019-02-13 | 314536 | Sus | N | EquipmentFailureInvolved¦Overhead¦Jumper¦Normal
19-0024614 | Vegetation | Tree - branch fell on line | Conductor, Overhead | Normal | 2019 | Tier 3 - Extreme | Distribution Circuit | 2 | 16 | 2019-02-16 | 313710 | Sus | N | Vegetation¦Treebranchfellonline¦ConductorOverhead¦Normal
19-0024711 | Vegetation | Tree - fell into line | Pole-Wood | Broken, wire on ground | 2019 | Tier 2 - Elevated | Distribution Circuit | 2 | 14 | 2019-02-14 | 314931 | Sus | N | Vegetation¦Treefellintoline¦PoleWood¦Brokenwireonground
19-0025169 | Equipment Failure/Involved | Overhead | Crossarm, Wood | Broken | 2019 | Tier 2 - Elevated | Distribution Circuit | 2 | 16 | 2019-02-16 | 314613 | Sus | N | EquipmentFailureInvolved¦Overhead¦CrossarmWood¦Broken
19-0025550 | Vegetation | Tree - fell into line | Pole-Wood | Broken | 2019 | Tier 2 - Elevated | Distribution Circuit | 2 | 18 | 2019-02-18 | 317331 | Sus | N | Vegetation¦Treefellintoline¦PoleWood¦Broken
19-0025750 | Equipment Failure/Involved | Overhead | Transformer | Broken | 2019 | Tier 2 - Elevated | Transformer only | 2 | 12 | 2019-02-12 | 318193 | Sus | N | EquipmentFailureInvolved¦Overhead¦Transformer¦Broken
19-0028245 | Vegetation | Tree - branch fell on line | Conductor, Overhead | Deteriorated | 2019 | Tier 2 - Elevated | Distribution Circuit | 2 | 26 | 2019-02-26 | 324217 | Sus | N | Vegetation¦Treebranchfellonline¦ConductorOverhead¦Deteriorated
19-0028382 | Vegetation | Tree - fell into line | Pole-Wood | Broken, wire on ground | 2019 | Tier 2 - Elevated | Distribution Circuit | 2 | 26 | 2019-02-26 | 324630 | Sus | N | Vegetation¦Treefellintoline¦PoleWood¦Brokenwireonground
19-0028429 | Vegetation | Tree - fell into line | Transformer | Broken, wire on ground | 2019 | Tier 3 - Extreme | Transformer only | 2 | 26 | 2019-02-26 | 324417 | Sus | N | Vegetation¦Treefellintoline¦Transformer¦Brokenwireonground
19-0032844 | Unknown Cause | Patrol - found nothing |  |  | 2019 | Tier 2 - Elevated | Distribution Circuit | 3 | 12 | 2019-03-12 | 336762 | Sus | N | UnknownCause¦Patrolfoundnothing¦¦
19-0034182 | Equipment Failure/Involved | Overhead | Crossarm, Wood | Broken | 2019 | Tier 2 - Elevated | Distribution Circuit | 3 | 15 | 2019-03-15 | 340166 | Sus | N | EquipmentFailureInvolved¦Overhead¦CrossarmWood¦Broken
19-0034337 | Unknown Cause | Patrol - found nothing |  |  | 2019 | Tier 2 - Elevated | Distribution Circuit | 3 | 16 | 2019-03-16 | 340643 | Sus | N | UnknownCause¦Patrolfoundnothing¦¦
19-0035444 | Equipment Failure/Involved | Overhead | Transformer | Failed/Faulted | 2019 | Tier 3 - Extreme | Transformer only | 3 | 20 | 2019-03-20 | 343887 | Sus | N | EquipmentFailureInvolved¦Overhead¦Transformer¦FailedFaulted
19-0035669 | Vegetation | Tree - branch fell on line | Conductor, Overhead | Normal | 2019 | Tier 2 - Elevated | Distribution Circuit | 3 | 21 | 2019-03-21 | 344508 | Sus | N | Vegetation¦Treebranchfellonline¦ConductorOverhead¦Normal
19-0037694 | Unknown Cause | Patrol - found nothing |  |  | 2019 | Tier 2 - Elevated | Distribution Circuit | 3 | 27 | 2019-03-27 | 348833 | Sus | N | UnknownCause¦Patrolfoundnothing¦¦
19-0039401 | Equipment Failure/Involved | Overhead | Transformer (OH) | Deteriorated | 2019 | Tier 2 - Elevated | Transformer only | 4 | 3 | 2019-04-03 | 353127 | Sus | N | EquipmentFailureInvolved¦Overhead¦Transformer(OH)¦Deteriorated
19-0046308 | Equipment Failure/Involved | Overhead | Fuse | Burned Open | 2019 | Tier 3 - Extreme | Distribution Circuit | 4 | 25 | 2019-04-25 | 368368 | Sus | N | EquipmentFailureInvolved¦Overhead¦Fuse¦BurnedOpen
19-0047488 | Equipment Failure/Involved | Overhead | Crossarm, Wood | Broken | 2019 | Tier 2 - Elevated | Distribution Circuit | 4 | 30 | 2019-04-30 | 371030 | Sus | N | EquipmentFailureInvolved¦Overhead¦CrossarmWood¦Broken
19-0052629 | Unknown Cause | Patrol - found nothing |  |  | 2019 | Tier 2 - Elevated | Distribution Circuit | 5 | 16 | 2019-05-16 | 381946 | Sus | Y | UnknownCause¦Patrolfoundnothing¦¦
19-0055034 | Vegetation | Tree - grew into line | Transformer | Failed/Faulted | 2019 | Tier 2 - Elevated | Transformer only | 5 | 21 | 2019-05-21 | 387209 | Sus | Y | Vegetation¦Treegrewintoline¦Transformer¦FailedFaulted
19-0056336 | Equipment Failure/Involved | Overhead | Transformer | Failed/Faulted | 2019 | Tier 2 - Elevated | Transformer only | 5 | 23 | 2019-05-23 | 388903 | Sus | Y | EquipmentFailureInvolved¦Overhead¦Transformer¦FailedFaulted
19-0057826 | Unknown Cause | Patrol - found nothing |  |  | 2019 | Tier 2 - Elevated | Distribution Circuit | 5 | 26 | 2019-05-26 | 390801 | Sus | Y | UnknownCause¦Patrolfoundnothing¦¦
19-0060796 | Equipment Failure/Involved | Overhead | Transformer (OH) | Deteriorated | 2019 | Tier 3 - Extreme | Transformer only | 5 | 31 | 2019-05-31 | 394541 | Sus | Y | EquipmentFailureInvolved¦Overhead¦Transformer(OH)¦Deteriorated
19-0061579 | Environmental/External | Lightning | Transformer (OH) | Failed/Faulted | 2019 | Tier 3 - Extreme | Transformer only | 6 | 2 | 2019-06-02 | 395992 | Sus | Y | EnvironmentalExternal¦Lightning¦Transformer(OH)¦FailedFaulted
19-0075006 | Equipment Failure/Involved | Underground | Transformer | Failed/Faulted | 2019 | Tier 2 - Elevated | Distribution Circuit | 7 | 7 | 2019-07-07 | 442095 | Sus | Y | EquipmentFailureInvolved¦Underground¦Transformer¦FailedFaulted
19-0077372 | Vegetation | Tree - fell into line | Conductor, Overhead | Broken, wire on ground | 2019 | Tier 2 - Elevated | Distribution Circuit | 7 | 15 | 2019-07-15 | 450817 | Sus | Y | Vegetation¦Treefellintoline¦ConductorOverhead¦Brokenwireonground
19-0082401 | Equipment Failure/Involved | Overhead | Transformer (OH) | Broken | 2019 | Tier 3 - Extreme | Transformer only | 7 | 29 | 2019-07-29 | 475024 | Sus | Y | EquipmentFailureInvolved¦Overhead¦Transformer(OH)¦Broken
19-0083974 | Unknown Cause | Patrol - found nothing |  |  | 2019 | Tier 2 - Elevated | Distribution Circuit | 8 | 2 | 2019-08-02 | 479176 | Sus | Y | UnknownCause¦Patrolfoundnothing¦¦
19-0087113 | Vegetation | Tree - fell into line | Conductor, Overhead | Broken, wire on ground | 2019 | Tier 2 - Elevated | Distribution Circuit | 8 | 12 | 2019-08-12 | 504806 | Sus | Y | Vegetation¦Treefellintoline¦ConductorOverhead¦Brokenwireonground
19-0093442 | Animal | Squirrel | Fuse | Failed/Faulted | 2019 | Tier 2 - Elevated | Distribution Circuit | 8 | 29 | 2019-08-29 | 545990 | Sus | Y | Animal¦Squirrel¦Fuse¦FailedFaulted
19-0099311 | Vegetation | Tree - branch fell on line | Pole-Wood | Broken | 2019 | Tier 2 - Elevated | Distribution Circuit | 9 | 16 | 2019-09-16 | 583506 | Sus | Y | Vegetation¦Treebranchfellonline¦PoleWood¦Broken
19-0105702 | Equipment Failure/Involved | Overhead | Transformer | Failed/Faulted | 2019 | Tier 2 - Elevated | Transformer only | 9 | 30 | 2019-09-30 | 631299 | Sus | Y | EquipmentFailureInvolved¦Overhead¦Transformer¦FailedFaulted
19-0116704 | Wildfire Mitigation | Public Safety Power Shut-off | Conductor, Overhead | Normal | 2019 | Tier 2 - Elevated | Distribution Circuit | 10 | 26 | 2019-10-26 | 685998 | Sus | Y | WildfireMitigation¦PublicSafetyPowerShutoff¦ConductorOverhead¦Normal
19-0121092 | Animal | Squirrel | Conductor, Overhead | Normal | 2019 | Tier 2 - Elevated | Distribution Circuit | 11 | 4 | 2019-11-04 | 699494 | Sus | Y | Animal¦Squirrel¦ConductorOverhead¦Normal
19-0129264 | Vegetation | Tree - branch fell on line | Conductor, Overhead | Broken, wire on ground | 2019 | Tier 2 - Elevated | Distribution Circuit | 11 | 26 | 2019-11-26 | 716066 | Sus | Y | Vegetation¦Treebranchfellonline¦ConductorOverhead¦Brokenwireonground
19-0129752 | Vegetation | Tree - branch fell on line | Pole-Wood | Broken, wire on ground | 2019 | Tier 3 - Extreme | Distribution Circuit | 11 | 26 | 2019-11-26 | 718816 | Sus | Y | Vegetation¦Treebranchfellonline¦PoleWood¦Brokenwireonground
19-0130306 | Vegetation | Tree - branch fell on line | Conductor, Overhead | Together | 2019 | Tier 3 - Extreme | Distribution Circuit | 11 | 27 | 2019-11-27 | 720738 | Sus | Y | Vegetation¦Treebranchfellonline¦ConductorOverhead¦Together
19-0132121 | Vegetation | Tree - fell into line | Conductor, Overhead | Broken, wire on ground | 2019 | Tier 3 - Extreme | Distribution Circuit | 12 | 1 | 2019-12-01 | 726720 | Sus | N | Vegetation¦Treefellintoline¦ConductorOverhead¦Brokenwireonground
19-0134767 | Vegetation | Tree - branch fell on line | Conductor, Overhead | Broken, wire on ground | 2019 | Tier 2 - Elevated | Distribution Circuit | 12 | 7 | 2019-12-07 | 732653 | Sus | N | Vegetation¦Treebranchfellonline¦ConductorOverhead¦Brokenwireonground
19-0136317 | Equipment Failure/Involved | Overhead | Transformer | Failed/Faulted | 2019 | Tier 3 - Extreme | Transformer only | 12 | 12 | 2019-12-12 | 738006 | Sus | N | EquipmentFailureInvolved¦Overhead¦Transformer¦FailedFaulted
19-0137082 | Vegetation | Tree - fell into line | Crossarm, Wood | Broken, wire on ground | 2019 | Tier 3 - Extreme | Distribution Circuit | 12 | 18 | 2019-12-18 | 745141 | Sus | N | Vegetation¦Treefellintoline¦CrossarmWood¦Brokenwireonground
20-0005117 | Unknown Cause | Patrol - found nothing |  |  | 2020 | Tier 2 - Elevated | Distribution Circuit | 1 | 3 | 2020-01-03 | 754556 | Sus | N | UnknownCause¦Patrolfoundnothing¦¦
20-0010596 | Vegetation | Tree - fell into line | Conductor, Overhead | Together | 2020 | Tier 3 - Extreme | Distribution Circuit | 1 | 17 | 2020-01-17 | 763833 | Sus | N | Vegetation¦Treefellintoline¦ConductorOverhead¦Together
20-0010982 | Vegetation | Tree - fell into line | Conductor, Overhead | Broken | 2020 | Tier 2 - Elevated | Distribution Circuit | 1 | 16 | 2020-01-16 | 765219 | Sus | N | Vegetation¦Treefellintoline¦ConductorOverhead¦Broken
20-0011036 | Unknown Cause | Patrol - found nothing |  |  | 2020 | Tier 3 - Extreme | Distribution Circuit | 1 | 18 | 2020-01-18 | 765414 | Sus | N | UnknownCause¦Patrolfoundnothing¦¦
20-0018800 | Unknown Cause | Patrol - found nothing |  |  | 2020 | Tier 2 - Elevated | Distribution Circuit | 2 | 8 | 2020-02-08 | 780524 | Sus | N | UnknownCause¦Patrolfoundnothing¦¦
20-0018929 | Vegetation | Tree - branch fell on line | Insulator | Broken | 2020 | Tier 2 - Elevated | Distribution Circuit | 2 | 9 | 2020-02-09 | 781098 | Sus | N | Vegetation¦Treebranchfellonline¦Insulator¦Broken
20-0019277 | Unknown Cause | Patrol - found nothing |  |  | 2020 | Tier 3 - Extreme | Distribution Circuit | 2 | 9 | 2020-02-09 | 784215 | Sus | N | UnknownCause¦Patrolfoundnothing¦¦
20-0029878 | Animal | Other | Conductor, Overhead | Normal | 2020 | Tier 2 - Elevated | Distribution Circuit | 3 | 8 | 2020-03-08 | 838545 | Sus | N | Animal¦Other¦ConductorOverhead¦Normal
20-0033238 | Environmental/External | Ice or snow | Crossarm, Wood | Broken | 2020 | Tier 3 - Extreme | Distribution Circuit | 3 | 16 | 2020-03-16 | 856421 | Sus | N | EnvironmentalExternal¦Iceorsnow¦CrossarmWood¦Broken
20-0033258 | Vegetation | Tree - fell into line | Conductor, Overhead | Broken, wire on ground | 2020 | Tier 2 - Elevated | Distribution Circuit | 3 | 16 | 2020-03-16 | 856472 | Sus | N | Vegetation¦Treefellintoline¦ConductorOverhead¦Brokenwireonground
20-0033796 | Unknown Cause | Patrol - found nothing |  |  | 2020 | Tier 3 - Extreme | Distribution Circuit | 3 | 15 | 2020-03-15 | 858053 | Sus | N | UnknownCause¦Patrolfoundnothing¦¦
20-0036511 | Equipment Failure/Involved | Overhead | Transformer | Failed/Faulted | 2020 | Tier 3 - Extreme | Transformer only | 3 | 26 | 2020-03-26 | 867810 | Sus | N | EquipmentFailureInvolved¦Overhead¦Transformer¦FailedFaulted
20-0038533 | Equipment Failure/Involved | Overhead | Transformer (OH) | Normal | 2020 | Tier 3 - Extreme | Transformer only | 4 | 5 | 2020-04-05 | 882843 | Sus | N | EquipmentFailureInvolved¦Overhead¦Transformer(OH)¦Normal
20-0043642 | Unknown Cause | Patrol - found nothing |  |  | 2020 | Tier 3 - Extreme | Distribution Circuit | 4 | 22 | 2020-04-22 | 899310 | Sus | N | UnknownCause¦Patrolfoundnothing¦¦
20-0051093 | Animal | Other | Regulator | Burned/flashed | 2020 | Tier 2 - Elevated | Distribution Circuit | 5 | 17 | 2020-05-17 | 915555 | Sus | Y | Animal¦Other¦Regulator¦Burnedflashed
20-0055918 | Environmental/External | Lightning | Transformer (OH) | Failed/Faulted | 2020 | Tier 2 - Elevated | Transformer only | 5 | 30 | 2020-05-30 | 926315 | Sus | Y | EnvironmentalExternal¦Lightning¦Transformer(OH)¦FailedFaulted
20-0061028 | Equipment Failure/Involved | Overhead | Jumper | Burned Open | 2020 | Tier 3 - Extreme | Distribution Circuit | 6 | 14 | 2020-06-14 | 938899 | Sus | Y | EquipmentFailureInvolved¦Overhead¦Jumper¦BurnedOpen
20-0062128 | Equipment Failure/Involved | Overhead | Insulator | Broken | 2020 | Tier 2 - Elevated | Distribution Circuit | 6 | 17 | 2020-06-17 | 940860 | Sus | Y | EquipmentFailureInvolved¦Overhead¦Insulator¦Broken
20-0067991 | Equipment Failure/Involved | Overhead | Transformer (OH) | Leaking | 2020 | Tier 2 - Elevated | Transformer only | 7 | 2 | 2020-07-02 | 956994 | Sus | Y | EquipmentFailureInvolved¦Overhead¦Transformer(OH)¦Leaking
20-0069735 | Vegetation | Tree - fell into line | Conductor, Overhead | Normal | 2020 | Tier 3 - Extreme | Distribution Circuit | 7 | 8 | 2020-07-08 | 960435 | Sus | Y | Vegetation¦Treefellintoline¦ConductorOverhead¦Normal
20-0080689 | Equipment Failure/Involved | Overhead | Transformer | Failed/Faulted | 2020 | Tier 3 - Extreme | Transformer only | 8 | 6 | 2020-08-06 | 982007 | Sus | Y | EquipmentFailureInvolved¦Overhead¦Transformer¦FailedFaulted
20-0081374 | Equipment Failure/Involved | Overhead | Transformer (OH) | Leaking | 2020 | Tier 2 - Elevated | Transformer only | 8 | 9 | 2020-08-09 | 987260 | Sus | Y | EquipmentFailureInvolved¦Overhead¦Transformer(OH)¦Leaking
20-0083167 | Environmental/External | Lightning | Transformer (OH) | Burned/flashed | 2020 | Tier 2 - Elevated | Transformer only | 8 | 13 | 2020-08-13 | 996374 | Sus | Y | EnvironmentalExternal¦Lightning¦Transformer(OH)¦Burnedflashed
20-0084706 | Vegetation | Tree - branch fell on line | Conductor, Overhead | Broken, wire on ground | 2020 | Tier 3 - Extreme | Distribution Circuit | 8 | 16 | 2020-08-16 | 1010502 | Sus | Y | Vegetation¦Treebranchfellonline¦ConductorOverhead¦Brokenwireonground
20-0085354 | Vegetation | Tree - branch fell on line | Conductor, Overhead | Broken, wire on ground | 2020 | Tier 3 - Extreme | Distribution Circuit | 8 | 16 | 2020-08-16 | 1014308 | Sus | Y | Vegetation¦Treebranchfellonline¦ConductorOverhead¦Brokenwireonground
20-0087351 | Equipment Failure/Involved | Overhead | Transformer | Failed/Faulted | 2020 | Tier 2 - Elevated | Transformer only | 8 | 19 | 2020-08-19 | 1022213 | Sus | Y | EquipmentFailureInvolved¦Overhead¦Transformer¦FailedFaulted
20-0089140 | Vegetation | Tree - fell into line | Conductor, Overhead | Broken, wire on ground | 2020 | Tier 3 - Extreme | Distribution Circuit | 8 | 24 | 2020-08-24 | 1028023 | Sus | Y | Vegetation¦Treefellintoline¦ConductorOverhead¦Brokenwireonground
20-0089509 | Vegetation | Tree - fell into line | Secondary | Broken | 2020 | Tier 2 - Elevated | Distribution Circuit | 8 | 24 | 2020-08-24 | 1028808 | Sus | Y | Vegetation¦Treefellintoline¦Secondary¦Broken
20-0091437 | Environmental/External | Fire, Forest/Grass | Conductor, Overhead | Normal | 2020 | Tier 3 - Extreme | Distribution Circuit | 8 | 19 | 2020-08-19 | 1041111 | Sus | Y | EnvironmentalExternal¦FireForestGrass¦ConductorOverhead¦Normal
20-0093928 | Vegetation | Tree - fell into line | Conductor, Overhead | Broken, wire on ground | 2020 | Tier 2 - Elevated | Distribution Circuit | 9 | 6 | 2020-09-06 | 1057006 | Sus | Y | Vegetation¦Treefellintoline¦ConductorOverhead¦Brokenwireonground
20-0100223 | Environmental/External | Fire, Forest/Grass | Conductor, Overhead | Burned/flashed | 2020 | Tier 3 - Extreme | Distribution Circuit | 9 | 7 | 2020-09-07 | 1088015 | Sus | Y | EnvironmentalExternal¦FireForestGrass¦ConductorOverhead¦Burnedflashed
20-0100519 | Environmental/External | Fire, Forest/Grass | Conductor, Overhead | Burned/flashed | 2020 | Tier 3 - Extreme | Distribution Circuit | 9 | 7 | 2020-09-07 | 1088941 | Sus | Y | EnvironmentalExternal¦FireForestGrass¦ConductorOverhead¦Burnedflashed
20-0100540 | Environmental/External | Fire, Forest/Grass | Conductor, Overhead | Burned/flashed | 2020 | Tier 2 - Elevated | Distribution Circuit | 9 | 7 | 2020-09-07 | 1089214 | Sus | Y | EnvironmentalExternal¦FireForestGrass¦ConductorOverhead¦Burnedflashed
20-0102194 | Unknown Cause | Patrol - found nothing |  |  | 2020 | Tier 3 - Extreme | Transformer only | 9 | 26 | 2020-09-26 | 1095997 | Sus | Y | UnknownCause¦Patrolfoundnothing¦¦
20-0103128 | Unknown Cause | Patrol - found nothing |  |  | 2020 | Tier 3 - Extreme | Transformer only | 9 | 29 | 2020-09-29 | 1099858 | Sus | Y | UnknownCause¦Patrolfoundnothing¦¦
20-0103401 | Equipment Failure/Involved | Overhead | Crossarm, Wood | Deteriorated | 2020 | Tier 2 - Elevated | Distribution Circuit | 9 | 30 | 2020-09-30 | 1101613 | Sus | Y | EquipmentFailureInvolved¦Overhead¦CrossarmWood¦Deteriorated
20-0104818 | 3rd Party | Metallic Balloon | Conductor, Overhead | Broken, wire on ground | 2020 | Tier 3 - Extreme | Distribution Circuit | 10 | 3 | 2020-10-03 | 1109813 | Sus | Y | 3rdParty¦MetallicBalloon¦ConductorOverhead¦Brokenwireonground
20-0105384 | 3rd Party | Vehicle | Pole-Wood | Broken, wire on ground | 2020 | Tier 2 - Elevated | Distribution Circuit | 10 | 5 | 2020-10-05 | 1111601 | Sus | Y | 3rdParty¦Vehicle¦PoleWood¦Brokenwireonground
20-0107384 | Vegetation | Tree - fell into line | Conductor, Overhead | Broken, wire on ground | 2020 | Tier 3 - Extreme | Distribution Circuit | 10 | 11 | 2020-10-11 | 1115458 | Sus | Y | Vegetation¦Treefellintoline¦ConductorOverhead¦Brokenwireonground
20-0108989 | Unknown Cause | Patrol - found nothing |  |  | 2020 | Tier 2 - Elevated | Transformer only | 10 | 14 | 2020-10-14 | 1118302 | Sus | Y | UnknownCause¦Patrolfoundnothing¦¦
20-0109597 | Equipment Failure/Involved | Overhead | Cutout, fuse holder | Broken | 2020 | Tier 3 - Extreme | Transformer only | 10 | 16 | 2020-10-16 | 1119223 | Sus | Y | EquipmentFailureInvolved¦Overhead¦Cutoutfuseholder¦Broken
20-0110305 | Company Initiated | Construction Activity/equip, company | Crossarm, Wood | Broken | 2020 | Tier 2 - Elevated | Distribution Circuit | 10 | 19 | 2020-10-19 | 1120838 | Sus | Y | CompanyInitiated¦ConstructionActivityequipcompany¦CrossarmWood¦Broken
20-0112103 | Equipment Failure/Involved | Overhead | Pole-Wood | Deteriorated | 2020 | Tier 2 - Elevated | Distribution Circuit | 10 | 23 | 2020-10-23 | 1124052 | Sus | Y | EquipmentFailureInvolved¦Overhead¦PoleWood¦Deteriorated
20-0112957 | Wildfire Mitigation | Public Safety Power Shut-off | Conductor, Overhead | Normal | 2020 | Tier 3 - Extreme | Distribution Circuit | 10 | 25 | 2020-10-25 | 1127364 | Sus | Y | WildfireMitigation¦PublicSafetyPowerShutoff¦ConductorOverhead¦Normal
20-0114093 | Equipment Failure/Involved | Overhead | Other | Deteriorated | 2020 | Tier 3 - Extreme | Distribution Circuit | 10 | 27 | 2020-10-27 | 1130369 | Sus | Y | EquipmentFailureInvolved¦Overhead¦Other¦Deteriorated
20-0117961 | Unknown Cause | Patrol - found nothing |  |  | 2020 | Tier 3 - Extreme | Distribution Circuit | 11 | 6 | 2020-11-06 | 1137719 | Sus | Y | UnknownCause¦Patrolfoundnothing¦¦
20-0120460 | Vegetation | Tree - branch fell on line |  | Burned Open | 2020 | Tier 3 - Extreme | Transformer only | 11 | 13 | 2020-11-13 | 1143273 | Sus | Y | Vegetation¦Treebranchfellonline¦¦BurnedOpen
20-0122185 | Equipment Failure/Involved | Overhead | Insulator | Burned/flashed | 2020 | Tier 3 - Extreme | Distribution Circuit | 11 | 17 | 2020-11-17 | 1148017 | Sus | Y | EquipmentFailureInvolved¦Overhead¦Insulator¦Burnedflashed
20-0122298 | Vegetation | Tree - fell into line | Conductor, Overhead | Normal | 2020 | Tier 2 - Elevated | Distribution Circuit | 11 | 18 | 2020-11-18 | 1148181 | Sus | Y | Vegetation¦Treefellintoline¦ConductorOverhead¦Normal
20-0122517 | Equipment Failure/Involved | Underground | Secondary | Burned/flashed | 2020 | Tier 2 - Elevated | Transformer only | 11 | 18 | 2020-11-18 | 1148480 | Sus | Y | EquipmentFailureInvolved¦Underground¦Secondary¦Burnedflashed
20-0125720 | Unknown Cause | Patrol - found nothing |  |  | 2020 | Tier 2 - Elevated | Distribution Circuit | 11 | 29 | 2020-11-29 | 1155814 | Sus | Y | UnknownCause¦Patrolfoundnothing¦¦
20-0131274 | 3rd Party | Customer Equipment | Conductor, Overhead | Normal | 2020 | Tier 2 - Elevated | Distribution Circuit | 12 | 20 | 2020-12-20 | 1196009 | Sus | N | 3rdParty¦CustomerEquipment¦ConductorOverhead¦Normal
21-0009431 | 3rd Party | Vehicle | Pole-Wood | Broken | 2021 | Tier 2 - Elevated | Distribution Circuit | 1 | 16 | 2021-01-16 | 1211698 | Sus | N | 3rdParty¦Vehicle¦PoleWood¦Broken
21-0011762 | Vegetation | Tree - fell into line | Conductor, Overhead | Broken, wire on ground | 2021 | Tier 3 - Extreme | Distribution Circuit | 1 | 20 | 2021-01-20 | 1219311 | Sus | N | Vegetation¦Treefellintoline¦ConductorOverhead¦Brokenwireonground
21-0011855 | Equipment Failure/Involved | Overhead | Pole-Wood | Broken | 2021 | Tier 2 - Elevated | Distribution Circuit | 1 | 21 | 2021-01-21 | 1219722 | Sus | N | EquipmentFailureInvolved¦Overhead¦PoleWood¦Broken
21-0012178 | Vegetation | Tree - fell into line | Conductor, Overhead | Broken, wire on ground | 2021 | Tier 3 - Extreme | Distribution Circuit | 1 | 20 | 2021-01-20 | 1219062 | Sus | N | Vegetation¦Treefellintoline¦ConductorOverhead¦Brokenwireonground
21-0013947 | Unknown Cause | Patrol - found nothing |  |  | 2021 | Tier 3 - Extreme | Distribution Circuit | 1 | 25 | 2021-01-25 | 1223672 | Sus | N | UnknownCause¦Patrolfoundnothing¦¦
21-0016100 | Vegetation | Tree - fell into line | Conductor, Overhead | Broken, wire on ground | 2021 | Tier 3 - Extreme | Distribution Circuit | 1 | 27 | 2021-01-27 | 1231867 | Sus | N | Vegetation¦Treefellintoline¦ConductorOverhead¦Brokenwireonground
21-0016439 | Vegetation | Tree - fell into line | Pole-Wood | Broken | 2021 | Tier 3 - Extreme | Distribution Circuit | 1 | 27 | 2021-01-27 | 1236016 | Sus | N | Vegetation¦Treefellintoline¦PoleWood¦Broken
21-0016799 | Vegetation | Tree - fell into line | Conductor, Overhead | Broken, wire on ground | 2021 | Tier 2 - Elevated | Distribution Circuit | 1 | 26 | 2021-01-26 | 1237317 | Sus | N | Vegetation¦Treefellintoline¦ConductorOverhead¦Brokenwireonground
21-0017285 | Unknown Cause | Patrol - found nothing |  |  | 2021 | Tier 3 - Extreme | Distribution Circuit | 1 | 27 | 2021-01-27 | 1237496 | Sus | N | UnknownCause¦Patrolfoundnothing¦¦
21-0017841 | Equipment Failure/Involved | Overhead | Jumper | Broken | 2021 | Tier 2 - Elevated | Transformer only | 1 | 28 | 2021-01-28 | 1238671 | Sus | N | EquipmentFailureInvolved¦Overhead¦Jumper¦Broken
21-0018705 | Vegetation | Tree - fell into line | Conductor, Overhead | Broken, wire on ground | 2021 | Tier 3 - Extreme | Distribution Circuit | 1 | 28 | 2021-01-28 | 1242633 | Sus | N | Vegetation¦Treefellintoline¦ConductorOverhead¦Brokenwireonground
21-0020552 | Environmental/External | Ice or snow | Conductor, Overhead | Broken, wire on ground | 2021 | Tier 3 - Extreme | Distribution Circuit | 2 | 1 | 2021-02-01 | 1245317 | Sus | N | EnvironmentalExternal¦Iceorsnow¦ConductorOverhead¦Brokenwireonground
21-0024221 | Equipment Failure/Involved | Overhead | Transformer (OH) | Failed/Faulted | 2021 | Tier 2 - Elevated | Distribution Circuit | 2 | 10 | 2021-02-10 | 1252544 | Sus | N | EquipmentFailureInvolved¦Overhead¦Transformer(OH)¦FailedFaulted
21-0025027 | Equipment Failure/Involved | Overhead | Crossarm, Wood | Deteriorated | 2021 | Tier 3 - Extreme | Transformer only | 2 | 12 | 2021-02-12 | 1253843 | Sus | N | EquipmentFailureInvolved¦Overhead¦CrossarmWood¦Deteriorated
21-0034256 | Environmental/External | Lightning | Transformer (OH) | Failed/Faulted | 2021 | Tier 3 - Extreme | Transformer only | 3 | 9 | 2021-03-09 | 1276296 | Sus | N | EnvironmentalExternal¦Lightning¦Transformer(OH)¦FailedFaulted
21-0036192 | Equipment Failure/Involved | Overhead | Transformer (OH) | Failed/Faulted | 2021 | Tier 3 - Extreme | Transformer only | 3 | 14 | 2021-03-14 | 1281740 | Sus | N | EquipmentFailureInvolved¦Overhead¦Transformer(OH)¦FailedFaulted
21-0036759 | Vegetation | Tree - branch fell on line | Conductor, Overhead | Broken | 2021 | Tier 3 - Extreme | Distribution Circuit | 3 | 15 | 2021-03-15 | 1283548 | Sus | N | Vegetation¦Treebranchfellonline¦ConductorOverhead¦Broken
21-0039163 | Vegetation | Tree - fell into line | Conductor, Overhead | On Ground | 2021 | Tier 3 - Extreme | Distribution Circuit | 3 | 21 | 2021-03-21 | 1290840 | Sus | N | Vegetation¦Treefellintoline¦ConductorOverhead¦OnGround
21-0040322 | Unknown Cause | Patrol - found nothing |  |  | 2021 | Tier 3 - Extreme | Distribution Circuit | 3 | 24 | 2021-03-24 | 1295134 | Sus | N | UnknownCause¦Patrolfoundnothing¦¦
21-0040842 | Unknown Cause | Patrol - found nothing |  |  | 2021 | Tier 2 - Elevated | Distribution Circuit | 3 | 25 | 2021-03-25 | 1296789 | Sus | N | UnknownCause¦Patrolfoundnothing¦¦
21-0048969 | Vegetation | Tree - branch fell on line | Conductor, Overhead | Normal | 2021 | Tier 3 - Extreme | Transformer only | 4 | 15 | 2021-04-15 | 1317581 | Sus | N | Vegetation¦Treebranchfellonline¦ConductorOverhead¦Normal
21-0058497 | Vegetation | Tree - branch fell on line | Conductor, Overhead | Normal | 2021 | Tier 2 - Elevated | Distribution Circuit | 5 | 7 | 2021-05-07 | 1343314 | Sus | Y | Vegetation¦Treebranchfellonline¦ConductorOverhead¦Normal
21-0064035 | Company Initiated | Personnel, company | Transformer (OH) | Burned/flashed | 2021 | Tier 3 - Extreme | Distribution Circuit | 5 | 25 | 2021-05-25 | 1358641 | Sus | Y | CompanyInitiated¦Personnelcompany¦Transformer(OH)¦Burnedflashed
21-0064052 | Equipment Failure/Involved | Overhead | Connector or Splice (OH) | Broken | 2021 | Tier 2 - Elevated | Distribution Circuit | 5 | 20 | 2021-05-20 | 1354833 | Sus | Y | EquipmentFailureInvolved¦Overhead¦ConnectororSplice(OH)¦Broken
21-0069407 | Vegetation | Tree - fell into line | Service conductor | Broken, wire on ground | 2021 | Tier 3 - Extreme | Transformer only | 6 | 3 | 2021-06-03 | 1364609 | Sus | Y | Vegetation¦Treefellintoline¦Serviceconductor¦Brokenwireonground
21-0070650 | Unknown Cause | Patrol - found nothing |  |  | 2021 | Tier 2 - Elevated | Distribution Circuit | 6 | 6 | 2021-06-06 | 1367087 | Sus | Y | UnknownCause¦Patrolfoundnothing¦¦
21-0076207 | Unknown Cause | Patrol - not conducted |  |  | 2021 | Tier 3 - Extreme | Distribution Circuit | 6 | 18 | 2021-06-18 | 1377580 | Sus | Y | UnknownCause¦Patrolnotconducted¦¦
21-0077852 | Unknown Cause | Patrol - found nothing |  |  | 2021 | Tier 2 - Elevated | Distribution Circuit | 6 | 23 | 2021-06-23 | 1382808 | Sus | Y | UnknownCause¦Patrolfoundnothing¦¦
21-0080332 | Vegetation | Tree - branch fell on line | Conductor, Overhead | Broken, wire on ground | 2021 | Tier 2 - Elevated | Distribution Circuit | 6 | 26 | 2021-06-26 | 1385798 | Sus | Y | Vegetation¦Treebranchfellonline¦ConductorOverhead¦Brokenwireonground
21-0084662 | Animal | Bird found | Conductor, Overhead | Normal | 2021 | Tier 3 - Extreme | Distribution Circuit | 7 | 3 | 2021-07-03 | 1391193 | Sus | Y | Animal¦Birdfound¦ConductorOverhead¦Normal
21-0084790 | Vegetation | Tree - fell into line | Conductor, Overhead | Normal | 2021 | Tier 2 - Elevated | Transmission line | 7 | 4 | 2021-07-04 | 1391820 | Sus | Y | Vegetation¦Treefellintoline¦ConductorOverhead¦Normal
21-0086684 | Equipment Failure/Involved | Overhead | Pole-Wood | Broken | 2021 | Tier 3 - Extreme | Transformer only | 7 | 8 | 2021-07-08 | 1394805 | Sus | Y | EquipmentFailureInvolved¦Overhead¦PoleWood¦Broken
21-0087527 | Equipment Failure/Involved | Electrical Overload | Fuse | Burned Open | 2021 | Tier 2 - Elevated | Distribution Circuit | 7 | 10 | 2021-07-10 | 1398534 | Sus | Y | EquipmentFailureInvolved¦ElectricalOverload¦Fuse¦BurnedOpen
21-0091989 | Vegetation | Tree - fell into line | Pole-Wood | Broken, wire on ground | 2021 | Tier 3 - Extreme | Distribution Circuit | 7 | 19 | 2021-07-19 | 1408289 | Sus | Y | Vegetation¦Treefellintoline¦PoleWood¦Brokenwireonground
21-0099747 | Equipment Failure/Involved | Overhead | Service conductor | Deteriorated | 2021 | Tier 2 - Elevated | Transformer only | 8 | 4 | 2021-08-04 | 1433695 | Sus | Y | EquipmentFailureInvolved¦Overhead¦Serviceconductor¦Deteriorated
21-0107983 | Unknown Cause | Patrol - found nothing |  |  | 2021 | Tier 2 - Elevated | Distribution Circuit | 8 | 22 | 2021-08-22 | 1450220 | Sus | Y | UnknownCause¦Patrolfoundnothing¦¦
21-0111889 | Unknown Cause | Patrol - found nothing |  |  | 2021 | Tier 3 - Extreme | Transformer only | 8 | 31 | 2021-08-31 | 1459239 | Sus | Y | UnknownCause¦Patrolfoundnothing¦¦
21-0112405 | Unknown Cause | Patrol - not conducted |  |  | 2021 | Tier 3 - Extreme | Transformer only | 9 | 1 | 2021-09-01 | 1460237 | Sus | Y | UnknownCause¦Patrolnotconducted¦¦
21-0112966 | Unknown Cause | Patrol - found nothing |  |  | 2021 | Tier 3 - Extreme | Distribution Circuit | 9 | 2 | 2021-09-02 | 1461199 | Sus | Y | UnknownCause¦Patrolfoundnothing¦¦
21-0113759 | Unknown Cause | Patrol - found nothing |  |  | 2021 | Tier 3 - Extreme | Distribution Circuit | 9 | 5 | 2021-09-05 | 1462552 | Sus | Y | UnknownCause¦Patrolfoundnothing¦¦
21-0119586 | Equipment Failure/Involved | Overhead | Transformer (OH) | Broken | 2021 | Tier 3 - Extreme | Distribution Circuit | 9 | 19 | 2021-09-19 | 1475612 | Sus | Y | EquipmentFailureInvolved¦Overhead¦Transformer(OH)¦Broken
21-0131962 | Unknown Cause | Patrol - found nothing |  |  | 2021 | Tier 2 - Elevated | Distribution Circuit | 10 | 16 | 2021-10-16 | 1499047 | Sus | Y | UnknownCause¦Patrolfoundnothing¦¦
21-0134813 | Vegetation | Tree - fell into line | Conductor, Overhead | Broken, wire on ground | 2021 | Tier 3 - Extreme | Distribution Circuit | 10 | 22 | 2021-10-22 | 1505175 | Sus | Y | Vegetation¦Treefellintoline¦ConductorOverhead¦Brokenwireonground
21-0150026 | Equipment Failure/Involved | Overhead | Transformer (OH) | Failed/Faulted | 2021 | Tier 2 - Elevated | Transformer only | 11 | 23 | 2021-11-23 | 1553586 | Sus | Y | EquipmentFailureInvolved¦Overhead¦Transformer(OH)¦FailedFaulted
21-0151376 | Unknown Cause | Patrol - not conducted |  |  | 2021 | Tier 2 - Elevated | Distribution Circuit | 11 | 26 | 2021-11-26 | 1554720 | Sus | Y | UnknownCause¦Patrolnotconducted¦¦
21-0156349 | Unknown Cause | Patrol - found nothing |  |  | 2021 | Tier 2 - Elevated | Distribution Circuit | 12 | 9 | 2021-12-09 | 1563085 | Sus | N | UnknownCause¦Patrolfoundnothing¦¦
21-0158098 | Unknown Cause | Patrol - found nothing |  |  | 2021 | Tier 2 - Elevated | Distribution Circuit | 12 | 14 | 2021-12-14 | 1570336 | Sus | N | UnknownCause¦Patrolfoundnothing¦¦
21-0158242 | Vegetation | Tree - fell into line | Pole-Wood | Broken, wire on ground | 2021 | Tier 3 - Extreme | Distribution Circuit | 12 | 13 | 2021-12-13 | 1571933 | Sus | N | Vegetation¦Treefellintoline¦PoleWood¦Brokenwireonground
21-0159354 | Vegetation | Tree - branch fell on line | Conductor, Overhead | Normal | 2021 | Tier 3 - Extreme | Distribution Circuit | 12 | 15 | 2021-12-15 | 1575947 | Sus | N | Vegetation¦Treebranchfellonline¦ConductorOverhead¦Normal
21-0161627 | Equipment Failure/Involved | Electrical Overload | Transformer (OH) | Failed/Faulted | 2021 | Tier 2 - Elevated | Transformer only | 12 | 27 | 2021-12-27 | 1587902 | Sus | N | EquipmentFailureInvolved¦ElectricalOverload¦Transformer(OH)¦FailedFaulted
21-0161701 | Vegetation | Tree - branch fell on line | Service conductor | Broken | 2021 | Tier 3 - Extreme | Transformer only | 12 | 29 | 2021-12-29 | 1588313 | Sus | N | Vegetation¦Treebranchfellonline¦Serviceconductor¦Broken
21-0161803 | Environmental/External | Ice or snow | Cutout, fuse holder | Arcing | 2021 | Tier 3 - Extreme | Transformer only | 12 | 30 | 2021-12-30 | 1589680 | Sus | N | EnvironmentalExternal¦Iceorsnow¦Cutoutfuseholder¦Arcing
21-0162004 | Vegetation | Tree - fell into line | Crossarm, Wood | Broken | 2021 | Tier 3 - Extreme | Distribution Circuit | 12 | 27 | 2021-12-27 | 1590809 | Sus | N | Vegetation¦Treefellintoline¦CrossarmWood¦Broken
22-0005340 | Vegetation | Tree - branch fell on line | Conductor, Overhead | Normal | 2022 | Tier 3 - Extreme | Distribution Circuit | 1 | 3 | 2022-01-03 | 1593250 | Sus | N | Vegetation¦Treebranchfellonline¦ConductorOverhead¦Normal
22-0005548 | Equipment Failure/Involved | Overhead | Crossarm, Wood | Broken | 2022 | Tier 2 - Elevated | Distribution Circuit | 1 | 3 | 2022-01-03 | 1593747 | Sus | N | EquipmentFailureInvolved¦Overhead¦CrossarmWood¦Broken
22-0006522 | Vegetation | Tree - fell into line | Conductor, Overhead | Broken, wire on ground | 2021 | Tier 3 - Extreme | Distribution Circuit | 12 | 27 | 2021-12-27 | 1595910 | Sus | N | Vegetation¦Treefellintoline¦ConductorOverhead¦Brokenwireonground
22-0006921 | Unknown Cause | Patrol - found nothing |  |  | 2022 | Tier 2 - Elevated | Distribution Circuit | 1 | 6 | 2022-01-06 | 1596545 | Sus | N | UnknownCause¦Patrolfoundnothing¦¦
22-0007003 | Vegetation | Tree - fell into line | Conductor, Overhead | Broken, wire on ground | 2021 | Tier 2 - Elevated | Distribution Circuit | 12 | 27 | 2021-12-27 | 1596782 | Sus | N | Vegetation¦Treefellintoline¦ConductorOverhead¦Brokenwireonground
22-0013004 | Vegetation | Tree - fell into line | Pole-Wood | Broken | 2022 | Tier 3 - Extreme | Transformer only | 1 | 22 | 2022-01-22 | 1608677 | Sus | N | Vegetation¦Treefellintoline¦PoleWood¦Broken
22-0020917 | Equipment Failure/Involved | Overhead | Transformer (OH) | Broken | 2022 | Tier 2 - Elevated | Distribution Circuit | 2 | 10 | 2022-02-10 | 1624973 | Sus | N | EquipmentFailureInvolved¦Overhead¦Transformer(OH)¦Broken
22-0022709 | Equipment Failure/Involved | Overhead | Transformer (OH) | Broken | 2022 | Tier 3 - Extreme | Transformer only | 2 | 15 | 2022-02-15 | 1628290 | Sus | N | EquipmentFailureInvolved¦Overhead¦Transformer(OH)¦Broken
22-0023225 | Equipment Failure/Involved | Overhead | Conductor, Overhead | Deteriorated | 2022 | Tier 3 - Extreme | Transformer only | 2 | 16 | 2022-02-16 | 1629486 | Sus | N | EquipmentFailureInvolved¦Overhead¦ConductorOverhead¦Deteriorated
22-0033412 | Unknown Cause | Patrol - found nothing |  |  | 2022 | Tier 3 - Extreme | Distribution Circuit | 3 | 14 | 2022-03-14 | 1647907 | Sus | N | UnknownCause¦Patrolfoundnothing¦¦
22-0045185 | Vegetation | Tree - fell into line | Conductor, Overhead | Broken, wire on ground | 2022 | Tier 3 - Extreme | Transformer only | 4 | 10 | 2022-04-10 | 1667706 | Sus | N | Vegetation¦Treefellintoline¦ConductorOverhead¦Brokenwireonground
22-0056681 | Unknown Cause | Patrol - found nothing |  |  | 2022 | Tier 2 - Elevated | Distribution Circuit | 5 | 2 | 2022-05-02 | 1685983 | Sus | Y | UnknownCause¦Patrolfoundnothing¦¦
22-0064753 | Animal | Squirrel | Pothead(Riser Termination) | Burned/flashed | 2022 | Tier 2 - Elevated | Distribution Circuit | 5 | 21 | 2022-05-21 | 1706604 | Sus | Y | Animal¦Squirrel¦Pothead(RiserTermination)¦Burnedflashed
22-0067961 | Vegetation | Tree - fell into line | Conductor, Overhead | Broken | 2022 | Tier 2 - Elevated | Distribution Circuit | 5 | 29 | 2022-05-29 | 1713566 | Sus | Y | Vegetation¦Treefellintoline¦ConductorOverhead¦Broken
22-0075925 | Environmental/External | Lightning | Transformer (OH) | Burned/flashed | 2022 | Tier 2 - Elevated | Distribution Circuit | 6 | 18 | 2022-06-18 | 1734799 | Sus | Y | EnvironmentalExternal¦Lightning¦Transformer(OH)¦Burnedflashed
22-0076298 | Equipment Failure/Involved | Overhead | Conductor, Overhead | Annealed | 2022 | Tier 3 - Extreme | Distribution Circuit | 6 | 20 | 2022-06-20 | 1736100 | Sus | Y | EquipmentFailureInvolved¦Overhead¦ConductorOverhead¦Annealed
22-0087484 | Equipment Failure/Involved | Overhead | Pole-Wood | Deteriorated | 2022 | Tier 2 - Elevated | Transformer only | 7 | 20 | 2022-07-20 | 1761002 | Sus | Y | EquipmentFailureInvolved¦Overhead¦PoleWood¦Deteriorated
22-0104163 | Unknown Cause | Patrol - found nothing |  |  | 2022 | Tier 3 - Extreme | Distribution Circuit | 8 | 31 | 2022-08-31 | 1796070 | Sus | Y | UnknownCause¦Patrolfoundnothing¦¦
22-0105944 | Unknown Cause | Patrol - found nothing |  |  | 2022 | Tier 2 - Elevated | Distribution Circuit | 9 | 5 | 2022-09-05 | 1799944 | Sus | Y | UnknownCause¦Patrolfoundnothing¦¦
22-0107175 | Equipment Failure/Involved | Underground | Transformer (UG) | Failed/Faulted | 2022 | Tier 3 - Extreme | Distribution Circuit | 9 | 7 | 2022-09-07 | 1803982 | Sus | Y | EquipmentFailureInvolved¦Underground¦Transformer(UG)¦FailedFaulted
22-0108253 | Unknown Cause | Patrol - found nothing |  |  | 2022 | Tier 2 - Elevated | Distribution Circuit | 9 | 9 | 2022-09-09 | 1806751 | Sus | Y | UnknownCause¦Patrolfoundnothing¦¦
22-0111773 | Vegetation | Tree - branch fell on line | Conductor, Overhead | Normal | 2022 | Tier 3 - Extreme | Distribution Circuit | 9 | 18 | 2022-09-18 | 1814222 | Sus | Y | Vegetation¦Treebranchfellonline¦ConductorOverhead¦Normal
22-0115631 | Animal | Squirrel | Fuse | Failed/Faulted | 2022 | Tier 3 - Extreme | Distribution Circuit | 9 | 28 | 2022-09-28 | 1823150 | Sus | Y | Animal¦Squirrel¦Fuse¦FailedFaulted
22-0117414 | 3rd Party | Vehicle | Pole-Wood | Broken | 2022 | Tier 2 - Elevated | Transformer only | 10 | 3 | 2022-10-03 | 1827223 | Sus | Y | 3rdParty¦Vehicle¦PoleWood¦Broken
22-0118718 | Animal | Other | Recloser | Normal | 2022 | Tier 2 - Elevated | Distribution Circuit | 10 | 6 | 2022-10-06 | 1830519 | Sus | Y | Animal¦Other¦Recloser¦Normal
22-0118938 | 3rd Party | Vehicle | Pole-Wood | Broken | 2022 | Tier 3 - Extreme | Distribution Circuit | 10 | 6 | 2022-10-06 | 1831042 | Sus | Y | 3rdParty¦Vehicle¦PoleWood¦Broken
22-0123889 | Vegetation | Tree - fell into line | Conductor, Overhead | Broken, wire on ground | 2022 | Tier 2 - Elevated | Distribution Circuit | 10 | 22 | 2022-10-22 | 1842782 | Sus | Y | Vegetation¦Treefellintoline¦ConductorOverhead¦Brokenwireonground
22-0135555 | Vegetation | Tree - branch fell on line | Conductor, Overhead | Normal | 2022 | Tier 2 - Elevated | Distribution Circuit | 12 | 1 | 2022-12-01 | 1872903 | Sus | N | Vegetation¦Treebranchfellonline¦ConductorOverhead¦Normal
22-0136646 | Vegetation | Tree - branch fell on line | Conductor, Overhead | Broken, wire on ground | 2022 | Tier 3 - Extreme | Distribution Circuit | 12 | 5 | 2022-12-05 | 1876249 | Sus | N | Vegetation¦Treebranchfellonline¦ConductorOverhead¦Brokenwireonground
22-0138444 | Equipment Failure/Involved | Overhead | Conductor, Overhead | Broken, wire on ground | 2022 | Tier 2 - Elevated | Distribution Circuit | 12 | 10 | 2022-12-10 | 1881164 | Sus | N | EquipmentFailureInvolved¦Overhead¦ConductorOverhead¦Brokenwireonground
22-0138938 | Unknown Cause | Patrol - found nothing |  |  | 2022 | Tier 3 - Extreme | Distribution Circuit | 12 | 10 | 2022-12-10 | 1884057 | Sus | N | UnknownCause¦Patrolfoundnothing¦¦
22-0138990 | Unknown Cause | Patrol - not conducted |  |  | 2022 | Tier 2 - Elevated | Distribution Circuit | 12 | 11 | 2022-12-11 | 1886083 | Sus | N | UnknownCause¦Patrolnotconducted¦¦
22-0140586 | Equipment Failure/Involved | Overhead | Conductor, Overhead | On Ground | 2022 | Tier 3 - Extreme | Distribution Circuit | 12 | 18 | 2022-12-18 | 1892370 | Sus | N | EquipmentFailureInvolved¦Overhead¦ConductorOverhead¦OnGround
22-0141556 | Vegetation | Tree - branch fell on line | Connector or Splice (OH) | Broken, wire on ground | 2022 | Tier 2 - Elevated | Distribution Circuit | 12 | 27 | 2022-12-27 | 1897988 | Sus | N | Vegetation¦Treebranchfellonline¦ConnectororSplice(OH)¦Brokenwireonground
22-0141639 | Unknown Cause | Patrol - found nothing |  |  | 2022 | Tier 3 - Extreme | Distribution Circuit | 12 | 27 | 2022-12-27 | 1898372 | Sus | N | UnknownCause¦Patrolfoundnothing¦¦
22-0141679 | Equipment Failure/Involved | Overhead | Jumper | Burned Open | 2022 | Tier 2 - Elevated | Distribution Circuit | 12 | 27 | 2022-12-27 | 1898617 | Sus | N | EquipmentFailureInvolved¦Overhead¦Jumper¦BurnedOpen
22-0142243 | Unknown Cause | Patrol - found nothing |  |  | 2022 | Tier 3 - Extreme | Distribution Circuit | 12 | 30 | 2022-12-30 | 1902185 | Sus | N | UnknownCause¦Patrolfoundnothing¦¦
22-0142705 | Vegetation | Tree - fell into line | Conductor, Overhead | Broken, wire on ground | 2022 | Tier 3 - Extreme | Distribution Circuit | 12 | 31 | 2022-12-31 | 1903915 | Sus | N | Vegetation¦Treefellintoline¦ConductorOverhead¦Brokenwireonground
15-0003168 | Vegetation | Tree - fell into line | Crossarm, Wood | Broken | 2015 | Tier 2 - Elevated | Distribution Circuit | 1 | 7 | 2015-01-07 | 1160662 | Sus | N | Vegetation¦Treefellintoline¦CrossarmWood¦Broken
15-0012213 | Equipment Failure/Involved | Lightning | Transformer | Failed/Faulted | 2015 | Tier 3 - Extreme | Transformer only | 2 | 9 | 2015-02-09 | 1186309 | Sus | N | EquipmentFailureInvolved¦Lightning¦Transformer¦FailedFaulted
15-0014479 | Unknown Cause | Patrol - not conducted |  |  | 2015 | Tier 2 - Elevated | Distribution Circuit | 2 | 20 | 2015-02-20 | 1192897 | Sus | N | UnknownCause¦Patrolnotconducted¦¦
15-0018394 | Vegetation | Tree - fell into line | Conductor, Overhead | Broken, wire on ground | 2015 | Tier 2 - Elevated | Distribution Circuit | 3 | 9 | 2015-03-09 | 1201238 | Sus | N | Vegetation¦Treefellintoline¦ConductorOverhead¦Brokenwireonground
15-0029107 | Unknown Cause | Patrol - found nothing |  |  | 2015 | Tier 2 - Elevated | Distribution Circuit | 4 | 23 | 2015-04-23 | 1224001 | Sus | N | UnknownCause¦Patrolfoundnothing¦¦
15-0032637 | Equipment Failure/Involved | Overhead | Transformer | Failed/Faulted | 2015 | Tier 2 - Elevated | Transformer only | 5 | 7 | 2015-05-07 | 1230616 | Sus | Y | EquipmentFailureInvolved¦Overhead¦Transformer¦FailedFaulted
15-0032967 | Environmental/External | Lightning | Fuse | Failed/Faulted | 2015 | Tier 2 - Elevated | Distribution Circuit | 5 | 8 | 2015-05-08 | 1231745 | Sus | Y | EnvironmentalExternal¦Lightning¦Fuse¦FailedFaulted
15-0035414 | Equipment Failure/Involved | Overhead | Jumper | Burned Open | 2015 | Tier 3 - Extreme | Distribution Circuit | 5 | 20 | 2015-05-20 | 1237379 | Sus | Y | EquipmentFailureInvolved¦Overhead¦Jumper¦BurnedOpen
15-0038922 | Unknown Cause | Patrol - found nothing |  |  | 2015 | Tier 2 - Elevated | Distribution Circuit | 6 | 5 | 2015-06-05 | 1244420 | Sus | Y | UnknownCause¦Patrolfoundnothing¦¦
15-0044491 | Company Initiated | Other Circuits | Conductor, Overhead | Normal | 2015 | Tier 2 - Elevated | Distribution Circuit | 7 | 1 | 2015-07-01 | 1260220 | Sus | Y | CompanyInitiated¦OtherCircuits¦ConductorOverhead¦Normal
15-0045036 | Animal | Bird found | Fuse | Failed/Faulted | 2015 | Tier 2 - Elevated | Distribution Circuit | 7 | 2 | 2015-07-02 | 1261752 | Sus | Y | Animal¦Birdfound¦Fuse¦FailedFaulted
15-0048833 | Environmental/External | Lightning | Transformer (OH) | Burned/flashed | 2015 | Tier 3 - Extreme | Distribution Circuit | 7 | 19 | 2015-07-19 | 1272466 | Sus | Y | EnvironmentalExternal¦Lightning¦Transformer(OH)¦Burnedflashed
15-0051113 | Animal | Bird found | Fuse | Failed/Faulted | 2015 | Tier 3 - Extreme | Distribution Circuit | 7 | 28 | 2015-07-28 | 1278990 | Sus | Y | Animal¦Birdfound¦Fuse¦FailedFaulted
15-0052142 | Animal | Squirrel | Fuse | Failed/Faulted | 2015 | Tier 2 - Elevated | Distribution Circuit | 8 | 2 | 2015-08-02 | 1281459 | Sus | Y | Animal¦Squirrel¦Fuse¦FailedFaulted
15-0059502 | Unknown Cause | Patrol - found nothing |  |  | 2015 | Tier 2 - Elevated | Distribution Circuit | 9 | 5 | 2015-09-05 | 1300551 | Sus | Y | UnknownCause¦Patrolfoundnothing¦¦
15-0066396 | Equipment Failure/Involved | Overhead | Other | Failed/Faulted | 2015 | Tier 2 - Elevated | Transformer only | 9 | 29 | 2015-09-29 | 1313766 | Sus | Y | EquipmentFailureInvolved¦Overhead¦Other¦FailedFaulted
15-0069391 | Vegetation | Tree - fell into line | Conductor, Overhead | Normal | 2015 | Tier 3 - Extreme | Distribution Circuit | 10 | 10 | 2015-10-10 | 1319778 | Sus | Y | Vegetation¦Treefellintoline¦ConductorOverhead¦Normal
15-0071347 | Environmental/External | Lightning | Transformer (OH) | Failed/Faulted | 2015 | Tier 2 - Elevated | Distribution Circuit | 10 | 17 | 2015-10-17 | 1324423 | Sus | Y | EnvironmentalExternal¦Lightning¦Transformer(OH)¦FailedFaulted
15-0071567 | Environmental/External | Lightning | Transformer (OH) | Failed/Faulted | 2015 | Tier 2 - Elevated | Transformer only | 10 | 18 | 2015-10-18 | 1325537 | Sus | Y | EnvironmentalExternal¦Lightning¦Transformer(OH)¦FailedFaulted
15-0071767 | Equipment Failure/Involved | Fire, pole | Pole-Wood | Burned/flashed | 2015 | Tier 2 - Elevated | Distribution Circuit | 10 | 19 | 2015-10-19 | 1325837 | Sus | Y | EquipmentFailureInvolved¦Firepole¦PoleWood¦Burnedflashed
15-0074313 | Animal | Squirrel | Insulator | Normal | 2015 | Tier 3 - Extreme | Distribution Circuit | 10 | 30 | 2015-10-30 | 1331627 | Sus | Y | Animal¦Squirrel¦Insulator¦Normal
15-0078073 | Equipment Failure/Involved | Overhead | Transformer (OH) | Failed/Faulted | 2015 | Tier 2 - Elevated | Transformer only | 11 | 16 | 2015-11-16 | 1342743 | Sus | Y | EquipmentFailureInvolved¦Overhead¦Transformer(OH)¦FailedFaulted
15-0084056 | Vegetation | Tree - fell into line | Conductor, Overhead | Broken, wire on ground | 2015 | Tier 2 - Elevated | Distribution Circuit | 12 | 10 | 2015-12-10 | 1357557 | Sus | N | Vegetation¦Treefellintoline¦ConductorOverhead¦Brokenwireonground
15-0085303 | Vegetation | Tree - branch fell on line | Conductor, Overhead | Normal | 2015 | Tier 2 - Elevated | Distribution Circuit | 12 | 14 | 2015-12-14 | 1363488 | Sus | N | Vegetation¦Treebranchfellonline¦ConductorOverhead¦Normal
15-0086095 | Equipment Failure/Involved | Overhead | Insulator | Broken | 2015 | Tier 2 - Elevated | Distribution Circuit | 12 | 18 | 2015-12-18 | 1366227 | Sus | N | EquipmentFailureInvolved¦Overhead¦Insulator¦Broken
15-0086218 | Vegetation | Tree - grew into line | Conductor, Overhead | Broken | 2015 | Tier 3 - Extreme | Transformer only | 12 | 19 | 2015-12-19 | 1366746 | Sus | N | Vegetation¦Treegrewintoline¦ConductorOverhead¦Broken
15-0087254 | Unknown Cause | Patrol - not conducted |  |  | 2015 | Tier 2 - Elevated | Transmission line | 12 | 25 | 2015-12-25 | 1371580 | Sus | N | UnknownCause¦Patrolnotconducted¦¦
15-0087270 | Unknown Cause | Patrol - not conducted |  |  | 2015 | Tier 2 - Elevated | Distribution Circuit | 12 | 25 | 2015-12-25 | 1371617 | Sus | N | UnknownCause¦Patrolnotconducted¦¦
15-0087791 | Vegetation | Tree - fell into line | Conductor, Overhead | Broken, wire on ground | 2015 | Tier 2 - Elevated | Distribution Circuit | 12 | 29 | 2015-12-29 | 1374307 | Sus | N | Vegetation¦Treefellintoline¦ConductorOverhead¦Brokenwireonground
15-0087844 | Equipment Failure/Involved | Overhead |  | Failed/Faulted | 2015 | Tier 2 - Elevated | Transformer only | 12 | 30 | 2015-12-30 | 1374598 | Sus | N | EquipmentFailureInvolved¦Overhead¦¦FailedFaulted
16-0002579 | Equipment Failure/Involved | Overhead | Transformer | Failed/Faulted | 2016 | Tier 3 - Extreme | Distribution Circuit | 1 | 3 | 2016-01-03 | 1376249 | Sus | N | EquipmentFailureInvolved¦Overhead¦Transformer¦FailedFaulted
16-0013478 | Vegetation | Tree - fell into line | Conductor, Overhead | Broken, wire on ground | 2016 | Tier 2 - Elevated | Distribution Circuit | 2 | 17 | 2016-02-17 | 1407085 | Sus | N | Vegetation¦Treefellintoline¦ConductorOverhead¦Brokenwireonground
16-0014610 | Unknown Cause | Patrol - found nothing |  |  | 2016 | Tier 2 - Elevated | Distribution Circuit | 2 | 22 | 2016-02-22 | 1410178 | Sus | N | UnknownCause¦Patrolfoundnothing¦¦
16-0017626 | Vegetation | Tree - fell into line | Conductor, Overhead | Broken, wire on ground | 2016 | Tier 2 - Elevated | Distribution Circuit | 3 | 5 | 2016-03-05 | 1417010 | Sus | N | Vegetation¦Treefellintoline¦ConductorOverhead¦Brokenwireonground
16-0018028 | Vegetation | Tree - fell into line | Conductor, Overhead | Broken, wire on ground | 2016 | Tier 2 - Elevated | Distribution Circuit | 3 | 5 | 2016-03-05 | 1419908 | Sus | N | Vegetation¦Treefellintoline¦ConductorOverhead¦Brokenwireonground
16-0018897 | Vegetation | Tree - fell into line | Conductor, Overhead | Broken, wire on ground | 2016 | Tier 2 - Elevated | Distribution Circuit | 3 | 7 | 2016-03-07 | 1424020 | Sus | N | Vegetation¦Treefellintoline¦ConductorOverhead¦Brokenwireonground
16-0022604 | Equipment Failure/Involved | Overhead | Lightning Arrestor | Failed/Faulted | 2016 | Tier 3 - Extreme | Distribution Circuit | 3 | 18 | 2016-03-18 | 1434057 | Sus | N | EquipmentFailureInvolved¦Overhead¦LightningArrestor¦FailedFaulted
16-0024757 | Unknown Cause | Patrol - found nothing |  |  | 2016 | Tier 2 - Elevated | Distribution Circuit | 3 | 29 | 2016-03-29 | 1440876 | Sus | N | UnknownCause¦Patrolfoundnothing¦¦
16-0027650 | 3rd Party | Vehicle | Pole-Wood | Broken | 2016 | Tier 2 - Elevated | Distribution Circuit | 4 | 10 | 2016-04-10 | 1448540 | Sus | N | 3rdParty¦Vehicle¦PoleWood¦Broken
16-0030377 | Equipment Failure/Involved | Overhead | Other | Broken | 2016 | Tier 3 - Extreme | Transformer only | 4 | 21 | 2016-04-21 | 1455284 | Sus | N | EquipmentFailureInvolved¦Overhead¦Other¦Broken
16-0030946 | Environmental/External | Lightning | Cutout, fuse holder | Failed/Faulted | 2016 | Tier 2 - Elevated | Distribution Circuit | 4 | 23 | 2016-04-23 | 1456547 | Sus | N | EnvironmentalExternal¦Lightning¦Cutoutfuseholder¦FailedFaulted
16-0035244 | 3rd Party | Metallic Balloon | Conductor, Overhead | Normal | 2016 | Tier 2 - Elevated | Distribution Circuit | 5 | 10 | 2016-05-10 | 1467797 | Sus | Y | 3rdParty¦MetallicBalloon¦ConductorOverhead¦Normal
16-0037670 | Unknown Cause | Patrol - found nothing |  |  | 2016 | Tier 3 - Extreme | Distribution Circuit | 5 | 22 | 2016-05-22 | 1474740 | Sus | Y | UnknownCause¦Patrolfoundnothing¦¦
16-0040572 | Equipment Failure/Involved | Overhead | Transformer | Failed/Faulted | 2016 | Tier 2 - Elevated | Transformer only | 6 | 2 | 2016-06-02 | 1481465 | Sus | Y | EquipmentFailureInvolved¦Overhead¦Transformer¦FailedFaulted
16-0044572 | Unknown Cause | Patrol - found nothing |  |  | 2016 | Tier 2 - Elevated | Distribution Circuit | 6 | 20 | 2016-06-20 | 1492855 | Sus | Y | UnknownCause¦Patrolfoundnothing¦¦
16-0052939 | Equipment Failure/Involved | Overhead | Connector or Splice (OH) | Burned Open | 2016 | Tier 2 - Elevated | Transformer only | 7 | 27 | 2016-07-27 | 1517008 | Sus | Y | EquipmentFailureInvolved¦Overhead¦ConnectororSplice(OH)¦BurnedOpen
16-0066138 | Animal | Squirrel | Fuse | Failed/Faulted | 2016 | Tier 2 - Elevated | Distribution Circuit | 9 | 20 | 2016-09-20 | 1544914 | Sus | Y | Animal¦Squirrel¦Fuse¦FailedFaulted
16-0067306 | Unknown Cause | Patrol - found nothing |  |  | 2016 | Tier 2 - Elevated | Distribution Circuit | 9 | 25 | 2016-09-25 | 1547255 | Sus | Y | UnknownCause¦Patrolfoundnothing¦¦
16-0076451 | Equipment Failure/Involved | Overhead | Pole-Wood | Deteriorated | 2016 | Tier 2 - Elevated | Distribution Circuit | 10 | 28 | 2016-10-28 | 1571918 | Sus | Y | EquipmentFailureInvolved¦Overhead¦PoleWood¦Deteriorated
16-0077217 | Equipment Failure/Involved | Overhead | Conductor, Overhead | Arcing | 2016 | Tier 2 - Elevated | Transformer only | 11 | 1 | 2016-11-01 | 1574339 | Sus | Y | EquipmentFailureInvolved¦Overhead¦ConductorOverhead¦Arcing
16-0081937 | Equipment Failure/Involved | Overhead | Pothead(Riser Termination) | Burned/flashed | 2016 | Tier 2 - Elevated | Distribution Circuit | 11 | 23 | 2016-11-23 | 1587746 | Sus | Y | EquipmentFailureInvolved¦Overhead¦Pothead(RiserTermination)¦Burnedflashed
16-0085250 | 3rd Party | Vehicle | Transformer (UG) | On Ground | 2016 | Tier 2 - Elevated | Distribution Circuit | 12 | 12 | 2016-12-12 | 1600465 | Sus | N | 3rdParty¦Vehicle¦Transformer(UG)¦OnGround
17-0003359 | Vegetation | Tree - fell into line | Conductor, Overhead | Broken, wire on ground | 2017 | Tier 3 - Extreme | Distribution Circuit | 1 | 3 | 2017-01-03 | 1617383 | Sus | N | Vegetation¦Treefellintoline¦ConductorOverhead¦Brokenwireonground
17-0004625 | Vegetation | Tree - branch fell on line | Jumper | Normal | 2017 | Tier 2 - Elevated | Distribution Circuit | 1 | 7 | 2017-01-07 | 1621390 | Sus | N | Vegetation¦Treebranchfellonline¦Jumper¦Normal
17-0005084 | Vegetation | Tree - fell into line | Conductor, Overhead | Broken, wire on ground | 2017 | Tier 3 - Extreme | Distribution Circuit | 1 | 8 | 2017-01-08 | 1623578 | Sus | N | Vegetation¦Treefellintoline¦ConductorOverhead¦Brokenwireonground
17-0006183 | Vegetation | Tree - fell into line | Conductor, Overhead | Broken, wire on ground | 2017 | Tier 2 - Elevated | Distribution Circuit | 1 | 9 | 2017-01-09 | 1630823 | Sus | N | Vegetation¦Treefellintoline¦ConductorOverhead¦Brokenwireonground
17-0006637 | Vegetation | Tree - fell into line | Pole-Wood | Broken | 2017 | Zone 1 - HHZ | Distribution Circuit | 1 | 10 | 2017-01-10 | 1633066 | Sus | N | Vegetation¦Treefellintoline¦PoleWood¦Broken
17-0006748 | Vegetation | Tree - fell into line | Conductor, Overhead | Broken, wire on ground | 2017 | Tier 3 - Extreme | Distribution Circuit | 1 | 10 | 2017-01-10 | 1633752 | Sus | N | Vegetation¦Treefellintoline¦ConductorOverhead¦Brokenwireonground
17-0007301 | Equipment Failure/Involved | Fire, pole | Pole-Wood | Burned/flashed | 2017 | Tier 2 - Elevated | Distribution Circuit | 1 | 11 | 2017-01-11 | 1638039 | Sus | N | EquipmentFailureInvolved¦Firepole¦PoleWood¦Burnedflashed
17-0007597 | Environmental/External | Flood/Erosion | Conductor, Overhead | Normal | 2017 | Tier 3 - Extreme | Distribution Circuit | 1 | 10 | 2017-01-10 | 1637715 | Sus | N | EnvironmentalExternal¦FloodErosion¦ConductorOverhead¦Normal
17-0011345 | Unknown Cause | Patrol - found nothing |  |  | 2017 | Tier 3 - Extreme | Distribution Circuit | 1 | 20 | 2017-01-20 | 1652969 | Sus | N | UnknownCause¦Patrolfoundnothing¦¦
17-0013212 | Equipment Failure/Involved | Overhead | Conductor, Overhead | Broken, wire on ground | 2017 | Tier 3 - Extreme | Distribution Circuit | 1 | 22 | 2017-01-22 | 1661303 | Sus | N | EquipmentFailureInvolved¦Overhead¦ConductorOverhead¦Brokenwireonground
17-0014028 | Unknown Cause | Patrol - not conducted |  |  | 2017 | Tier 2 - Elevated | Distribution Circuit | 1 | 23 | 2017-01-23 | 1663959 | Sus | N | UnknownCause¦Patrolnotconducted¦¦
17-0014117 | Equipment Failure/Involved | Overhead |  | Failed/Faulted | 2017 | Tier 2 - Elevated | Transformer only | 1 | 23 | 2017-01-23 | 1664959 | Sus | N | EquipmentFailureInvolved¦Overhead¦¦FailedFaulted
17-0014213 | Environmental/External | Flood/Erosion | Conductor, Overhead | Broken, wire on ground | 2017 | Tier 3 - Extreme | Distribution Circuit | 1 | 23 | 2017-01-23 | 1665069 | Sus | N | EnvironmentalExternal¦FloodErosion¦ConductorOverhead¦Brokenwireonground
17-0015936 | Unknown Cause | Patrol - found nothing |  |  | 2017 | Tier 2 - Elevated | Distribution Circuit | 1 | 29 | 2017-01-29 | 1670061 | Sus | N | UnknownCause¦Patrolfoundnothing¦¦
17-0017012 | Equipment Failure/Involved | Overhead | Transformer | Failed/Faulted | 2017 | Tier 2 - Elevated | Transformer only | 2 | 2 | 2017-02-02 | 1673062 | Sus | N | EquipmentFailureInvolved¦Overhead¦Transformer¦FailedFaulted
17-0017285 | Equipment Failure/Involved | Overhead | Insulator | Normal | 2017 | Tier 2 - Elevated | Distribution Circuit | 2 | 3 | 2017-02-03 | 1674093 | Sus | N | EquipmentFailureInvolved¦Overhead¦Insulator¦Normal
17-0017847 | Vegetation | Tree - fell into line | Conductor, Overhead | Broken, wire on ground | 2017 | Tier 3 - Extreme | Distribution Circuit | 2 | 6 | 2017-02-06 | 1676727 | Sus | N | Vegetation¦Treefellintoline¦ConductorOverhead¦Brokenwireonground
17-0018915 | Vegetation | Tree - fell into line | Conductor, Overhead | On Ground | 2017 | Tier 3 - Extreme | Distribution Circuit | 2 | 7 | 2017-02-07 | 1680782 | Sus | N | Vegetation¦Treefellintoline¦ConductorOverhead¦OnGround
17-0022043 | Unknown Cause | Patrol - found nothing |  |  | 2017 | Tier 2 - Elevated | Transmission line | 2 | 17 | 2017-02-17 | 1691901 | Sus | N | UnknownCause¦Patrolfoundnothing¦¦
17-0022567 | Vegetation | Tree - branch fell on line | Conductor, Overhead | Broken, wire on ground | 2017 | Tier 3 - Extreme | Distribution Circuit | 2 | 17 | 2017-02-17 | 1697398 | Sus | N | Vegetation¦Treebranchfellonline¦ConductorOverhead¦Brokenwireonground
17-0022940 | Vegetation | Tree - branch fell on line | Conductor, Overhead | Normal | 2017 | Tier 3 - Extreme | Distribution Circuit | 2 | 17 | 2017-02-17 | 1692282 | Sus | N | Vegetation¦Treebranchfellonline¦ConductorOverhead¦Normal
17-0023038 | Equipment Failure/Involved | Overhead | Conductor, Overhead | Broken, wire on ground | 2017 | Tier 2 - Elevated | Distribution Circuit | 2 | 18 | 2017-02-18 | 1699608 | Sus | N | EquipmentFailureInvolved¦Overhead¦ConductorOverhead¦Brokenwireonground
17-0024726 | Vegetation | Tree - grew into line | Anchor or Guy | Broken | 2017 | Tier 2 - Elevated | Distribution Circuit | 2 | 20 | 2017-02-20 | 1703922 | Sus | N | Vegetation¦Treegrewintoline¦AnchororGuy¦Broken
17-0024892 | Environmental/External | Flood/Erosion | Conductor, Overhead | Broken, wire on ground | 2017 | Tier 2 - Elevated | Distribution Circuit | 2 | 20 | 2017-02-20 | 1705726 | Sus | N | EnvironmentalExternal¦FloodErosion¦ConductorOverhead¦Brokenwireonground
17-0024904 | Vegetation | Tree - fell into line | Conductor, Overhead | Normal | 2017 | Tier 3 - Extreme | Distribution Circuit | 2 | 20 | 2017-02-20 | 1706244 | Sus | N | Vegetation¦Treefellintoline¦ConductorOverhead¦Normal
17-0025249 | Equipment Failure/Involved | Overhead | Pole-Wood | Broken | 2017 | Tier 3 - Extreme | Distribution Circuit | 2 | 21 | 2017-02-21 | 1709113 | Sus | N | EquipmentFailureInvolved¦Overhead¦PoleWood¦Broken
17-0025481 | Vegetation | Tree - fell into line | Conductor, Overhead | Broken, wire on ground | 2017 | Tier 2 - Elevated | Distribution Circuit | 2 | 20 | 2017-02-20 | 1710298 | Sus | N | Vegetation¦Treefellintoline¦ConductorOverhead¦Brokenwireonground
17-0026080 | Equipment Failure/Involved | Overhead | Pole-Wood | Broken | 2017 | Tier 2 - Elevated | Distribution Circuit | 2 | 24 | 2017-02-24 | 1712889 | Sus | N | EquipmentFailureInvolved¦Overhead¦PoleWood¦Broken
17-0027953 | Equipment Failure/Involved | Overhead | Transformer | Leaking | 2017 | Tier 3 - Extreme | Transformer only | 3 | 2 | 2017-03-02 | 1717971 | Sus | N | EquipmentFailureInvolved¦Overhead¦Transformer¦Leaking
17-0029081 | Environmental/External | Flood/Erosion | Conductor, Overhead | Normal | 2017 | Tier 3 - Extreme | Distribution Circuit | 3 | 7 | 2017-03-07 | 1721836 | Sus | N | EnvironmentalExternal¦FloodErosion¦ConductorOverhead¦Normal
17-0030121 | Unknown Cause | Patrol - found nothing |  |  | 2017 | Tier 2 - Elevated | Distribution Circuit | 3 | 11 | 2017-03-11 | 1724759 | Sus | N | UnknownCause¦Patrolfoundnothing¦¦
17-0032512 | Animal | Other | Conductor, Overhead | Contaminated | 2017 | Tier 3 - Extreme | Distribution Circuit | 3 | 21 | 2017-03-21 | 1732345 | Sus | N | Animal¦Other¦ConductorOverhead¦Contaminated
17-0032519 | Environmental/External | Lightning | Transformer (OH) | Failed/Faulted | 2017 | Tier 2 - Elevated | Transformer only | 3 | 21 | 2017-03-21 | 1732411 | Sus | N | EnvironmentalExternal¦Lightning¦Transformer(OH)¦FailedFaulted
17-0033732 | Vegetation | Tree - branch fell on line | Fuse | Failed/Faulted | 2017 | Tier 3 - Extreme | Distribution Circuit | 3 | 25 | 2017-03-25 | 1735242 | Sus | N | Vegetation¦Treebranchfellonline¦Fuse¦FailedFaulted
17-0035871 | Equipment Failure/Involved | Overhead | Transformer | Failed/Faulted | 2017 | Tier 3 - Extreme | Transformer only | 4 | 2 | 2017-04-02 | 1742445 | Sus | N | EquipmentFailureInvolved¦Overhead¦Transformer¦FailedFaulted
17-0038118 | Unknown Cause | Patrol - found nothing |  |  | 2017 | Tier 2 - Elevated | Distribution Circuit | 4 | 7 | 2017-04-07 | 1751960 | Sus | N | UnknownCause¦Patrolfoundnothing¦¦
17-0038748 | Unknown Cause | Patrol - found nothing |  |  | 2017 | Tier 2 - Elevated | Distribution Circuit | 4 | 10 | 2017-04-10 | 1754022 | Sus | N | UnknownCause¦Patrolfoundnothing¦¦
17-0038929 | Vegetation | Tree - fell into line | Transformer |  | 2017 | Tier 3 - Extreme | Transformer only | 4 | 10 | 2017-04-10 | 1754332 | Sus | N | Vegetation¦Treefellintoline¦Transformer¦
17-0039376 | Vegetation | Tree - fell into line | Conductor, Overhead | Broken, wire on ground | 2017 | Tier 2 - Elevated | Distribution Circuit | 4 | 11 | 2017-04-11 | 1755661 | Sus | N | Vegetation¦Treefellintoline¦ConductorOverhead¦Brokenwireonground
17-0039557 | Unknown Cause | Patrol - found nothing |  |  | 2017 | Tier 2 - Elevated | Distribution Circuit | 4 | 12 | 2017-04-12 | 1756135 | Sus | N | UnknownCause¦Patrolfoundnothing¦¦
17-0041291 | Equipment Failure/Involved | Fire, pole | Pole-Wood | Broken | 2017 | Tier 3 - Extreme | Distribution Circuit | 4 | 19 | 2017-04-19 | 1760947 | Sus | N | EquipmentFailureInvolved¦Firepole¦PoleWood¦Broken
17-0047392 | Environmental/External | Lightning | Transformer (OH) | Broken | 2017 | Tier 2 - Elevated | Distribution Circuit | 5 | 11 | 2017-05-11 | 1780282 | Sus | Y | EnvironmentalExternal¦Lightning¦Transformer(OH)¦Broken
17-0050615 | 3rd Party | Customer Equipment | Conductor, Overhead | Normal | 2017 | Tier 2 - Elevated | Distribution Circuit | 5 | 25 | 2017-05-25 | 1790373 | Sus | Y | 3rdParty¦CustomerEquipment¦ConductorOverhead¦Normal
17-0050712 | Vegetation | Tree - branch fell on line | Conductor, Overhead | Normal | 2017 | Tier 2 - Elevated | Distribution Circuit | 5 | 25 | 2017-05-25 | 1790465 | Sus | Y | Vegetation¦Treebranchfellonline¦ConductorOverhead¦Normal
17-0051220 | Unknown Cause | Patrol - found nothing |  |  | 2017 | Tier 3 - Extreme | Distribution Circuit | 5 | 28 | 2017-05-28 | 1792243 | Sus | Y | UnknownCause¦Patrolfoundnothing¦¦
17-0052384 | Animal | Bird found | Transformer |  | 2017 | Tier 2 - Elevated | Transformer only | 6 | 2 | 2017-06-02 | 1795572 | Sus | Y | Animal¦Birdfound¦Transformer¦
17-0059338 | Equipment Failure/Involved | Overhead | Transformer (OH) | Failed/Faulted | 2017 | Tier 2 - Elevated | Distribution Circuit | 6 | 28 | 2017-06-28 | 1820254 | Sus | Y | EquipmentFailureInvolved¦Overhead¦Transformer(OH)¦FailedFaulted
17-0065086 | Vegetation | Tree - fell into line | Conductor, Overhead | Broken, wire on ground | 2017 | Tier 2 - Elevated | Distribution Circuit | 7 | 24 | 2017-07-24 | 1838852 | Sus | Y | Vegetation¦Treefellintoline¦ConductorOverhead¦Brokenwireonground
17-0065252 | Unknown Cause | Patrol - found nothing |  |  | 2017 | Tier 2 - Elevated | Distribution Circuit | 7 | 25 | 2017-07-25 | 1839326 | Sus | Y | UnknownCause¦Patrolfoundnothing¦¦
17-0067360 | Unknown Cause | Patrol - found nothing |  |  | 2017 | Tier 2 - Elevated | Distribution Circuit | 8 | 2 | 2017-08-02 | 1844526 | Sus | Y | UnknownCause¦Patrolfoundnothing¦¦
17-0069855 | Vegetation | Tree - fell into line | Conductor, Overhead | Broken, wire on ground | 2017 | Tier 2 - Elevated | Distribution Circuit | 8 | 12 | 2017-08-12 | 1851084 | Sus | Y | Vegetation¦Treefellintoline¦ConductorOverhead¦Brokenwireonground
17-0072421 | Equipment Failure/Involved | Overhead | Crossarm, Wood | Broken | 2017 | Tier 2 - Elevated | Distribution Circuit | 8 | 23 | 2017-08-23 | 1858001 | Sus | Y | EquipmentFailureInvolved¦Overhead¦CrossarmWood¦Broken
17-0074705 | Vegetation | Tree - fell into line | Conductor, Overhead | Together | 2017 | Tier 3 - Extreme | Distribution Circuit | 9 | 1 | 2017-09-01 | 1864540 | Sus | Y | Vegetation¦Treefellintoline¦ConductorOverhead¦Together
17-0076051 | Animal | Bird found | Insulator | Failed/Faulted | 2017 | Tier 3 - Extreme | Distribution Circuit | 9 | 5 | 2017-09-05 | 1870521 | Sus | Y | Animal¦Birdfound¦Insulator¦FailedFaulted
17-0079210 | Equipment Failure/Involved | Overhead | Transformer (OH) | Broken | 2017 | Tier 2 - Elevated | Transformer only | 9 | 14 | 2017-09-14 | 1879303 | Sus | Y | EquipmentFailureInvolved¦Overhead¦Transformer(OH)¦Broken
17-0085200 | Unknown Cause | Patrol - found nothing |  |  | 2017 | Tier 2 - Elevated | Distribution Circuit | 10 | 8 | 2017-10-08 | 1893766 | Sus | Y | UnknownCause¦Patrolfoundnothing¦¦
17-0089106 | Vegetation | Tree - branch fell on line | Conductor, Overhead | Normal | 2017 | Tier 3 - Extreme | Distribution Circuit | 10 | 20 | 2017-10-20 | 1905912 | Sus | Y | Vegetation¦Treebranchfellonline¦ConductorOverhead¦Normal
17-0089319 | Vegetation | Tree - fell into line | Conductor, Overhead | Broken, wire on ground | 2017 | Tier 2 - Elevated | Transformer only | 10 | 20 | 2017-10-20 | 1906567 | Sus | Y | Vegetation¦Treefellintoline¦ConductorOverhead¦Brokenwireonground
17-0095318 | Vegetation | Tree - fell into line | Conductor, Overhead | Broken, wire on ground | 2017 | Tier 3 - Extreme | Distribution Circuit | 11 | 15 | 2017-11-15 | 1923216 | Sus | Y | Vegetation¦Treefellintoline¦ConductorOverhead¦Brokenwireonground
17-0096699 | Vegetation | Tree - branch fell on line | Conductor, Overhead | Burned/flashed | 2017 | Tier 2 - Elevated | Distribution Circuit | 11 | 21 | 2017-11-21 | 1926999 | Sus | Y | Vegetation¦Treebranchfellonline¦ConductorOverhead¦Burnedflashed
17-0100979 | Equipment Failure/Involved | Overhead | Conductor, Overhead | Broken, wire on ground | 2017 | Tier 3 - Extreme | Distribution Circuit | 12 | 10 | 2017-12-10 | 1939822 | Sus | N | EquipmentFailureInvolved¦Overhead¦ConductorOverhead¦Brokenwireonground
17-0102919 | Unknown Cause | Patrol - not conducted |  |  | 2017 | Tier 3 - Extreme | Distribution Circuit | 12 | 21 | 2017-12-21 | 1949352 | Sus | N | UnknownCause¦Patrolnotconducted¦¦
17-0103724 | Unknown Cause | Patrol - not conducted |  |  | 2017 | Tier 2 - Elevated | Distribution Circuit | 12 | 31 | 2017-12-31 | 1953586 | Sus | N | UnknownCause¦Patrolnotconducted¦¦
18-0004503 | Unknown Cause | Patrol - found nothing |  |  | 2018 | Tier 2 - Elevated | Distribution Circuit | 1 | 8 | 2018-01-08 | 4431 | Sus | N | UnknownCause¦Patrolfoundnothing¦¦
18-0004867 | Unknown Cause | Patrol - found nothing |  |  | 2018 | Tier 2 - Elevated | Distribution Circuit | 1 | 9 | 2018-01-09 | 4976 | Sus | N | UnknownCause¦Patrolfoundnothing¦¦
18-0006101 | Equipment Failure/Involved | Overhead | Connector or Splice (OH) | Broken, wire on ground | 2018 | Tier 3 - Extreme | Distribution Circuit | 1 | 14 | 2018-01-14 | 8160 | Sus | N | EquipmentFailureInvolved¦Overhead¦ConnectororSplice(OH)¦Brokenwireonground
18-0010416 | Equipment Failure/Involved | Overhead | Crossarm, Wood | Deteriorated | 2018 | Tier 2 - Elevated | Transformer only | 1 | 31 | 2018-01-31 | 16985 | Sus | N | EquipmentFailureInvolved¦Overhead¦CrossarmWood¦Deteriorated
18-0011002 | Unknown Cause | Patrol - not conducted |  |  | 2018 | Tier 2 - Elevated | Distribution Circuit | 2 | 2 | 2018-02-02 | 18091 | Sus | N | UnknownCause¦Patrolnotconducted¦¦
18-0015626 | Vegetation | Tree - branch fell on line | Conductor, Overhead | Normal | 2018 | Tier 2 - Elevated | Distribution Circuit | 2 | 20 | 2018-02-20 | 27828 | Sus | N | Vegetation¦Treebranchfellonline¦ConductorOverhead¦Normal
18-0015626 | Vegetation | Tree - branch fell on line | Conductor, Overhead | Normal | 2018 | Tier 2 - Elevated | Distribution Circuit | 2 | 20 | 2018-02-20 | 27828 | Sus | N | Vegetation¦Treebranchfellonline¦ConductorOverhead¦Normal
18-0018731 | Equipment Failure/Involved | Overhead | Transformer (OH) | Failed/Faulted | 2018 | Tier 3 - Extreme | Transformer only | 3 | 1 | 2018-03-01 | 35318 | Sus | N | EquipmentFailureInvolved¦Overhead¦Transformer(OH)¦FailedFaulted
18-0018922 | Vegetation | Tree - branch fell on line | Conductor, Overhead | Broken, wire on ground | 2018 | Tier 2 - Elevated | Distribution Circuit | 3 | 1 | 2018-03-01 | 35825 | Sus | N | Vegetation¦Treebranchfellonline¦ConductorOverhead¦Brokenwireonground
18-0020013 | Unknown Cause | Patrol - found nothing |  |  | 2018 | Tier 3 - Extreme | Distribution Circuit | 3 | 5 | 2018-03-05 | 38287 | Sus | N | UnknownCause¦Patrolfoundnothing¦¦
18-0023562 | Equipment Failure/Involved | Overhead | Conductor, Overhead | Together | 2018 | Tier 2 - Elevated | Distribution Circuit | 3 | 16 | 2018-03-16 | 46159 | Sus | N | EquipmentFailureInvolved¦Overhead¦ConductorOverhead¦Together
18-0024885 | Vegetation | Tree - cutting, PG&E contractor | Conductor, Overhead | Normal | 2018 | Tier 3 - Extreme | Distribution Circuit | 3 | 21 | 2018-03-21 | 49438 | Sus | N | Vegetation¦TreecuttingPG&Econtractor¦ConductorOverhead¦Normal
18-0024949 | Unknown Cause | Patrol - found nothing |  |  | 2018 | Tier 2 - Elevated | Distribution Circuit | 3 | 21 | 2018-03-21 | 49323 | Sus | N | UnknownCause¦Patrolfoundnothing¦¦
18-0025776 | Environmental/External | Lightning | Transformer | Failed/Faulted | 2018 | Tier 2 - Elevated | Transformer only | 3 | 22 | 2018-03-22 | 51072 | Sus | N | EnvironmentalExternal¦Lightning¦Transformer¦FailedFaulted
18-0032208 | Vegetation | Tree - fell into line | Conductor, Overhead | Broken, wire on ground | 2018 | Tier 2 - Elevated | Distribution Circuit | 4 | 14 | 2018-04-14 | 66706 | Sus | N | Vegetation¦Treefellintoline¦ConductorOverhead¦Brokenwireonground
18-0037366 | Vegetation | Tree - fell into line | Conductor, Overhead | Together | 2018 | Tier 2 - Elevated | Distribution Circuit | 5 | 1 | 2018-05-01 | 77642 | Sus | Y | Vegetation¦Treefellintoline¦ConductorOverhead¦Together
18-0037944 | Equipment Failure/Involved | Electrical Overload | Transformer | Failed/Faulted | 2018 | Tier 2 - Elevated | Transformer only | 5 | 3 | 2018-05-03 | 78671 | Sus | Y | EquipmentFailureInvolved¦ElectricalOverload¦Transformer¦FailedFaulted
18-0044649 | Vegetation | Tree - grew into line | Crossarm, Wood | Burned/flashed | 2018 | Tier 2 - Elevated | Distribution Circuit | 5 | 26 | 2018-05-26 | 94544 | Sus | Y | Vegetation¦Treegrewintoline¦CrossarmWood¦Burnedflashed
18-0055602 | Equipment Failure/Involved | Overhead | Transformer (OH) | Failed/Faulted | 2018 | Tier 3 - Extreme | Distribution Circuit | 6 | 28 | 2018-06-28 | 120674 | Sus | Y | EquipmentFailureInvolved¦Overhead¦Transformer(OH)¦FailedFaulted
18-0056115 | Unknown Cause | Patrol - found nothing |  |  | 2018 | Tier 3 - Extreme | Distribution Circuit | 7 | 1 | 2018-07-01 | 122562 | Sus | Y | UnknownCause¦Patrolfoundnothing¦¦
18-0060881 | Vegetation | Tree - fell into line | Conductor, Overhead | Normal | 2018 | Tier 2 - Elevated | Distribution Circuit | 7 | 18 | 2018-07-18 | 134343 | Sus | Y | Vegetation¦Treefellintoline¦ConductorOverhead¦Normal
18-0067131 | Animal | Squirrel |  | Failed/Faulted | 2018 | Tier 2 - Elevated | Transformer only | 8 | 6 | 2018-08-06 | 149852 | Sus | Y | Animal¦Squirrel¦¦FailedFaulted
18-0075967 | Equipment Failure/Involved | Overhead | Transformer | Failed/Faulted | 2018 | Tier 3 - Extreme | Transformer only | 9 | 3 | 2018-09-03 | 167390 | Sus | Y | EquipmentFailureInvolved¦Overhead¦Transformer¦FailedFaulted
18-0087932 | Unknown Cause | Patrol - found nothing |  |  | 2018 | Tier 2 - Elevated | Distribution Circuit | 10 | 7 | 2018-10-07 | 190273 | Sus | Y | UnknownCause¦Patrolfoundnothing¦¦
18-0089815 | Wildfire Mitigation | CWSP - Vegetation Removal |  |  | 2018 | Tier 3 - Extreme | Distribution Circuit | 10 | 12 | 2018-10-12 | 193836 | Sus | Y | WildfireMitigation¦CWSPVegetationRemoval¦¦
18-0092103 | Equipment Failure/Involved | Overhead | Other | Broken | 2018 | Tier 3 - Extreme | Distribution Circuit | 10 | 19 | 2018-10-19 | 198540 | Sus | Y | EquipmentFailureInvolved¦Overhead¦Other¦Broken
18-0093657 | Unknown Cause | Patrol - found nothing |  |  | 2018 | Tier 3 - Extreme | Distribution Circuit | 10 | 24 | 2018-10-24 | 201178 | Sus | Y | UnknownCause¦Patrolfoundnothing¦¦
18-0097952 | Equipment Failure/Involved | Overhead | Capacitor | Burned/flashed | 2018 | Tier 3 - Extreme | Distribution Circuit | 11 | 7 | 2018-11-07 | 210733 | Sus | Y | EquipmentFailureInvolved¦Overhead¦Capacitor¦Burnedflashed
18-0098585 | Equipment Failure/Involved | Overhead | Transformer (OH) | Leaking | 2018 | Tier 3 - Extreme | Transformer only | 11 | 9 | 2018-11-09 | 212344 | Sus | Y | EquipmentFailureInvolved¦Overhead¦Transformer(OH)¦Leaking
18-0100997 | Environmental/External | Fire, Forest/Grass | Pole-Wood | Burned/flashed | 2018 | Tier 3 - Extreme | Distribution Circuit | 11 | 8 | 2018-11-08 | 218236 | Sus | Y | EnvironmentalExternal¦FireForestGrass¦PoleWood¦Burnedflashed
18-0102568 | Equipment Failure/Involved | Overhead | Conductor, Overhead | Together | 2018 | Tier 3 - Extreme | Distribution Circuit | 11 | 23 | 2018-11-23 | 222785 | Sus | Y | EquipmentFailureInvolved¦Overhead¦ConductorOverhead¦Together
18-0102627 | Environmental/External | Fire, Forest/Grass | Pole-Wood | Burned/flashed | 2018 | Tier 3 - Extreme | Distribution Circuit | 11 | 8 | 2018-11-08 | 223062 | Sus | Y | EnvironmentalExternal¦FireForestGrass¦PoleWood¦Burnedflashed
18-0103068 | Unknown Cause | Patrol - found nothing |  |  | 2018 | Tier 2 - Elevated | Distribution Circuit | 11 | 25 | 2018-11-25 | 224171 | Sus | Y | UnknownCause¦Patrolfoundnothing¦¦
18-0103590 | Environmental/External | Fire, Forest/Grass | Pole-Wood | Burned/flashed | 2018 | Tier 3 - Extreme | Distribution Circuit | 11 | 8 | 2018-11-08 | 225213 | Sus | Y | EnvironmentalExternal¦FireForestGrass¦PoleWood¦Burnedflashed
18-0104730 | Unknown Cause | Patrol - found nothing |  |  | 2018 | Tier 2 - Elevated | Distribution Circuit | 11 | 29 | 2018-11-29 | 227497 | Sus | Y | UnknownCause¦Patrolfoundnothing¦¦
18-0105306 | Vegetation | Tree - fell into line | Service conductor | Normal | 2018 | Tier 3 - Extreme | Transformer only | 11 | 29 | 2018-11-29 | 229557 | Sus | Y | Vegetation¦Treefellintoline¦Serviceconductor¦Normal
18-0105832 | Vegetation | Tree - fell into line | Conductor, Overhead | Normal | 2018 | Tier 3 - Extreme | Distribution Circuit | 12 | 1 | 2018-12-01 | 230826 | Sus | N | Vegetation¦Treefellintoline¦ConductorOverhead¦Normal
18-0106013 | Equipment Failure/Involved | Overhead | Transformer (OH) | Failed/Faulted | 2018 | Tier 3 - Extreme | Distribution Circuit | 12 | 1 | 2018-12-01 | 231377 | Sus | N | EquipmentFailureInvolved¦Overhead¦Transformer(OH)¦FailedFaulted
18-0106150 | Environmental/External | Fire, Forest/Grass | Pole-Wood | Burned/flashed | 2018 | Tier 3 - Extreme | Distribution Circuit | 11 | 8 | 2018-11-08 | 231945 | Sus | Y | EnvironmentalExternal¦FireForestGrass¦PoleWood¦Burnedflashed
18-0106547 | Equipment Failure/Involved | Overhead | Connector or Splice (OH) | Broken | 2018 | Tier 2 - Elevated | Distribution Circuit | 12 | 3 | 2018-12-03 | 232850 | Sus | N | EquipmentFailureInvolved¦Overhead¦ConnectororSplice(OH)¦Broken
19-0006782 | Equipment Failure/Involved | Overhead | Transformer | Failed/Faulted | 2019 | Tier 2 - Elevated | Transformer only | 1 | 9 | 2019-01-09 | 261454 | Sus | N | EquipmentFailureInvolved¦Overhead¦Transformer¦FailedFaulted
19-0008126 | Unknown Cause | Patrol - found nothing |  |  | 2019 | Tier 3 - Extreme | Distribution Circuit | 1 | 11 | 2019-01-11 | 263557 | Sus | N | UnknownCause¦Patrolfoundnothing¦¦
19-0010122 | Vegetation | Tree - fell into line | Conductor, Overhead | Broken, wire on ground | 2019 | Tier 3 - Extreme | Distribution Circuit | 1 | 16 | 2019-01-16 | 269720 | Sus | N | Vegetation¦Treefellintoline¦ConductorOverhead¦Brokenwireonground
19-0010122 | Vegetation | Tree - fell into line | Conductor, Overhead | Broken, wire on ground | 2019 | Tier 3 - Extreme | Distribution Circuit | 1 | 16 | 2019-01-16 | 269720 | Sus | N | Vegetation¦Treefellintoline¦ConductorOverhead¦Brokenwireonground
19-0010871 | Equipment Failure/Involved | Overhead | Jumper | Burned Open | 2019 | Tier 2 - Elevated | Distribution Circuit | 1 | 17 | 2019-01-17 | 273065 | Sus | N | EquipmentFailureInvolved¦Overhead¦Jumper¦BurnedOpen
19-0010948 | Vegetation | Tree - branch fell on line | Conductor, Overhead | Normal | 2019 | Tier 3 - Extreme | Distribution Circuit | 1 | 16 | 2019-01-16 | 269738 | Sus | N | Vegetation¦Treebranchfellonline¦ConductorOverhead¦Normal
19-0011009 | Vegetation | Tree - fell into line | Pole-Wood | Broken, wire on ground | 2019 | Tier 2 - Elevated | Distribution Circuit | 1 | 16 | 2019-01-16 | 271401 | Sus | N | Vegetation¦Treefellintoline¦PoleWood¦Brokenwireonground
19-0011363 | Equipment Failure/Involved | Overhead | Pole-Wood | Broken, wire on ground | 2019 | Tier 3 - Extreme | Distribution Circuit | 1 | 16 | 2019-01-16 | 274832 | Sus | N | EquipmentFailureInvolved¦Overhead¦PoleWood¦Brokenwireonground
19-0012526 | Vegetation | Tree - fell into line | Conductor, Overhead | Broken, wire on ground | 2019 | Tier 3 - Extreme | Distribution Circuit | 1 | 20 | 2019-01-20 | 277122 | Sus | N | Vegetation¦Treefellintoline¦ConductorOverhead¦Brokenwireonground
19-0017412 | Equipment Failure/Involved | Overhead | Pole-Wood | On Ground | 2019 | Tier 3 - Extreme | Distribution Circuit | 2 | 2 | 2019-02-02 | 288294 | Sus | N | EquipmentFailureInvolved¦Overhead¦PoleWood¦OnGround
19-0017986 | Unknown Cause | Patrol - found nothing |  |  | 2019 | Tier 2 - Elevated | Distribution Circuit | 2 | 4 | 2019-02-04 | 290082 | Sus | N | UnknownCause¦Patrolfoundnothing¦¦
19-0018962 | Vegetation | Tree - fell into line | Pole-Wood | Broken, wire on ground | 2019 | Tier 2 - Elevated | Distribution Circuit | 2 | 5 | 2019-02-05 | 293856 | Sus | N | Vegetation¦Treefellintoline¦PoleWood¦Brokenwireonground
19-0019349 | Vegetation | Tree - branch fell on line | Conductor, Overhead | Normal | 2019 | Tier 2 - Elevated | Distribution Circuit | 2 | 5 | 2019-02-05 | 292571 | Sus | N | Vegetation¦Treebranchfellonline¦ConductorOverhead¦Normal
19-0019353 | Vegetation | Tree - fell into line | Pole-Wood | Broken, wire on ground | 2019 | Tier 2 - Elevated | Distribution Circuit | 2 | 6 | 2019-02-06 | 294427 | Sus | N | Vegetation¦Treefellintoline¦PoleWood¦Brokenwireonground
19-0020100 | Vegetation | Tree - fell into line | Transformer | Broken | 2019 | Tier 3 - Extreme | Transformer only | 2 | 8 | 2019-02-08 | 296393 | Sus | N | Vegetation¦Treefellintoline¦Transformer¦Broken
19-0020732 | Vegetation | Tree - fell into line | Conductor, Overhead | Normal | 2019 | Tier 3 - Extreme | Distribution Circuit | 2 | 10 | 2019-02-10 | 298937 | Sus | N | Vegetation¦Treefellintoline¦ConductorOverhead¦Normal
19-0020880 | Environmental/External | Lightning | Transformer | Failed/Faulted | 2019 | Tier 2 - Elevated | Transformer only | 2 | 10 | 2019-02-10 | 299190 | Sus | N | EnvironmentalExternal¦Lightning¦Transformer¦FailedFaulted
19-0021191 | Vegetation | Tree - fell into line | Crossarm, Wood | Broken, wire on ground | 2019 | Tier 2 - Elevated | Distribution Circuit | 2 | 11 | 2019-02-11 | 300176 | Sus | N | Vegetation¦Treefellintoline¦CrossarmWood¦Brokenwireonground
19-0021844 | Vegetation | Tree - fell into line | Conductor, Overhead | Broken, wire on ground | 2019 | Tier 2 - Elevated | Distribution Circuit | 2 | 12 | 2019-02-12 | 303012 | Sus | N | Vegetation¦Treefellintoline¦ConductorOverhead¦Brokenwireonground
19-0024091 | Vegetation | Tree - branch fell on line | Conductor, Overhead | Normal | 2019 | Tier 3 - Extreme | Distribution Circuit | 2 | 15 | 2019-02-15 | 312257 | Sus | N | Vegetation¦Treebranchfellonline¦ConductorOverhead¦Normal
19-0024532 | Vegetation | Tree - fell into line | Conductor, Overhead | Together | 2019 | Tier 3 - Extreme | Distribution Circuit | 2 | 16 | 2019-02-16 | 313601 | Sus | N | Vegetation¦Treefellintoline¦ConductorOverhead¦Together
19-0025084 | Unknown Cause | Patrol - found nothing |  |  | 2019 | Tier 3 - Extreme | Distribution Circuit | 2 | 16 | 2019-02-16 | 315005 | Sus | N | UnknownCause¦Patrolfoundnothing¦¦
19-0025162 | Vegetation | Tree - branch fell on line | Conductor, Overhead | Normal | 2019 | Tier 3 - Extreme | Distribution Circuit | 2 | 16 | 2019-02-16 | 315848 | Sus | N | Vegetation¦Treebranchfellonline¦ConductorOverhead¦Normal
19-0025703 | Vegetation | Tree - branch fell on line | Conductor, Overhead | Normal | 2019 | Tier 3 - Extreme | Distribution Circuit | 2 | 18 | 2019-02-18 | 317977 | Sus | N | Vegetation¦Treebranchfellonline¦ConductorOverhead¦Normal
19-0025708 | Vegetation | Tree - fell into line | Conductor, Overhead | Normal | 2019 | Tier 3 - Extreme | Distribution Circuit | 2 | 18 | 2019-02-18 | 318046 | Sus | N | Vegetation¦Treefellintoline¦ConductorOverhead¦Normal
19-0029010 | Equipment Failure/Involved | Overhead | Conductor, Overhead | Broken | 2019 | Tier 3 - Extreme | Distribution Circuit | 2 | 27 | 2019-02-27 | 326641 | Sus | N | EquipmentFailureInvolved¦Overhead¦ConductorOverhead¦Broken
19-0033258 | Equipment Failure/Involved | Overhead | Jumper | Burned Open | 2019 | Tier 3 - Extreme | Distribution Circuit | 3 | 12 | 2019-03-12 | 338042 | Sus | N | EquipmentFailureInvolved¦Overhead¦Jumper¦BurnedOpen
19-0033591 | Unknown Cause | Patrol - found nothing |  |  | 2019 | Tier 2 - Elevated | Distribution Circuit | 3 | 13 | 2019-03-13 | 338725 | Sus | N | UnknownCause¦Patrolfoundnothing¦¦
19-0038490 | Vegetation | Tree - fell into line | Conductor, Overhead | Normal | 2019 | Tier 3 - Extreme | Distribution Circuit | 3 | 30 | 2019-03-30 | 350754 | Sus | N | Vegetation¦Treefellintoline¦ConductorOverhead¦Normal
19-0040317 | Equipment Failure/Involved | Overhead | Connector or Splice (OH) | Broken, wire on ground | 2019 | Tier 3 - Extreme | Distribution Circuit | 4 | 6 | 2019-04-06 | 354986 | Sus | N | EquipmentFailureInvolved¦Overhead¦ConnectororSplice(OH)¦Brokenwireonground
19-0042130 | 3rd Party | Vehicle | Pole-Wood | On Ground | 2019 | Tier 2 - Elevated | Distribution Circuit | 4 | 12 | 2019-04-12 | 359975 | Sus | N | 3rdParty¦Vehicle¦PoleWood¦OnGround
19-0045103 | Equipment Failure/Involved | Overhead | Pole-Wood | Deteriorated | 2019 | Tier 2 - Elevated | Distribution Circuit | 4 | 23 | 2019-04-23 | 366073 | Sus | N | EquipmentFailureInvolved¦Overhead¦PoleWood¦Deteriorated
19-0051058 | Equipment Failure/Involved | Overhead | Woodpin | Broken | 2019 | Tier 2 - Elevated | Distribution Circuit | 5 | 11 | 2019-05-11 | 378584 | Sus | Y | EquipmentFailureInvolved¦Overhead¦Woodpin¦Broken
19-0054969 | Equipment Failure/Involved | Overhead | Transformer | Failed/Faulted | 2019 | Tier 3 - Extreme | Transformer only | 5 | 21 | 2019-05-21 | 387129 | Sus | Y | EquipmentFailureInvolved¦Overhead¦Transformer¦FailedFaulted
19-0058354 | Unknown Cause | Patrol - found nothing |  |  | 2019 | Tier 2 - Elevated | Distribution Circuit | 5 | 28 | 2019-05-28 | 391421 | Sus | Y | UnknownCause¦Patrolfoundnothing¦¦
19-0060758 | Equipment Failure/Involved | Overhead | Transformer (OH) | Deteriorated | 2019 | Tier 3 - Extreme | Transformer only | 5 | 31 | 2019-05-31 | 394450 | Sus | Y | EquipmentFailureInvolved¦Overhead¦Transformer(OH)¦Deteriorated
19-0066228 | Equipment Failure/Involved | Overhead | Transformer | Failed/Faulted | 2019 | Tier 3 - Extreme | Transformer only | 6 | 11 | 2019-06-11 | 406203 | Sus | Y | EquipmentFailureInvolved¦Overhead¦Transformer¦FailedFaulted
19-0067451 | Unknown Cause | Patrol - found nothing |  |  | 2019 | Tier 2 - Elevated | Distribution Circuit | 6 | 13 | 2019-06-13 | 409356 | Sus | Y | UnknownCause¦Patrolfoundnothing¦¦
19-0070503 | Unknown Cause | Patrol - found nothing |  |  | 2019 | Tier 3 - Extreme | Distribution Circuit | 6 | 21 | 2019-06-21 | 425210 | Sus | Y | UnknownCause¦Patrolfoundnothing¦¦
19-0071721 | Unknown Cause | Patrol - not conducted |  |  | 2019 | Tier 2 - Elevated | Distribution Circuit | 6 | 25 | 2019-06-25 | 428175 | Sus | Y | UnknownCause¦Patrolnotconducted¦¦
19-0072163 | Animal | Squirrel | Fuse | Failed/Faulted | 2019 | Tier 2 - Elevated | Distribution Circuit | 6 | 26 | 2019-06-26 | 429384 | Sus | Y | Animal¦Squirrel¦Fuse¦FailedFaulted
19-0075605 | Equipment Failure/Involved | Overhead | Pole-Wood | Broken | 2019 | Tier 2 - Elevated | Distribution Circuit | 7 | 9 | 2019-07-09 | 443700 | Sus | Y | EquipmentFailureInvolved¦Overhead¦PoleWood¦Broken
19-0086522 | Environmental/External | Lightning | Transformer (OH) | Failed/Faulted | 2019 | Tier 3 - Extreme | Distribution Circuit | 8 | 10 | 2019-08-10 | 498428 | Sus | Y | EnvironmentalExternal¦Lightning¦Transformer(OH)¦FailedFaulted
19-0086673 | Environmental/External | Lightning | Transformer (OH) | Failed/Faulted | 2019 | Tier 2 - Elevated | Distribution Circuit | 8 | 10 | 2019-08-10 | 502061 | Sus | Y | EnvironmentalExternal¦Lightning¦Transformer(OH)¦FailedFaulted
19-0090119 | Unknown Cause | Patrol - found nothing |  |  | 2019 | Tier 3 - Extreme | Distribution Circuit | 8 | 20 | 2019-08-20 | 526315 | Sus | Y | UnknownCause¦Patrolfoundnothing¦¦
19-0091864 | Vegetation | Tree - fell into line | Conductor, Overhead | Broken, wire on ground | 2019 | Tier 3 - Extreme | Distribution Circuit | 8 | 25 | 2019-08-25 | 537969 | Sus | Y | Vegetation¦Treefellintoline¦ConductorOverhead¦Brokenwireonground
19-0093098 | Equipment Failure/Involved | Electrical Overload |  | Failed/Faulted | 2019 | Tier 3 - Extreme | Transformer only | 8 | 28 | 2019-08-28 | 544113 | Sus | Y | EquipmentFailureInvolved¦ElectricalOverload¦¦FailedFaulted
19-0094316 | Company Initiated | Construction Activity/equip, company | Jumper | Burned/flashed | 2019 | Tier 3 - Extreme | Distribution Circuit | 8 | 31 | 2019-08-31 | 549436 | Sus | Y | CompanyInitiated¦ConstructionActivityequipcompany¦Jumper¦Burnedflashed
19-0094452 | Vegetation | Tree - fell into line | Pole-Wood | Broken, wire on object | 2019 | Tier 2 - Elevated | Distribution Circuit | 9 | 1 | 2019-09-01 | 550432 | Sus | Y | Vegetation¦Treefellintoline¦PoleWood¦Brokenwireonobject
19-0096570 | Environmental/External | Fire, Forest/Grass | Customer Equipment | Broken | 2019 | Tier 2 - Elevated | Distribution Circuit | 9 | 7 | 2019-09-07 | 562540 | Sus | Y | EnvironmentalExternal¦FireForestGrass¦CustomerEquipment¦Broken
19-0100855 | Equipment Failure/Involved | Overhead | Transformer | Failed/Faulted | 2019 | Tier 2 - Elevated | Distribution Circuit | 9 | 18 | 2019-09-18 | 591434 | Sus | Y | EquipmentFailureInvolved¦Overhead¦Transformer¦FailedFaulted
19-0113164 | 3rd Party | Tree - cutting, 3rd party | Transformer | Contaminated | 2019 | Tier 2 - Elevated | Distribution Circuit | 10 | 17 | 2019-10-17 | 667259 | Sus | Y | 3rdParty¦Treecutting3rdparty¦Transformer¦Contaminated
19-0115801 | Vegetation | Tree - branch fell on line | Conductor, Overhead | Normal | 2019 | Tier 3 - Extreme | Distribution Circuit | 10 | 24 | 2019-10-24 | 680033 | Sus | Y | Vegetation¦Treebranchfellonline¦ConductorOverhead¦Normal
19-0116018 | Wildfire Mitigation | Public Safety Power Shut-off | Recloser | Normal | 2019 | Tier 2 - Elevated | Distribution Circuit | 10 | 26 | 2019-10-26 | 681134 | Sus | Y | WildfireMitigation¦PublicSafetyPowerShutoff¦Recloser¦Normal
19-0117871 | Vegetation | Tree - fell into line | Conductor, Overhead | Broken, wire on ground | 2019 | Tier 2 - Elevated | Distribution Circuit | 10 | 26 | 2019-10-26 | 691709 | Sus | Y | Vegetation¦Treefellintoline¦ConductorOverhead¦Brokenwireonground
19-0120609 | Animal | Other | Fuse | Failed/Faulted | 2019 | Tier 2 - Elevated | Distribution Circuit | 11 | 4 | 2019-11-04 | 698916 | Sus | Y | Animal¦Other¦Fuse¦FailedFaulted
19-0121622 | Vegetation | Tree - fell into line | Conductor, Overhead | Broken, wire on ground | 2019 | Tier 2 - Elevated | Distribution Circuit | 11 | 5 | 2019-11-05 | 700389 | Sus | Y | Vegetation¦Treefellintoline¦ConductorOverhead¦Brokenwireonground
19-0125304 | 3rd Party | Vehicle | Pole-Wood | Broken | 2019 | Tier 2 - Elevated | Distribution Circuit | 11 | 15 | 2019-11-15 | 707919 | Sus | Y | 3rdParty¦Vehicle¦PoleWood¦Broken
19-0125379 | Unknown Cause | Patrol - found nothing |  |  | 2019 | Tier 3 - Extreme | Distribution Circuit | 11 | 16 | 2019-11-16 | 708111 | Sus | Y | UnknownCause¦Patrolfoundnothing¦¦
19-0127388 | Vegetation | Tree - grew into line | Conductor, Overhead | Normal | 2019 | Tier 3 - Extreme | Distribution Circuit | 11 | 21 | 2019-11-21 | 712551 | Sus | Y | Vegetation¦Treegrewintoline¦ConductorOverhead¦Normal
19-0129772 | Vegetation | Tree - bark fell into line | Conductor, Overhead | Failed/Faulted | 2019 | Tier 2 - Elevated | Distribution Circuit | 11 | 26 | 2019-11-26 | 719175 | Sus | Y | Vegetation¦Treebarkfellintoline¦ConductorOverhead¦FailedFaulted
19-0130162 | Unknown Cause | Patrol - not conducted |  |  | 2019 | Tier 3 - Extreme | Distribution Circuit | 11 | 26 | 2019-11-26 | 721063 | Sus | Y | UnknownCause¦Patrolnotconducted¦¦
19-0134708 | Vegetation | Tree - branch fell on line | Conductor, Overhead | Normal | 2019 | Tier 2 - Elevated | Distribution Circuit | 12 | 7 | 2019-12-07 | 732350 | Sus | N | Vegetation¦Treebranchfellonline¦ConductorOverhead¦Normal
19-0136254 | Equipment Failure/Involved | Overhead | Connector or Splice (OH) | Broken | 2019 | Tier 2 - Elevated | Distribution Circuit | 12 | 12 | 2019-12-12 | 737828 | Sus | N | EquipmentFailureInvolved¦Overhead¦ConnectororSplice(OH)¦Broken
19-0138199 | Vegetation | Tree - fell into line | Anchor or Guy | Broken | 2019 | Tier 3 - Extreme | Distribution Circuit | 12 | 30 | 2019-12-30 | 752238 | Sus | N | Vegetation¦Treefellintoline¦AnchororGuy¦Broken
20-0004576 | Vegetation | Tree - branch fell on line | Conductor, Overhead | Normal | 2020 | Tier 3 - Extreme | Distribution Circuit | 1 | 2 | 2020-01-02 | 753902 | Sus | N | Vegetation¦Treebranchfellonline¦ConductorOverhead¦Normal
20-0011135 | Vegetation | Tree - branch fell on line | Conductor, Overhead | Broken, wire on ground | 2020 | Tier 2 - Elevated | Distribution Circuit | 1 | 18 | 2020-01-18 | 765898 | Sus | N | Vegetation¦Treebranchfellonline¦ConductorOverhead¦Brokenwireonground
20-0018288 | Equipment Failure/Involved | Overhead | Transformer | Broken | 2020 | Tier 2 - Elevated | Transformer only | 2 | 6 | 2020-02-06 | 779594 | Sus | N | EquipmentFailureInvolved¦Overhead¦Transformer¦Broken
20-0019316 | Unknown Cause | Patrol - found nothing |  |  | 2020 | Tier 2 - Elevated | Distribution Circuit | 2 | 9 | 2020-02-09 | 782514 | Sus | N | UnknownCause¦Patrolfoundnothing¦¦
20-0022516 | Unknown Cause | Patrol - found nothing |  |  | 2020 | Tier 2 - Elevated | Distribution Circuit | 2 | 14 | 2020-02-14 | 791556 | Sus | N | UnknownCause¦Patrolfoundnothing¦¦
20-0028202 | Animal | Squirrel | Conductor, Overhead | Normal | 2020 | Tier 2 - Elevated | Distribution Circuit | 3 | 3 | 2020-03-03 | 825773 | Sus | N | Animal¦Squirrel¦ConductorOverhead¦Normal
20-0032427 | Vegetation | Tree - branch fell on line | Conductor, Overhead | Broken | 2020 | Tier 3 - Extreme | Distribution Circuit | 3 | 15 | 2020-03-15 | 852796 | Sus | N | Vegetation¦Treebranchfellonline¦ConductorOverhead¦Broken
20-0032570 | Environmental/External | Ice or snow | Conductor, Overhead | Broken | 2020 | Tier 3 - Extreme | Distribution Circuit | 3 | 16 | 2020-03-16 | 853656 | Sus | N | EnvironmentalExternal¦Iceorsnow¦ConductorOverhead¦Broken
20-0033897 | Vegetation | Tree - fell into line | Conductor, Overhead | Normal | 2020 | Tier 3 - Extreme | Distribution Circuit | 3 | 16 | 2020-03-16 | 853590 | Sus | N | Vegetation¦Treefellintoline¦ConductorOverhead¦Normal
20-0035574 | Equipment Failure/Involved | Overhead | Conductor, Overhead | Broken, wire on ground | 2020 | Tier 2 - Elevated | Distribution Circuit | 3 | 24 | 2020-03-24 | 862774 | Sus | N | EquipmentFailureInvolved¦Overhead¦ConductorOverhead¦Brokenwireonground
20-0038929 | Equipment Failure/Involved | Overhead | Conductor, Overhead | Broken, wire on ground | 2020 | Tier 3 - Extreme | Distribution Circuit | 4 | 6 | 2020-04-06 | 884761 | Sus | N | EquipmentFailureInvolved¦Overhead¦ConductorOverhead¦Brokenwireonground
20-0040641 | Animal | Bird found | Conductor, Overhead | Normal | 2020 | Tier 2 - Elevated | Distribution Circuit | 4 | 12 | 2020-04-12 | 894021 | Sus | N | Animal¦Birdfound¦ConductorOverhead¦Normal
20-0043487 | Animal | Bird found | Pothead(Riser Termination) | Burned/flashed | 2020 | Tier 3 - Extreme | Distribution Circuit | 4 | 21 | 2020-04-21 | 899089 | Sus | N | Animal¦Birdfound¦Pothead(RiserTermination)¦Burnedflashed
20-0058557 | Equipment Failure/Involved | Overhead | Transformer | Failed/Faulted | 2020 | Tier 3 - Extreme | Transformer only | 6 | 6 | 2020-06-06 | 933259 | Sus | Y | EquipmentFailureInvolved¦Overhead¦Transformer¦FailedFaulted
20-0062583 | Equipment Failure/Involved | Overhead | Lightning Arrestor | Failed/Faulted | 2020 | Tier 2 - Elevated | Transformer only | 6 | 18 | 2020-06-18 | 941767 | Sus | Y | EquipmentFailureInvolved¦Overhead¦LightningArrestor¦FailedFaulted
20-0066867 | 3rd Party | Vehicle | Conductor, Overhead | Normal | 2020 | Tier 2 - Elevated | Distribution Circuit | 6 | 30 | 2020-06-30 | 955305 | Sus | Y | 3rdParty¦Vehicle¦ConductorOverhead¦Normal
20-0070011 | Vegetation | Tree - fell into line | Secondary | Normal | 2020 | Tier 2 - Elevated | Transformer only | 7 | 9 | 2020-07-09 | 960749 | Sus | Y | Vegetation¦Treefellintoline¦Secondary¦Normal
20-0073281 | Equipment Failure/Involved | Overhead | Crossarm, Wood | Broken | 2020 | Tier 2 - Elevated | Transformer only | 7 | 18 | 2020-07-18 | 967256 | Sus | Y | EquipmentFailureInvolved¦Overhead¦CrossarmWood¦Broken
20-0073694 | Equipment Failure/Involved | Overhead | Crossarm, Wood | Broken | 2020 | Tier 3 - Extreme | Distribution Circuit | 7 | 20 | 2020-07-20 | 968588 | Sus | Y | EquipmentFailureInvolved¦Overhead¦CrossarmWood¦Broken
20-0073951 | Equipment Failure/Involved | Fire, pole | Crossarm, Wood | Broken | 2020 | Tier 2 - Elevated | Distribution Circuit | 7 | 21 | 2020-07-21 | 968890 | Sus | Y | EquipmentFailureInvolved¦Firepole¦CrossarmWood¦Broken
20-0080737 | Unknown Cause | Patrol - found nothing |  |  | 2020 | Tier 2 - Elevated | Distribution Circuit | 8 | 6 | 2020-08-06 | 982222 | Sus | Y | UnknownCause¦Patrolfoundnothing¦¦
20-0084392 | Equipment Failure/Involved | Overhead | Transformer (OH) | Failed/Faulted | 2020 | Tier 2 - Elevated | Transformer only | 8 | 15 | 2020-08-15 | 1005526 | Sus | Y | EquipmentFailureInvolved¦Overhead¦Transformer(OH)¦FailedFaulted
20-0085128 | Environmental/External | Lightning | Transformer (OH) | Failed/Faulted | 2020 | Tier 2 - Elevated | Transformer only | 8 | 15 | 2020-08-15 | 1008992 | Sus | Y | EnvironmentalExternal¦Lightning¦Transformer(OH)¦FailedFaulted
20-0085950 | Environmental/External | Lightning | Transformer (OH) | Normal | 2020 | Tier 2 - Elevated | Distribution Circuit | 8 | 17 | 2020-08-17 | 1017257 | Sus | Y | EnvironmentalExternal¦Lightning¦Transformer(OH)¦Normal
20-0086286 | Equipment Failure/Involved | Overhead | Transformer (OH) | Failed/Faulted | 2020 | Tier 2 - Elevated | Distribution Circuit | 8 | 17 | 2020-08-17 | 1017534 | Sus | Y | EquipmentFailureInvolved¦Overhead¦Transformer(OH)¦FailedFaulted
20-0088250 | Vegetation | Tree - fell into line | Conductor, Overhead | Broken, wire on ground | 2020 | Tier 3 - Extreme | Distribution Circuit | 8 | 20 | 2020-08-20 | 1025942 | Sus | Y | Vegetation¦Treefellintoline¦ConductorOverhead¦Brokenwireonground
20-0089059 | Environmental/External | Fire, Forest/Grass | Conductor, Overhead | Normal | 2020 | Tier 2 - Elevated | Distribution Circuit | 8 | 20 | 2020-08-20 | 1027678 | Sus | Y | EnvironmentalExternal¦FireForestGrass¦ConductorOverhead¦Normal
20-0089150 | Unknown Cause | Patrol - found nothing |  |  | 2020 | Tier 2 - Elevated | Distribution Circuit | 8 | 24 | 2020-08-24 | 1028052 | Sus | Y | UnknownCause¦Patrolfoundnothing¦¦
20-0090180 | Environmental/External | Fire, Forest/Grass | Conductor, Overhead | Normal | 2020 | Tier 3 - Extreme | Distribution Circuit | 8 | 19 | 2020-08-19 | 1032254 | Sus | Y | EnvironmentalExternal¦FireForestGrass¦ConductorOverhead¦Normal
20-0090338 | Environmental/External | Fire, Forest/Grass | Conductor, Overhead | Normal | 2020 | Tier 3 - Extreme | Distribution Circuit | 8 | 19 | 2020-08-19 | 1033080 | Sus | Y | EnvironmentalExternal¦FireForestGrass¦ConductorOverhead¦Normal
20-0090930 | Environmental/External | Fire, Forest/Grass | Pole-Wood | Broken, wire on ground | 2020 | Tier 2 - Elevated | Distribution Circuit | 8 | 18 | 2020-08-18 | 1035533 | Sus | Y | EnvironmentalExternal¦FireForestGrass¦PoleWood¦Brokenwireonground
20-0091395 | Unknown Cause | Patrol - found nothing |  |  | 2020 | Tier 3 - Extreme | Distribution Circuit | 8 | 30 | 2020-08-30 | 1040954 | Sus | Y | UnknownCause¦Patrolfoundnothing¦¦
20-0092191 | Vegetation | Tree - fell into line | Conductor, Overhead | Broken, wire on ground | 2020 | Tier 3 - Extreme | Distribution Circuit | 9 | 1 | 2020-09-01 | 1046213 | Sus | Y | Vegetation¦Treefellintoline¦ConductorOverhead¦Brokenwireonground
20-0095146 | Unknown Cause | Patrol - found nothing |  |  | 2020 | Tier 2 - Elevated | Distribution Circuit | 9 | 8 | 2020-09-08 | 1060898 | Sus | Y | UnknownCause¦Patrolfoundnothing¦¦
20-0096358 | Environmental/External | Fire, Forest/Grass | Transformer (OH) | Normal | 2020 | Tier 3 - Extreme | Transformer only | 8 | 19 | 2020-08-19 | 1064198 | Sus | Y | EnvironmentalExternal¦FireForestGrass¦Transformer(OH)¦Normal
20-0098315 | Equipment Failure/Involved | Electrical Overload | Transformer (OH) | Deteriorated | 2020 | Tier 2 - Elevated | Distribution Circuit | 9 | 16 | 2020-09-16 | 1076749 | Sus | Y | EquipmentFailureInvolved¦ElectricalOverload¦Transformer(OH)¦Deteriorated
20-0108314 | Equipment Failure/Involved | Overhead | Connector or Splice (OH) | Deteriorated | 2020 | Tier 2 - Elevated | Transformer only | 10 | 13 | 2020-10-13 | 1116805 | Sus | Y | EquipmentFailureInvolved¦Overhead¦ConnectororSplice(OH)¦Deteriorated
20-0110000 | Vegetation | Tree - branch fell on line | Conductor, Overhead | Normal | 2020 | Tier 3 - Extreme | Distribution Circuit | 10 | 17 | 2020-10-17 | 1120012 | Sus | Y | Vegetation¦Treebranchfellonline¦ConductorOverhead¦Normal
20-0111563 | Equipment Failure/Involved | Overhead | Cutout, fuse holder | Burned/flashed | 2020 | Tier 2 - Elevated | Distribution Circuit | 10 | 22 | 2020-10-22 | 1123325 | Sus | Y | EquipmentFailureInvolved¦Overhead¦Cutoutfuseholder¦Burnedflashed
20-0123159 | Unknown Cause | Patrol - found nothing |  |  | 2020 | Tier 2 - Elevated | Distribution Circuit | 11 | 20 | 2020-11-20 | 1149879 | Sus | Y | UnknownCause¦Patrolfoundnothing¦¦
20-0127375 | Equipment Failure/Involved | Overhead | Conductor, Overhead | Normal | 2020 | Tier 2 - Elevated | Distribution Circuit | 12 | 3 | 2020-12-03 | 1161272 | Sus | N | EquipmentFailureInvolved¦Overhead¦ConductorOverhead¦Normal
20-0130372 | Animal | Squirrel | Fuse | Normal | 2020 | Tier 2 - Elevated | Distribution Circuit | 12 | 14 | 2020-12-14 | 1183970 | Sus | N | Animal¦Squirrel¦Fuse¦Normal
20-0131518 | Equipment Failure/Involved | Overhead | Bushing | Broken | 2020 | Tier 2 - Elevated | Transformer only | 12 | 22 | 2020-12-22 | 1197391 | Sus | N | EquipmentFailureInvolved¦Overhead¦Bushing¦Broken
21-0009860 | Equipment Failure/Involved | Overhead | Conductor, Overhead | Broken, wire on ground | 2021 | Tier 3 - Extreme | Distribution Circuit | 1 | 18 | 2021-01-18 | 1213043 | Sus | N | EquipmentFailureInvolved¦Overhead¦ConductorOverhead¦Brokenwireonground
21-0010145 | Vegetation | Tree - fell into line | Conductor, Overhead | Normal | 2021 | Tier 3 - Extreme | Distribution Circuit | 1 | 19 | 2021-01-19 | 1214491 | Sus | N | Vegetation¦Treefellintoline¦ConductorOverhead¦Normal
21-0011723 | Company Initiated | Coordination failure | Recloser | Malfunctioning | 2021 | Tier 2 - Elevated | Distribution Circuit | 1 | 20 | 2021-01-20 | 1219210 | Sus | N | CompanyInitiated¦Coordinationfailure¦Recloser¦Malfunctioning
21-0012059 | Vegetation | Tree - fell into line | Pole-Wood | Broken | 2021 | Tier 2 - Elevated | Distribution Circuit | 1 | 21 | 2021-01-21 | 1219836 | Sus | N | Vegetation¦Treefellintoline¦PoleWood¦Broken
21-0013386 | Equipment Failure/Involved | Overhead | Transformer | Leaking | 2021 | Tier 2 - Elevated | Transformer only | 1 | 24 | 2021-01-24 | 1222274 | Sus | N | EquipmentFailureInvolved¦Overhead¦Transformer¦Leaking
21-0014662 | Unknown Cause | Patrol - found nothing |  |  | 2021 | Tier 2 - Elevated | Distribution Circuit | 1 | 26 | 2021-01-26 | 1226149 | Sus | N | UnknownCause¦Patrolfoundnothing¦¦
21-0016509 | Vegetation | Tree - branch fell on line | Transformer | Normal | 2021 | Tier 2 - Elevated | Transformer only | 1 | 27 | 2021-01-27 | 1235929 | Sus | N | Vegetation¦Treebranchfellonline¦Transformer¦Normal
21-0017830 | Vegetation | Tree - fell into line | Conductor, Overhead | Broken, wire on ground | 2021 | Tier 3 - Extreme | Distribution Circuit | 1 | 28 | 2021-01-28 | 1240283 | Sus | N | Vegetation¦Treefellintoline¦ConductorOverhead¦Brokenwireonground
21-0018440 | Unknown Cause | Patrol - found nothing |  |  | 2021 | Tier 3 - Extreme | Distribution Circuit | 1 | 29 | 2021-01-29 | 1241661 | Sus | N | UnknownCause¦Patrolfoundnothing¦¦
21-0022316 | Unknown Cause | Patrol - found nothing |  |  | 2021 | Tier 3 - Extreme | Transformer only | 2 | 5 | 2021-02-05 | 1248706 | Sus | N | UnknownCause¦Patrolfoundnothing¦¦
21-0028464 | Unknown Cause | Patrol - found nothing |  |  | 2021 | Tier 2 - Elevated | Distribution Circuit | 2 | 23 | 2021-02-23 | 1259958 | Sus | N | UnknownCause¦Patrolfoundnothing¦¦
21-0030222 | Unknown Cause | Patrol - found nothing |  |  | 2021 | Tier 2 - Elevated | Distribution Circuit | 2 | 27 | 2021-02-27 | 1263373 | Sus | N | UnknownCause¦Patrolfoundnothing¦¦
21-0034347 | Vegetation | Tree - fell into line | Conductor, Overhead | Normal | 2021 | Tier 2 - Elevated | Distribution Circuit | 3 | 10 | 2021-03-10 | 1276661 | Sus | N | Vegetation¦Treefellintoline¦ConductorOverhead¦Normal
21-0034871 | Environmental/External | Lightning | Insulator | Burned/flashed | 2021 | Tier 2 - Elevated | Transmission line | 3 | 10 | 2021-03-10 | 1277728 | Sus | N | EnvironmentalExternal¦Lightning¦Insulator¦Burnedflashed
21-0035994 | Environmental/External | Lightning | Transformer (OH) | Failed/Faulted | 2021 | Tier 3 - Extreme | Transformer only | 3 | 12 | 2021-03-12 | 1280503 | Sus | N | EnvironmentalExternal¦Lightning¦Transformer(OH)¦FailedFaulted
21-0039344 | Unknown Cause | Patrol - found nothing |  |  | 2021 | Tier 2 - Elevated | Distribution Circuit | 3 | 22 | 2021-03-22 | 1291128 | Sus | N | UnknownCause¦Patrolfoundnothing¦¦
21-0042021 | Animal | Other | Transformer | Failed/Faulted | 2021 | Tier 2 - Elevated | Transformer only | 3 | 29 | 2021-03-29 | 1302143 | Sus | N | Animal¦Other¦Transformer¦FailedFaulted
21-0047162 | Vegetation | Tree - fell into line | Secondary | Bent or Twisted | 2021 | Tier 2 - Elevated | Transformer only | 4 | 10 | 2021-04-10 | 1312578 | Sus | N | Vegetation¦Treefellintoline¦Secondary¦BentorTwisted
21-0052959 | Environmental/External | Lightning | Conductor, Overhead | Normal | 2021 | Tier 3 - Extreme | Distribution Circuit | 4 | 25 | 2021-04-25 | 1333763 | Sus | N | EnvironmentalExternal¦Lightning¦ConductorOverhead¦Normal
21-0052973 | Environmental/External | Lightning | Transformer (OH) | Burned/flashed | 2021 | Tier 3 - Extreme | Distribution Circuit | 4 | 25 | 2021-04-25 | 1333770 | Sus | N | EnvironmentalExternal¦Lightning¦Transformer(OH)¦Burnedflashed
21-0067758 | Equipment Failure/Involved | Overhead | Transformer (OH) | Failed/Faulted | 2021 | Tier 2 - Elevated | Transformer only | 5 | 29 | 2021-05-29 | 1361331 | Sus | Y | EquipmentFailureInvolved¦Overhead¦Transformer(OH)¦FailedFaulted
21-0072313 | Vegetation | Tree - branch fell on line | Transformer (OH) | Normal | 2021 | Tier 3 - Extreme | Transformer only | 6 | 9 | 2021-06-09 | 1369686 | Sus | Y | Vegetation¦Treebranchfellonline¦Transformer(OH)¦Normal
21-0075836 | Equipment Failure/Involved | Overhead | Pole-Wood | Broken | 2021 | Tier 2 - Elevated | Distribution Circuit | 6 | 17 | 2021-06-17 | 1376938 | Sus | Y | EquipmentFailureInvolved¦Overhead¦PoleWood¦Broken
21-0075836 | Equipment Failure/Involved | Overhead | Pole-Wood | Broken | 2021 | Tier 2 - Elevated | Distribution Circuit | 6 | 17 | 2021-06-17 | 1376938 | Sus | Y | EquipmentFailureInvolved¦Overhead¦PoleWood¦Broken
21-0076748 | Vegetation | Tree - fell into line | Conductor, Overhead | Broken, wire on ground | 2021 | Tier 2 - Elevated | Distribution Circuit | 6 | 20 | 2021-06-20 | 1380092 | Sus | Y | Vegetation¦Treefellintoline¦ConductorOverhead¦Brokenwireonground
21-0094595 | Unknown Cause | Patrol - found nothing |  |  | 2021 | Tier 3 - Extreme | Distribution Circuit | 7 | 25 | 2021-07-25 | 1413867 | Sus | Y | UnknownCause¦Patrolfoundnothing¦¦
21-0099476 | Vegetation | Tree - branch fell on line | Conductor, Overhead | Broken, wire on ground | 2021 | Tier 3 - Extreme | Distribution Circuit | 8 | 4 | 2021-08-04 | 1433409 | Sus | Y | Vegetation¦Treebranchfellonline¦ConductorOverhead¦Brokenwireonground
21-0109734 | Vegetation | Tree - branch fell on line | Conductor, Overhead | Normal | 2021 | Tier 2 - Elevated | Distribution Circuit | 8 | 26 | 2021-08-26 | 1454084 | Sus | Y | Vegetation¦Treebranchfellonline¦ConductorOverhead¦Normal
21-0110242 | Equipment Failure/Involved | Overhead | Transformer (OH) | Failed/Faulted | 2021 | Tier 2 - Elevated | Transformer only | 8 | 27 | 2021-08-27 | 1455487 | Sus | Y | EquipmentFailureInvolved¦Overhead¦Transformer(OH)¦FailedFaulted
21-0119159 | Unknown Cause | Patrol - found nothing |  |  | 2021 | Tier 2 - Elevated | Transformer only | 9 | 17 | 2021-09-17 | 1474021 | Sus | Y | UnknownCause¦Patrolfoundnothing¦¦
21-0121552 | Unknown Cause | Patrol - found nothing |  |  | 2021 | Tier 3 - Extreme | Distribution Circuit | 9 | 23 | 2021-09-23 | 1478789 | Sus | Y | UnknownCause¦Patrolfoundnothing¦¦
21-0123756 | 3rd Party | Tree - cutting, 3rd party | Conductor, Overhead | Normal | 2021 | Tier 2 - Elevated | Distribution Circuit | 9 | 29 | 2021-09-29 | 1483361 | Sus | Y | 3rdParty¦Treecutting3rdparty¦ConductorOverhead¦Normal
21-0129474 | Unknown Cause | Patrol - found nothing |  |  | 2021 | Tier 3 - Extreme | Distribution Circuit | 10 | 11 | 2021-10-11 | 1493900 | Sus | Y | UnknownCause¦Patrolfoundnothing¦¦
21-0133867 | Equipment Failure/Involved | Underground | Conductor, Underground | Broken | 2021 | Tier 2 - Elevated | Distribution Circuit | 10 | 20 | 2021-10-20 | 1503184 | Sus | Y | EquipmentFailureInvolved¦Underground¦ConductorUnderground¦Broken
21-0135585 | Unknown Cause | Patrol - found nothing |  |  | 2021 | Tier 3 - Extreme | Distribution Circuit | 10 | 24 | 2021-10-24 | 1507328 | Sus | Y | UnknownCause¦Patrolfoundnothing¦¦
21-0136463 | Vegetation | Tree - branch fell on line | Conductor, Overhead | Normal | 2021 | Tier 3 - Extreme | Distribution Circuit | 10 | 24 | 2021-10-24 | 1511410 | Sus | Y | Vegetation¦Treebranchfellonline¦ConductorOverhead¦Normal
21-0136702 | Equipment Failure/Involved | Overhead | Conductor, Overhead | Broken, wire on ground | 2021 | Tier 2 - Elevated | Distribution Circuit | 10 | 24 | 2021-10-24 | 1513623 | Sus | Y | EquipmentFailureInvolved¦Overhead¦ConductorOverhead¦Brokenwireonground
21-0137019 | Vegetation | Tree - branch fell on line | Conductor, Overhead | Broken, wire on ground | 2021 | Tier 2 - Elevated | Distribution Circuit | 10 | 24 | 2021-10-24 | 1516816 | Sus | Y | Vegetation¦Treebranchfellonline¦ConductorOverhead¦Brokenwireonground
21-0137121 | Equipment Failure/Involved | Overhead | Crossarm, Wood | Broken | 2021 | Tier 3 - Extreme | Distribution Circuit | 10 | 24 | 2021-10-24 | 1510048 | Sus | Y | EquipmentFailureInvolved¦Overhead¦CrossarmWood¦Broken
21-0138236 | Equipment Failure/Involved | Overhead | Crossarm, Wood | Broken | 2021 | Tier 2 - Elevated | Distribution Circuit | 10 | 26 | 2021-10-26 | 1521846 | Sus | Y | EquipmentFailureInvolved¦Overhead¦CrossarmWood¦Broken
21-0145250 | Unknown Cause | Patrol - found nothing |  |  | 2021 | Tier 3 - Extreme | Distribution Circuit | 11 | 13 | 2021-11-13 | 1542345 | Sus | Y | UnknownCause¦Patrolfoundnothing¦¦
21-0151350 | Unknown Cause | Patrol - found nothing |  |  | 2021 | Tier 3 - Extreme | Distribution Circuit | 11 | 25 | 2021-11-25 | 1554641 | Sus | Y | UnknownCause¦Patrolfoundnothing¦¦
21-0156022 | Unknown Cause | Patrol - found nothing |  |  | 2021 | Tier 3 - Extreme | Transformer only | 12 | 8 | 2021-12-08 | 1561676 | Sus | N | UnknownCause¦Patrolfoundnothing¦¦
21-0157202 | Unknown Cause | Patrol - found nothing |  |  | 2021 | Tier 2 - Elevated | Distribution Circuit | 12 | 13 | 2021-12-13 | 1566811 | Sus | N | UnknownCause¦Patrolfoundnothing¦¦
21-0157550 | Vegetation | Tree - fell into line | Conductor, Overhead | Broken, wire on ground | 2021 | Tier 3 - Extreme | Distribution Circuit | 12 | 13 | 2021-12-13 | 1568653 | Sus | N | Vegetation¦Treefellintoline¦ConductorOverhead¦Brokenwireonground
21-0158840 | Equipment Failure/Involved | Overhead | Conductor, Overhead | Broken, wire on ground | 2021 | Tier 3 - Extreme | Distribution Circuit | 12 | 16 | 2021-12-16 | 1574453 | Sus | N | EquipmentFailureInvolved¦Overhead¦ConductorOverhead¦Brokenwireonground
21-0159509 | Vegetation | Tree - fell into line | Conductor, Overhead | Broken, wire on ground | 2021 | Tier 2 - Elevated | Distribution Circuit | 12 | 17 | 2021-12-17 | 1576497 | Sus | N | Vegetation¦Treefellintoline¦ConductorOverhead¦Brokenwireonground
21-0160209 | Equipment Failure/Involved | Overhead | Regulator | Arcing | 2021 | Tier 3 - Extreme | Distribution Circuit | 12 | 23 | 2021-12-23 | 1579468 | Sus | N | EquipmentFailureInvolved¦Overhead¦Regulator¦Arcing
21-0160319 | Equipment Failure/Involved | Overhead | Insulator | Broken | 2021 | Tier 2 - Elevated | Distribution Circuit | 12 | 23 | 2021-12-23 | 1580028 | Sus | N | EquipmentFailureInvolved¦Overhead¦Insulator¦Broken
21-0160843 | Vegetation | Tree - fell into line | Conductor, Overhead | Normal | 2021 | Tier 2 - Elevated | Distribution Circuit | 12 | 26 | 2021-12-26 | 1582945 | Sus | N | Vegetation¦Treefellintoline¦ConductorOverhead¦Normal
21-0160857 | Vegetation | Tree - fell into line | Conductor, Overhead | Broken, wire on ground | 2021 | Tier 2 - Elevated | Distribution Circuit | 12 | 26 | 2021-12-26 | 1583044 | Sus | N | Vegetation¦Treefellintoline¦ConductorOverhead¦Brokenwireonground
21-0161218 | Vegetation | Tree - fell into line | Conductor, Overhead | Broken, wire on ground | 2021 | Tier 2 - Elevated | Distribution Circuit | 12 | 27 | 2021-12-27 | 1586194 | Sus | N | Vegetation¦Treefellintoline¦ConductorOverhead¦Brokenwireonground
21-0161221 | Vegetation | Tree - fell into line | Conductor, Overhead | Broken, wire on ground | 2021 | Tier 2 - Elevated | Distribution Circuit | 12 | 27 | 2021-12-27 | 1586211 | Sus | N | Vegetation¦Treefellintoline¦ConductorOverhead¦Brokenwireonground
21-0161272 | Vegetation | Tree - fell into line | Conductor, Overhead | On Ground | 2021 | Tier 3 - Extreme | Distribution Circuit | 12 | 27 | 2021-12-27 | 1586407 | Sus | N | Vegetation¦Treefellintoline¦ConductorOverhead¦OnGround
22-0005260 | Equipment Failure/Involved | Underground | Transformer (UG) | Broken | 2022 | Tier 2 - Elevated | Distribution Circuit | 1 | 2 | 2022-01-02 | 1592800 | Sus | N | EquipmentFailureInvolved¦Underground¦Transformer(UG)¦Broken
22-0005881 | Vegetation | Tree - fell into line | Conductor, Overhead | Normal | 2021 | Tier 3 - Extreme | Distribution Circuit | 12 | 26 | 2021-12-26 | 1593330 | Sus | N | Vegetation¦Treefellintoline¦ConductorOverhead¦Normal
22-0007754 | Equipment Failure/Involved | Overhead | Transformer (OH) | Failed/Faulted | 2022 | Tier 3 - Extreme | Transformer only | 1 | 9 | 2022-01-09 | 1598606 | Sus | N | EquipmentFailureInvolved¦Overhead¦Transformer(OH)¦FailedFaulted
22-0009020 | Vegetation | Tree - fell into line | Transformer (OH) | Normal | 2022 | Tier 2 - Elevated | Transformer only | 1 | 12 | 2022-01-12 | 1600868 | Sus | N | Vegetation¦Treefellintoline¦Transformer(OH)¦Normal
22-0014306 | Vegetation | Tree - fell into line | Conductor, Overhead | Broken, wire on ground | 2022 | Tier 3 - Extreme | Distribution Circuit | 1 | 25 | 2022-01-25 | 1612190 | Sus | N | Vegetation¦Treefellintoline¦ConductorOverhead¦Brokenwireonground
22-0022052 | Equipment Failure/Involved | Overhead | Transformer (OH) | Failed/Faulted | 2022 | Tier 2 - Elevated | Transformer only | 2 | 14 | 2022-02-14 | 1626879 | Sus | N | EquipmentFailureInvolved¦Overhead¦Transformer(OH)¦FailedFaulted
22-0025241 | Equipment Failure/Involved | Overhead | Connector or Splice (OH) | Broken, wire on ground | 2022 | Tier 2 - Elevated | Distribution Circuit | 2 | 22 | 2022-02-22 | 1634120 | Sus | N | EquipmentFailureInvolved¦Overhead¦ConnectororSplice(OH)¦Brokenwireonground
22-0026217 | Animal | Squirrel | Transformer (OH) | Normal | 2022 | Tier 2 - Elevated | Distribution Circuit | 2 | 24 | 2022-02-24 | 1635423 | Sus | N | Animal¦Squirrel¦Transformer(OH)¦Normal
22-0036621 | Equipment Failure/Involved | Overhead | Pole-Wood | Broken | 2022 | Tier 2 - Elevated | Distribution Circuit | 3 | 22 | 2022-03-22 | 1653026 | Sus | N | EquipmentFailureInvolved¦Overhead¦PoleWood¦Broken
22-0037616 | Equipment Failure/Involved | Overhead | Crossarm, Wood | Broken | 2022 | Tier 2 - Elevated | Distribution Circuit | 3 | 23 | 2022-03-23 | 1654494 | Sus | N | EquipmentFailureInvolved¦Overhead¦CrossarmWood¦Broken
22-0040886 | Animal | Bird found | Conductor, Overhead | Normal | 2022 | Tier 3 - Extreme | Distribution Circuit | 3 | 30 | 2022-03-30 | 1659898 | Sus | N | Animal¦Birdfound¦ConductorOverhead¦Normal
22-0042158 | Unknown Cause | Patrol - not conducted |  |  | 2022 | Tier 2 - Elevated | Distribution Circuit | 4 | 3 | 2022-04-03 | 1662098 | Sus | N | UnknownCause¦Patrolnotconducted¦¦
22-0044944 | Unknown Cause | Patrol - found nothing |  |  | 2022 | Tier 3 - Extreme | Distribution Circuit | 4 | 9 | 2022-04-09 | 1666761 | Sus | N | UnknownCause¦Patrolfoundnothing¦¦
22-0045473 | Vegetation | Tree - fell into line | Pole-Wood | Broken, wire on ground | 2022 | Tier 3 - Extreme | Distribution Circuit | 4 | 11 | 2022-04-11 | 1668633 | Sus | N | Vegetation¦Treefellintoline¦PoleWood¦Brokenwireonground
22-0045782 | Vegetation | Tree - fell into line | Conductor, Overhead | Broken, wire on ground | 2022 | Tier 3 - Extreme | Distribution Circuit | 4 | 11 | 2022-04-11 | 1668603 | Sus | N | Vegetation¦Treefellintoline¦ConductorOverhead¦Brokenwireonground
22-0063515 | Vegetation | Tree - bark fell into line | Fuse | Burned Open | 2022 | Tier 2 - Elevated | Distribution Circuit | 5 | 18 | 2022-05-18 | 1701627 | Sus | Y | Vegetation¦Treebarkfellintoline¦Fuse¦BurnedOpen
22-0064798 | Animal | Squirrel | Transformer (OH) | Normal | 2022 | Tier 2 - Elevated | Transformer only | 5 | 21 | 2022-05-21 | 1706626 | Sus | Y | Animal¦Squirrel¦Transformer(OH)¦Normal
22-0066593 | Unknown Cause | Patrol - found nothing |  |  | 2022 | Tier 2 - Elevated | Distribution Circuit | 5 | 25 | 2022-05-25 | 1710853 | Sus | Y | UnknownCause¦Patrolfoundnothing¦¦
22-0067733 | Animal | Squirrel | Transformer (OH) | Normal | 2022 | Tier 3 - Extreme | Distribution Circuit | 5 | 28 | 2022-05-28 | 1712923 | Sus | Y | Animal¦Squirrel¦Transformer(OH)¦Normal
22-0068066 | Equipment Failure/Involved | Overhead | Jumper | Burned Open | 2022 | Tier 2 - Elevated | Distribution Circuit | 5 | 30 | 2022-05-30 | 1714045 | Sus | Y | EquipmentFailureInvolved¦Overhead¦Jumper¦BurnedOpen
22-0075705 | Equipment Failure/Involved | Overhead | Other | Broken | 2022 | Tier 2 - Elevated | Distribution Circuit | 6 | 17 | 2022-06-17 | 1734107 | Sus | Y | EquipmentFailureInvolved¦Overhead¦Other¦Broken
22-0078767 | Equipment Failure/Involved | Electrical Overload | Recloser | Normal | 2022 | Tier 2 - Elevated | Distribution Circuit | 6 | 26 | 2022-06-26 | 1742813 | Sus | Y | EquipmentFailureInvolved¦ElectricalOverload¦Recloser¦Normal
22-0088551 | Equipment Failure/Involved | Overhead | Jumper | Burned Open | 2022 | Tier 2 - Elevated | Transformer only | 7 | 21 | 2022-07-21 | 1762743 | Sus | Y | EquipmentFailureInvolved¦Overhead¦Jumper¦BurnedOpen
22-0088729 | Equipment Failure/Involved | Overhead | Conductor, Overhead | Deteriorated | 2022 | Tier 3 - Extreme | Distribution Circuit | 7 | 22 | 2022-07-22 | 1763271 | Sus | Y | EquipmentFailureInvolved¦Overhead¦ConductorOverhead¦Deteriorated
22-0095315 | Equipment Failure/Involved | Overhead | Connector or Splice (OH) | Broken, wire on ground | 2022 | Tier 2 - Elevated | Distribution Circuit | 8 | 9 | 2022-08-09 | 1776883 | Sus | Y | EquipmentFailureInvolved¦Overhead¦ConnectororSplice(OH)¦Brokenwireonground
22-0095654 | Animal | Squirrel | Conductor, Overhead | Normal | 2022 | Tier 3 - Extreme | Distribution Circuit | 8 | 10 | 2022-08-10 | 1777458 | Sus | Y | Animal¦Squirrel¦ConductorOverhead¦Normal
22-0096480 | Equipment Failure/Involved | Overhead | Pole-Wood | Broken | 2022 | Tier 2 - Elevated | Distribution Circuit | 8 | 11 | 2022-08-11 | 1778859 | Sus | Y | EquipmentFailureInvolved¦Overhead¦PoleWood¦Broken
22-0097150 | Unknown Cause | Patrol - found nothing |  |  | 2022 | Tier 3 - Extreme | Transformer only | 8 | 13 | 2022-08-13 | 1779921 | Sus | Y | UnknownCause¦Patrolfoundnothing¦¦
22-0099959 | Company Initiated | Personnel, company | Switch (OH) | Normal | 2022 | Tier 2 - Elevated | Distribution Circuit | 8 | 19 | 2022-08-19 | 1785608 | Sus | Y | CompanyInitiated¦Personnelcompany¦Switch(OH)¦Normal
22-0110136 | Equipment Failure/Involved | Overhead | Fuse | Broken | 2022 | Tier 3 - Extreme | Transformer only | 9 | 14 | 2022-09-14 | 1810985 | Sus | Y | EquipmentFailureInvolved¦Overhead¦Fuse¦Broken
22-0111670 | Unknown Cause | Patrol - found nothing |  |  | 2022 | Tier 2 - Elevated | Transformer only | 9 | 18 | 2022-09-18 | 1814416 | Sus | Y | UnknownCause¦Patrolfoundnothing¦¦
22-0119509 | Equipment Failure/Involved | Overhead | Connector or Splice (OH) | Arcing | 2022 | Tier 2 - Elevated | Transformer only | 10 | 9 | 2022-10-09 | 1832281 | Sus | Y | EquipmentFailureInvolved¦Overhead¦ConnectororSplice(OH)¦Arcing
22-0125722 | 3rd Party | Vehicle | Elbow | Broken | 2022 | Tier 3 - Extreme | Distribution Circuit | 10 | 28 | 2022-10-28 | 1847795 | Sus | Y | 3rdParty¦Vehicle¦Elbow¦Broken
22-0129762 | Vegetation | Tree - branch fell on line | Conductor, Overhead | Normal | 2022 | Tier 2 - Elevated | Distribution Circuit | 11 | 9 | 2022-11-09 | 1858977 | Sus | Y | Vegetation¦Treebranchfellonline¦ConductorOverhead¦Normal
22-0132842 | Equipment Failure/Involved | Overhead | Transformer (OH) | Failed/Faulted | 2022 | Tier 3 - Extreme | Transformer only | 11 | 19 | 2022-11-19 | 1866103 | Sus | Y | EquipmentFailureInvolved¦Overhead¦Transformer(OH)¦FailedFaulted
22-0136213 | Equipment Failure/Involved | Overhead | Fuse | Failed/Faulted | 2022 | Tier 3 - Extreme | Distribution Circuit | 12 | 2 | 2022-12-02 | 1874639 | Sus | N | EquipmentFailureInvolved¦Overhead¦Fuse¦FailedFaulted
22-0137944 | Vegetation | Tree - fell into line | Conductor, Overhead | Normal | 2022 | Tier 3 - Extreme | Distribution Circuit | 12 | 9 | 2022-12-09 | 1879849 | Sus | N | Vegetation¦Treefellintoline¦ConductorOverhead¦Normal
22-0138142 | Vegetation | Tree - fell into line | Conductor, Overhead | Broken, wire on ground | 2022 | Tier 2 - Elevated | Distribution Circuit | 12 | 10 | 2022-12-10 | 1880898 | Sus | N | Vegetation¦Treefellintoline¦ConductorOverhead¦Brokenwireonground
22-0138440 | Unknown Cause | Patrol - found nothing |  |  | 2022 | Tier 2 - Elevated | Distribution Circuit | 12 | 10 | 2022-12-10 | 1882408 | Sus | N | UnknownCause¦Patrolfoundnothing¦¦
22-0138519 | Equipment Failure/Involved | Overhead | Jumper | Burned Open | 2022 | Tier 2 - Elevated | Distribution Circuit | 12 | 10 | 2022-12-10 | 1882389 | Sus | N | EquipmentFailureInvolved¦Overhead¦Jumper¦BurnedOpen
22-0140541 | Vegetation | Tree - grew into line | Conductor, Overhead | Normal | 2022 | Tier 3 - Extreme | Distribution Circuit | 12 | 19 | 2022-12-19 | 1892599 | Sus | N | Vegetation¦Treegrewintoline¦ConductorOverhead¦Normal
22-0142041 | Vegetation | Tree - grew into line | Conductor, Overhead | Normal | 2022 | Tier 2 - Elevated | Distribution Circuit | 12 | 29 | 2022-12-29 | 1901202 | Sus | N | Vegetation¦Treegrewintoline¦ConductorOverhead¦Normal
22-0142685 | Vegetation | Tree - fell into line | Other | Broken, wire on ground | 2022 | Tier 2 - Elevated | Distribution Circuit | 12 | 31 | 2022-12-31 | 1905081 | Sus | N | Vegetation¦Treefellintoline¦Other¦Brokenwireonground
15-0009901 | Vegetation | Tree - fell into line | Conductor, Overhead | On Ground | 2015 | Tier 2 - Elevated | Distribution Circuit | 2 | 6 | 2015-02-06 | 1173714 | Sus | N | Vegetation¦Treefellintoline¦ConductorOverhead¦OnGround
15-0011181 | Equipment Failure/Involved | Other | Conductor, Overhead | Broken, wire on ground | 2015 | Tier 2 - Elevated | Distribution Circuit | 2 | 6 | 2015-02-06 | 1181087 | Sus | N | EquipmentFailureInvolved¦Other¦ConductorOverhead¦Brokenwireonground
15-0016283 | Unknown Cause | Patrol - not conducted |  |  | 2015 | Tier 2 - Elevated | Distribution Circuit | 2 | 27 | 2015-02-27 | 1196893 | Sus | N | UnknownCause¦Patrolnotconducted¦¦
15-0032598 | Unknown Cause | Patrol - found nothing |  |  | 2015 | Tier 2 - Elevated | Distribution Circuit | 5 | 7 | 2015-05-07 | 1230654 | Sus | Y | UnknownCause¦Patrolfoundnothing¦¦
15-0034368 | Unknown Cause | Patrol - found nothing |  |  | 2015 | Tier 2 - Elevated | Distribution Circuit | 5 | 15 | 2015-05-15 | 1234982 | Sus | Y | UnknownCause¦Patrolfoundnothing¦¦
15-0035479 | Vegetation | Tree - branch fell on line | Service conductor | Normal | 2015 | Tier 3 - Extreme | Transformer only | 5 | 20 | 2015-05-20 | 1237465 | Sus | Y | Vegetation¦Treebranchfellonline¦Serviceconductor¦Normal
15-0038956 | Environmental/External | Lightning | Transformer (OH) | Failed/Faulted | 2015 | Tier 3 - Extreme | Transformer only | 6 | 5 | 2015-06-05 | 1244537 | Sus | Y | EnvironmentalExternal¦Lightning¦Transformer(OH)¦FailedFaulted
15-0041952 | Vegetation | Tree - branch fell on line | Conductor, Overhead | Broken, wire on ground | 2015 | Tier 3 - Extreme | Distribution Circuit | 6 | 18 | 2015-06-18 | 1252883 | Sus | Y | Vegetation¦Treebranchfellonline¦ConductorOverhead¦Brokenwireonground
15-0044258 | Equipment Failure/Involved | Overhead | Crossarm, Wood | Broken | 2015 | Tier 2 - Elevated | Distribution Circuit | 6 | 30 | 2015-06-30 | 1259494 | Sus | Y | EquipmentFailureInvolved¦Overhead¦CrossarmWood¦Broken
15-0044814 | Equipment Failure/Involved | Overhead | Transformer | Failed/Faulted | 2015 | Tier 2 - Elevated | Transformer only | 7 | 1 | 2015-07-01 | 1261264 | Sus | Y | EquipmentFailureInvolved¦Overhead¦Transformer¦FailedFaulted
15-0045855 | 3rd Party | Vehicle | Pole-Wood | Broken | 2015 | Tier 2 - Elevated | Distribution Circuit | 7 | 6 | 2015-07-06 | 1263862 | Sus | Y | 3rdParty¦Vehicle¦PoleWood¦Broken
15-0048289 | Equipment Failure/Involved | Overhead | Crossarm, Wood | Broken | 2015 | Tier 2 - Elevated | Distribution Circuit | 7 | 17 | 2015-07-17 | 1269759 | Sus | Y | EquipmentFailureInvolved¦Overhead¦CrossarmWood¦Broken
15-0049416 | Equipment Failure/Involved | Overhead | Transformer | Broken | 2015 | Tier 2 - Elevated | Transformer only | 7 | 21 | 2015-07-21 | 1274396 | Sus | Y | EquipmentFailureInvolved¦Overhead¦Transformer¦Broken
15-0052133 | Vegetation | Tree - fell into line | Conductor, Overhead | Broken, wire on ground | 2015 | Tier 2 - Elevated | Distribution Circuit | 8 | 1 | 2015-08-01 | 1281390 | Sus | Y | Vegetation¦Treefellintoline¦ConductorOverhead¦Brokenwireonground
15-0052934 | Equipment Failure/Involved | Other | Customer Equipment | Malfunctioning | 2015 | Tier 2 - Elevated | Transformer only | 8 | 5 | 2015-08-05 | 1283045 | Sus | Y | EquipmentFailureInvolved¦Other¦CustomerEquipment¦Malfunctioning
15-0058118 | Unknown Cause | Patrol - found nothing |  |  | 2015 | Tier 2 - Elevated | Distribution Circuit | 8 | 28 | 2015-08-28 | 1296483 | Sus | Y | UnknownCause¦Patrolfoundnothing¦¦
15-0067775 | Unknown Cause | Patrol - not conducted |  |  | 2015 | Tier 2 - Elevated | Distribution Circuit | 10 | 4 | 2015-10-04 | 1316542 | Sus | Y | UnknownCause¦Patrolnotconducted¦¦
15-0071331 | Environmental/External | Lightning | Transformer (UG) | Deteriorated | 2015 | Tier 2 - Elevated | Distribution Circuit | 10 | 17 | 2015-10-17 | 1324015 | Sus | Y | EnvironmentalExternal¦Lightning¦Transformer(UG)¦Deteriorated
15-0074712 | Unknown Cause | Patrol - found nothing |  |  | 2015 | Tier 3 - Extreme | Distribution Circuit | 11 | 2 | 2015-11-02 | 1332860 | Sus | Y | UnknownCause¦Patrolfoundnothing¦¦
15-0075359 | 3rd Party | Tree - cutting, 3rd party | Conductor, Overhead | Broken, wire on ground | 2015 | Tier 2 - Elevated | Distribution Circuit | 11 | 3 | 2015-11-03 | 1334793 | Sus | Y | 3rdParty¦Treecutting3rdparty¦ConductorOverhead¦Brokenwireonground
15-0078798 | Equipment Failure/Involved | Overhead | Connector or Splice (OH) | Burned Open | 2015 | Tier 2 - Elevated | Distribution Circuit | 11 | 18 | 2015-11-18 | 1344502 | Sus | Y | EquipmentFailureInvolved¦Overhead¦ConnectororSplice(OH)¦BurnedOpen
15-0083656 | Unknown Cause | Patrol - not conducted |  | Failed/Faulted | 2015 | Tier 2 - Elevated | Distribution Circuit | 12 | 9 | 2015-12-09 | 1356427 | Sus | N | UnknownCause¦Patrolnotconducted¦¦FailedFaulted
15-0086394 | Equipment Failure/Involved | Electrical Overload | Service conductor | Arcing | 2015 | Tier 3 - Extreme | Transformer only | 12 | 21 | 2015-12-21 | 1367417 | Sus | N | EquipmentFailureInvolved¦ElectricalOverload¦Serviceconductor¦Arcing
15-0087035 | Unknown Cause | Patrol - found nothing |  |  | 2015 | Tier 2 - Elevated | Distribution Circuit | 12 | 23 | 2015-12-23 | 1370624 | Sus | N | UnknownCause¦Patrolfoundnothing¦¦
16-0004857 | Unknown Cause | Patrol - found nothing |  |  | 2016 | Tier 2 - Elevated | Distribution Circuit | 1 | 12 | 2016-01-12 | 1382272 | Sus | N | UnknownCause¦Patrolfoundnothing¦¦
16-0004975 | Vegetation | Tree - fell into line | Conductor, Overhead | Broken, wire on ground | 2016 | Tier 2 - Elevated | Distribution Circuit | 1 | 13 | 2016-01-13 | 1382488 | Sus | N | Vegetation¦Treefellintoline¦ConductorOverhead¦Brokenwireonground
16-0007781 | Unknown Cause | Patrol - found nothing |  |  | 2016 | Tier 3 - Extreme | Distribution Circuit | 1 | 23 | 2016-01-23 | 1390826 | Sus | N | UnknownCause¦Patrolfoundnothing¦¦
16-0013780 | Equipment Failure/Involved | Underground | Transformer (UG) | Failed/Faulted | 2016 | Tier 2 - Elevated | Distribution Circuit | 2 | 18 | 2016-02-18 | 1407995 | Sus | N | EquipmentFailureInvolved¦Underground¦Transformer(UG)¦FailedFaulted
16-0014197 | Vegetation | Tree - branch fell on line | Service conductor | Broken | 2016 | Tier 2 - Elevated | Transformer only | 2 | 19 | 2016-02-19 | 1409231 | Sus | N | Vegetation¦Treebranchfellonline¦Serviceconductor¦Broken
16-0018617 | Equipment Failure/Involved | Overhead | Regulator | Malfunctioning | 2016 | Tier 2 - Elevated | Distribution Circuit | 3 | 7 | 2016-03-07 | 1422913 | Sus | N | EquipmentFailureInvolved¦Overhead¦Regulator¦Malfunctioning
16-0018644 | Vegetation | Tree - branch fell on line | Conductor, Overhead | Normal | 2016 | Tier 3 - Extreme | Distribution Circuit | 3 | 7 | 2016-03-07 | 1422958 | Sus | N | Vegetation¦Treebranchfellonline¦ConductorOverhead¦Normal
16-0018837 | Equipment Failure/Involved | Overhead | Transformer (OH) | Broken | 2016 | Tier 2 - Elevated | Transformer only | 3 | 7 | 2016-03-07 | 1423762 | Sus | N | EquipmentFailureInvolved¦Overhead¦Transformer(OH)¦Broken
16-0020379 | Equipment Failure/Involved | Overhead | Conductor, Overhead | Broken, wire on ground | 2016 | Tier 3 - Extreme | Distribution Circuit | 3 | 11 | 2016-03-11 | 1427347 | Sus | N | EquipmentFailureInvolved¦Overhead¦ConductorOverhead¦Brokenwireonground
16-0021214 | Vegetation | Tree - fell into line | Conductor, Overhead | Broken, wire on ground | 2016 | Tier 3 - Extreme | Distribution Circuit | 3 | 14 | 2016-03-14 | 1431112 | Sus | N | Vegetation¦Treefellintoline¦ConductorOverhead¦Brokenwireonground
16-0022389 | Vegetation | Tree - branch fell on line | Fuse | Failed/Faulted | 2016 | Tier 3 - Extreme | Distribution Circuit | 3 | 18 | 2016-03-18 | 1433563 | Sus | N | Vegetation¦Treebranchfellonline¦Fuse¦FailedFaulted
16-0023893 | Equipment Failure/Involved | Overhead | Transformer | Failed/Faulted | 2016 | Tier 2 - Elevated | Transformer only | 3 | 24 | 2016-03-24 | 1438168 | Sus | N | EquipmentFailureInvolved¦Overhead¦Transformer¦FailedFaulted
16-0031159 | Environmental/External | Lightning | Fuse | Failed/Faulted | 2016 | Tier 2 - Elevated | Distribution Circuit | 4 | 24 | 2016-04-24 | 1457579 | Sus | N | EnvironmentalExternal¦Lightning¦Fuse¦FailedFaulted
16-0035318 | Unknown Cause | Patrol - found nothing |  |  | 2016 | Tier 2 - Elevated | Distribution Circuit | 5 | 11 | 2016-05-11 | 1467970 | Sus | Y | UnknownCause¦Patrolfoundnothing¦¦
16-0035710 | Equipment Failure/Involved | Overhead | Pole-Wood | Deteriorated | 2016 | Tier 2 - Elevated | Transformer only | 5 | 12 | 2016-05-12 | 1468797 | Sus | Y | EquipmentFailureInvolved¦Overhead¦PoleWood¦Deteriorated
16-0039736 | Equipment Failure/Involved | Overhead | Transformer (OH) | Failed/Faulted | 2016 | Tier 2 - Elevated | Transformer only | 5 | 30 | 2016-05-30 | 1479274 | Sus | Y | EquipmentFailureInvolved¦Overhead¦Transformer(OH)¦FailedFaulted
16-0041542 | 3rd Party | Metallic Balloon | Conductor, Overhead | Normal | 2016 | Tier 2 - Elevated | Distribution Circuit | 6 | 6 | 2016-06-06 | 1484301 | Sus | Y | 3rdParty¦MetallicBalloon¦ConductorOverhead¦Normal
16-0044934 | Equipment Failure/Involved | Overhead | Transformer (OH) | Failed/Faulted | 2016 | Tier 3 - Extreme | Transformer only | 6 | 21 | 2016-06-21 | 1493616 | Sus | Y | EquipmentFailureInvolved¦Overhead¦Transformer(OH)¦FailedFaulted
16-0045495 | Vegetation | Tree - branch fell on line | Fuse | Failed/Faulted | 2016 | Tier 3 - Extreme | Distribution Circuit | 6 | 24 | 2016-06-24 | 1495004 | Sus | Y | Vegetation¦Treebranchfellonline¦Fuse¦FailedFaulted
16-0045828 | Unknown Cause | Patrol - found nothing |  |  | 2016 | Tier 2 - Elevated | Distribution Circuit | 6 | 26 | 2016-06-26 | 1496004 | Sus | Y | UnknownCause¦Patrolfoundnothing¦¦
16-0047492 | Vegetation | Tree - fell into line | Service conductor | Broken, wire on ground | 2016 | Tier 3 - Extreme | Transformer only | 7 | 1 | 2016-07-01 | 1499810 | Sus | Y | Vegetation¦Treefellintoline¦Serviceconductor¦Brokenwireonground
16-0058429 | Vegetation | Tree - branch fell on line | Secondary | Broken, wire on ground | 2016 | Tier 2 - Elevated | Transformer only | 8 | 19 | 2016-08-19 | 1528797 | Sus | Y | Vegetation¦Treebranchfellonline¦Secondary¦Brokenwireonground
16-0063757 | Animal | Bird found | Fuse | Failed/Faulted | 2016 | Tier 3 - Extreme | Distribution Circuit | 9 | 11 | 2016-09-11 | 1539538 | Sus | Y | Animal¦Birdfound¦Fuse¦FailedFaulted
16-0072263 | Unknown Cause | Patrol - not conducted |  |  | 2016 | Tier 2 - Elevated | Distribution Circuit | 10 | 14 | 2016-10-14 | 1559654 | Sus | Y | UnknownCause¦Patrolnotconducted¦¦
16-0073060 | Vegetation | Tree - fell into line | Conductor, Overhead | Broken, wire on ground | 2016 | Tier 2 - Elevated | Distribution Circuit | 10 | 16 | 2016-10-16 | 1563737 | Sus | Y | Vegetation¦Treefellintoline¦ConductorOverhead¦Brokenwireonground
16-0073642 | Vegetation | Tree - bark fell into line | Conductor, Overhead | Together | 2016 | Tier 3 - Extreme | Distribution Circuit | 10 | 18 | 2016-10-18 | 1565035 | Sus | Y | Vegetation¦Treebarkfellintoline¦ConductorOverhead¦Together
16-0081025 | Unknown Cause | Patrol - found nothing |  |  | 2016 | Tier 2 - Elevated | Distribution Circuit | 11 | 19 | 2016-11-19 | 1584541 | Sus | Y | UnknownCause¦Patrolfoundnothing¦¦
16-0082493 | Animal | Squirrel | Transformer (OH) | Normal | 2016 | Tier 2 - Elevated | Distribution Circuit | 11 | 27 | 2016-11-27 | 1590065 | Sus | Y | Animal¦Squirrel¦Transformer(OH)¦Normal
16-0084954 | Equipment Failure/Involved | Electrical Overload | Transformer | Failed/Faulted | 2016 | Tier 3 - Extreme | Transformer only | 12 | 10 | 2016-12-10 | 1598517 | Sus | N | EquipmentFailureInvolved¦ElectricalOverload¦Transformer¦FailedFaulted
16-0085680 | Vegetation | Tree - fell into line | Conductor, Overhead | Normal | 2016 | Tier 3 - Extreme | Distribution Circuit | 12 | 15 | 2016-12-15 | 1602392 | Sus | N | Vegetation¦Treefellintoline¦ConductorOverhead¦Normal
16-0085737 | Vegetation | Tree - fell into line | Pole-Wood | Broken | 2016 | Tier 3 - Extreme | Distribution Circuit | 12 | 15 | 2016-12-15 | 1602825 | Sus | N | Vegetation¦Treefellintoline¦PoleWood¦Broken
17-0002840 | Unknown Cause | Patrol - found nothing |  |  | 2017 | Tier 2 - Elevated | Distribution Circuit | 1 | 2 | 2017-01-02 | 1614847 | Sus | N | UnknownCause¦Patrolfoundnothing¦¦
17-0005150 | Vegetation | Tree - fell into line | Conductor, Overhead | Broken, wire on ground | 2017 | Tier 2 - Elevated | Distribution Circuit | 1 | 8 | 2017-01-08 | 1625145 | Sus | N | Vegetation¦Treefellintoline¦ConductorOverhead¦Brokenwireonground
17-0005507 | Vegetation | Tree - branch fell on line | Conductor, Overhead | Broken, wire on ground | 2017 | Tier 3 - Extreme | Distribution Circuit | 1 | 8 | 2017-01-08 | 1628055 | Sus | N | Vegetation¦Treebranchfellonline¦ConductorOverhead¦Brokenwireonground
17-0006359 | Vegetation | Tree - branch fell on line | Transformer | Broken | 2017 | Tier 3 - Extreme | Transformer only | 1 | 10 | 2017-01-10 | 1624950 | Sus | N | Vegetation¦Treebranchfellonline¦Transformer¦Broken
17-0007344 | Vegetation | Tree - branch fell on line | Conductor, Overhead | Broken, wire on ground | 2017 | Tier 2 - Elevated | Distribution Circuit | 1 | 11 | 2017-01-11 | 1638172 | Sus | N | Vegetation¦Treebranchfellonline¦ConductorOverhead¦Brokenwireonground
17-0007417 | Vegetation | Tree - branch fell on line | Secondary | Broken, wire on ground | 2017 | Tier 2 - Elevated | Transformer only | 1 | 11 | 2017-01-11 | 1638696 | Sus | N | Vegetation¦Treebranchfellonline¦Secondary¦Brokenwireonground
17-0010015 | Vegetation | Tree - fell into line | Conductor, Overhead | Broken, wire on ground | 2017 | Tier 2 - Elevated | Distribution Circuit | 1 | 18 | 2017-01-18 | 1646451 | Sus | N | Vegetation¦Treefellintoline¦ConductorOverhead¦Brokenwireonground
17-0011065 | Equipment Failure/Involved | Overhead | Cutout, fuse holder | Normal | 2017 | Tier 2 - Elevated | Transformer only | 1 | 19 | 2017-01-19 | 1651686 | Sus | N | EquipmentFailureInvolved¦Overhead¦Cutoutfuseholder¦Normal
17-0012128 | Vegetation | Tree - fell into line | Conductor, Overhead | Broken, wire on ground | 2017 | Tier 3 - Extreme | Distribution Circuit | 1 | 21 | 2017-01-21 | 1657023 | Sus | N | Vegetation¦Treefellintoline¦ConductorOverhead¦Brokenwireonground
17-0013244 | Equipment Failure/Involved | Overhead | Transformer | Failed/Faulted | 2017 | Tier 3 - Extreme | Transformer only | 1 | 22 | 2017-01-22 | 1660817 | Sus | N | EquipmentFailureInvolved¦Overhead¦Transformer¦FailedFaulted
17-0013326 | Vegetation | Tree - bark fell into line | Conductor, Overhead | Normal | 2017 | Tier 2 - Elevated | Distribution Circuit | 1 | 22 | 2017-01-22 | 1661203 | Sus | N | Vegetation¦Treebarkfellintoline¦ConductorOverhead¦Normal
17-0013974 | Unknown Cause | Patrol - found nothing |  |  | 2017 | Tier 3 - Extreme | Distribution Circuit | 1 | 23 | 2017-01-23 | 1663601 | Sus | N | UnknownCause¦Patrolfoundnothing¦¦
17-0014294 | Vegetation | Tree - fell into line | Conductor, Overhead | Broken, wire on ground | 2017 | Tier 3 - Extreme | Distribution Circuit | 1 | 24 | 2017-01-24 | 1665483 | Sus | N | Vegetation¦Treefellintoline¦ConductorOverhead¦Brokenwireonground
17-0017909 | Equipment Failure/Involved | Overhead | Transformer | Failed/Faulted | 2017 | Tier 2 - Elevated | Transformer only | 2 | 6 | 2017-02-06 | 1676803 | Sus | N | EquipmentFailureInvolved¦Overhead¦Transformer¦FailedFaulted
17-0018133 | Vegetation | Tree - fell into line | Conductor, Overhead | Together | 2017 | Tier 2 - Elevated | Distribution Circuit | 2 | 7 | 2017-02-07 | 1677375 | Sus | N | Vegetation¦Treefellintoline¦ConductorOverhead¦Together
17-0018543 | Vegetation | Tree - fell into line | Conductor, Overhead | Bent or Twisted | 2017 | Tier 3 - Extreme | Distribution Circuit | 2 | 7 | 2017-02-07 | 1679792 | Sus | N | Vegetation¦Treefellintoline¦ConductorOverhead¦BentorTwisted
17-0018771 | Equipment Failure/Involved | Overhead | Transformer (OH) | Broken | 2017 | Tier 3 - Extreme | Transformer only | 2 | 7 | 2017-02-07 | 1681047 | Sus | N | EquipmentFailureInvolved¦Overhead¦Transformer(OH)¦Broken
17-0018789 | Equipment Failure/Involved | Overhead | Transformer | Failed/Faulted | 2017 | Tier 2 - Elevated | Transformer only | 2 | 7 | 2017-02-07 | 1680853 | Sus | N | EquipmentFailureInvolved¦Overhead¦Transformer¦FailedFaulted
17-0019262 | Vegetation | Tree - fell into line | Conductor, Overhead | Broken, wire on ground | 2017 | Tier 2 - Elevated | Distribution Circuit | 2 | 9 | 2017-02-09 | 1682834 | Sus | N | Vegetation¦Treefellintoline¦ConductorOverhead¦Brokenwireonground
17-0022512 | Unknown Cause | Patrol - not conducted |  |  | 2017 | Tier 2 - Elevated | Distribution Circuit | 2 | 17 | 2017-02-17 | 1696869 | Sus | N | UnknownCause¦Patrolnotconducted¦¦
17-0023692 | Unknown Cause | Patrol - found nothing |  |  | 2017 | Tier 3 - Extreme | Distribution Circuit | 2 | 20 | 2017-02-20 | 1702558 | Sus | N | UnknownCause¦Patrolfoundnothing¦¦
17-0023749 | Environmental/External | Flood/Erosion | Conductor, Overhead | Together | 2017 | Tier 3 - Extreme | Distribution Circuit | 2 | 20 | 2017-02-20 | 1702907 | Sus | N | EnvironmentalExternal¦FloodErosion¦ConductorOverhead¦Together
17-0024786 | Unknown Cause | Patrol - found nothing |  |  | 2017 | Tier 2 - Elevated | Transmission line | 2 | 21 | 2017-02-21 | 1707076 | Sus | N | UnknownCause¦Patrolfoundnothing¦¦
17-0025634 | Equipment Failure/Involved | Overhead | Transformer (OH) | Leaking | 2017 | Tier 3 - Extreme | Transformer only | 2 | 22 | 2017-02-22 | 1710775 | Sus | N | EquipmentFailureInvolved¦Overhead¦Transformer(OH)¦Leaking
17-0026710 | Unknown Cause | Patrol - found nothing |  |  | 2017 | Tier 2 - Elevated | Distribution Circuit | 2 | 25 | 2017-02-25 | 1713788 | Sus | N | UnknownCause¦Patrolfoundnothing¦¦
17-0026736 | Environmental/External | Water | Conductor, Overhead | Broken, wire on ground | 2017 | Tier 3 - Extreme | Distribution Circuit | 2 | 25 | 2017-02-25 | 1714039 | Sus | N | EnvironmentalExternal¦Water¦ConductorOverhead¦Brokenwireonground
17-0031336 | Equipment Failure/Involved | Underground | Secondary | Burned Open | 2017 | Tier 2 - Elevated | Distribution Circuit | 3 | 16 | 2017-03-16 | 1728458 | Sus | N | EquipmentFailureInvolved¦Underground¦Secondary¦BurnedOpen
17-0031768 | Unknown Cause | Patrol - found nothing |  |  | 2017 | Tier 2 - Elevated | Distribution Circuit | 3 | 19 | 2017-03-19 | 1730071 | Sus | N | UnknownCause¦Patrolfoundnothing¦¦
17-0035082 | Vegetation | Tree - fell into line | Conductor, Overhead | On Ground | 2017 | Tier 3 - Extreme | Distribution Circuit | 3 | 30 | 2017-03-30 | 1739182 | Sus | N | Vegetation¦Treefellintoline¦ConductorOverhead¦OnGround
17-0037983 | Vegetation | Tree - fell into line | Conductor, Overhead | Broken, wire on ground | 2017 | Tier 2 - Elevated | Distribution Circuit | 4 | 6 | 2017-04-06 | 1751113 | Sus | N | Vegetation¦Treefellintoline¦ConductorOverhead¦Brokenwireonground
17-0039469 | Equipment Failure/Involved | Overhead | Connector or Splice (OH) | Broken | 2017 | Tier 2 - Elevated | Transformer only | 4 | 12 | 2017-04-12 | 1755994 | Sus | N | EquipmentFailureInvolved¦Overhead¦ConnectororSplice(OH)¦Broken
17-0044646 | Equipment Failure/Involved | Overhead | Secondary | Broken | 2017 | Tier 3 - Extreme | Transformer only | 5 | 2 | 2017-05-02 | 1772434 | Sus | Y | EquipmentFailureInvolved¦Overhead¦Secondary¦Broken
17-0045814 | Vegetation | Tree - fell into line | Conductor, Overhead | Broken, wire on ground | 2017 | Tier 2 - Elevated | Distribution Circuit | 5 | 6 | 2017-05-06 | 1776334 | Sus | Y | Vegetation¦Treefellintoline¦ConductorOverhead¦Brokenwireonground
17-0048553 | Equipment Failure/Involved | Overhead | Transformer | Failed/Faulted | 2017 | Tier 2 - Elevated | Transformer only | 5 | 17 | 2017-05-17 | 1783886 | Sus | Y | EquipmentFailureInvolved¦Overhead¦Transformer¦FailedFaulted
17-0052392 | Equipment Failure/Involved | Overhead | Crossarm, Wood | Broken | 2017 | Tier 3 - Extreme | Distribution Circuit | 6 | 2 | 2017-06-02 | 1795675 | Sus | Y | EquipmentFailureInvolved¦Overhead¦CrossarmWood¦Broken
17-0053482 | Unknown Cause | Patrol - found nothing |  |  | 2017 | Tier 3 - Extreme | Distribution Circuit | 6 | 7 | 2017-06-07 | 1799091 | Sus | Y | UnknownCause¦Patrolfoundnothing¦¦
17-0054097 | Animal | Squirrel | Fuse | Failed/Faulted | 2017 | Tier 3 - Extreme | Distribution Circuit | 6 | 9 | 2017-06-09 | 1800638 | Sus | Y | Animal¦Squirrel¦Fuse¦FailedFaulted
17-0055595 | Vegetation | Tree - fell into line | Conductor, Overhead | Normal | 2017 | Tier 2 - Elevated | Distribution Circuit | 6 | 15 | 2017-06-15 | 1805248 | Sus | Y | Vegetation¦Treefellintoline¦ConductorOverhead¦Normal
17-0058819 | Unknown Cause | Patrol - found nothing |  |  | 2017 | Tier 2 - Elevated | Distribution Circuit | 6 | 27 | 2017-06-27 | 1818832 | Sus | Y | UnknownCause¦Patrolfoundnothing¦¦
17-0061004 | Equipment Failure/Involved | Overhead | Transformer (OH) | Failed/Faulted | 2017 | Tier 2 - Elevated | Distribution Circuit | 7 | 6 | 2017-07-06 | 1824815 | Sus | Y | EquipmentFailureInvolved¦Overhead¦Transformer(OH)¦FailedFaulted
17-0062439 | Vegetation | Tree - branch fell on line | Conductor, Overhead | Broken, wire on ground | 2017 | Tier 3 - Extreme | Distribution Circuit | 7 | 12 | 2017-07-12 | 1830200 | Sus | Y | Vegetation¦Treebranchfellonline¦ConductorOverhead¦Brokenwireonground
17-0063518 | Vegetation | Tree - fell into line | Conductor, Overhead | Broken, wire on ground | 2017 | Tier 3 - Extreme | Distribution Circuit | 7 | 17 | 2017-07-17 | 1834222 | Sus | Y | Vegetation¦Treefellintoline¦ConductorOverhead¦Brokenwireonground
17-0065186 | Equipment Failure/Involved | Overhead | Transformer (OH) | Normal | 2017 | Tier 3 - Extreme | Transformer only | 7 | 25 | 2017-07-25 | 1839234 | Sus | Y | EquipmentFailureInvolved¦Overhead¦Transformer(OH)¦Normal
17-0066161 | Vegetation | Tree - branch fell on line | Conductor, Overhead | Normal | 2017 | Tier 2 - Elevated | Distribution Circuit | 7 | 28 | 2017-07-28 | 1841372 | Sus | Y | Vegetation¦Treebranchfellonline¦ConductorOverhead¦Normal
17-0073018 | Unknown Cause | Patrol - found nothing |  |  | 2017 | Tier 2 - Elevated | Distribution Circuit | 8 | 26 | 2017-08-26 | 1859746 | Sus | Y | UnknownCause¦Patrolfoundnothing¦¦
17-0073565 | 3rd Party | Vehicle | Anchor or Guy | Normal | 2017 | Tier 2 - Elevated | Distribution Circuit | 8 | 28 | 2017-08-28 | 1861715 | Sus | Y | 3rdParty¦Vehicle¦AnchororGuy¦Normal
17-0078023 | Unknown Cause | Patrol - found nothing |  |  | 2017 | Tier 2 - Elevated | Distribution Circuit | 9 | 12 | 2017-09-12 | 1876763 | Sus | Y | UnknownCause¦Patrolfoundnothing¦¦
17-0085500 | Unknown Cause | Patrol - found nothing |  |  | 2017 | Tier 3 - Extreme | Distribution Circuit | 10 | 9 | 2017-10-09 | 1896115 | Sus | Y | UnknownCause¦Patrolfoundnothing¦¦
17-0088414 | Equipment Failure/Involved | Overhead | Transformer (OH) | Broken | 2017 | Tier 3 - Extreme | Distribution Circuit | 10 | 8 | 2017-10-08 | 1903613 | Sus | Y | EquipmentFailureInvolved¦Overhead¦Transformer(OH)¦Broken
17-0088652 | Equipment Failure/Involved | Overhead | Insulator | Broken | 2017 | Tier 2 - Elevated | Distribution Circuit | 10 | 19 | 2017-10-19 | 1904236 | Sus | Y | EquipmentFailureInvolved¦Overhead¦Insulator¦Broken
17-0100869 | Equipment Failure/Involved | Overhead | Transformer (OH) | Failed/Faulted | 2017 | Tier 2 - Elevated | Transformer only | 12 | 8 | 2017-12-08 | 1939085 | Sus | N | EquipmentFailureInvolved¦Overhead¦Transformer(OH)¦FailedFaulted
17-0101575 | Unknown Cause | Patrol - found nothing |  |  | 2017 | Tier 2 - Elevated | Distribution Circuit | 12 | 14 | 2017-12-14 | 1942485 | Sus | N | UnknownCause¦Patrolfoundnothing¦¦
17-0102815 | Unknown Cause | Patrol - found nothing |  |  | 2017 | Tier 3 - Extreme | Distribution Circuit | 12 | 20 | 2017-12-20 | 1948625 | Sus | N | UnknownCause¦Patrolfoundnothing¦¦
18-0003011 | Equipment Failure/Involved | Overhead | Conductor, Overhead | Together | 2018 | Tier 2 - Elevated | Distribution Circuit | 1 | 2 | 2018-01-02 | 515 | Sus | N | EquipmentFailureInvolved¦Overhead¦ConductorOverhead¦Together
18-0004453 | Animal | Squirrel | Transformer | Burned/flashed | 2018 | Tier 2 - Elevated | Transformer only | 1 | 8 | 2018-01-08 | 4069 | Sus | N | Animal¦Squirrel¦Transformer¦Burnedflashed
18-0011182 | Equipment Failure/Involved | Overhead | Transformer | Failed/Faulted | 2018 | Tier 2 - Elevated | Distribution Circuit | 2 | 2 | 2018-02-02 | 18403 | Sus | N | EquipmentFailureInvolved¦Overhead¦Transformer¦FailedFaulted
18-0017250 | Vegetation | Tree - branch fell on line | Fuse | Failed/Faulted | 2018 | Tier 2 - Elevated | Distribution Circuit | 2 | 26 | 2018-02-26 | 31605 | Sus | N | Vegetation¦Treebranchfellonline¦Fuse¦FailedFaulted
18-0019197 | Equipment Failure/Involved | Overhead | Connector or Splice (OH) | Broken | 2018 | Tier 2 - Elevated | Distribution Circuit | 3 | 2 | 2018-03-02 | 36504 | Sus | N | EquipmentFailureInvolved¦Overhead¦ConnectororSplice(OH)¦Broken
18-0021236 | 3rd Party | Vehicle | Pole-Wood | Broken | 2018 | Tier 3 - Extreme | Distribution Circuit | 3 | 9 | 2018-03-09 | 40775 | Sus | N | 3rdParty¦Vehicle¦PoleWood¦Broken
18-0023692 | Environmental/External | Lightning | Transformer | Failed/Faulted | 2018 | Tier 2 - Elevated | Transformer only | 3 | 17 | 2018-03-17 | 46441 | Sus | N | EnvironmentalExternal¦Lightning¦Transformer¦FailedFaulted
18-0027365 | Equipment Failure/Involved | Overhead | Insulator | Broken | 2018 | Tier 2 - Elevated | Distribution Circuit | 3 | 28 | 2018-03-28 | 55110 | Sus | N | EquipmentFailureInvolved¦Overhead¦Insulator¦Broken
18-0028995 | Equipment Failure/Involved | Overhead | Transformer | Failed/Faulted | 2018 | Tier 2 - Elevated | Transformer only | 4 | 3 | 2018-04-03 | 58856 | Sus | N | EquipmentFailureInvolved¦Overhead¦Transformer¦FailedFaulted
18-0032464 | Equipment Failure/Involved | Overhead | Woodpin | Broken | 2018 | Tier 2 - Elevated | Distribution Circuit | 4 | 15 | 2018-04-15 | 67518 | Sus | N | EquipmentFailureInvolved¦Overhead¦Woodpin¦Broken
18-0033016 | Unknown Cause | Patrol - found nothing |  |  | 2018 | Tier 2 - Elevated | Distribution Circuit | 4 | 17 | 2018-04-17 | 68615 | Sus | N | UnknownCause¦Patrolfoundnothing¦¦
18-0041048 | Vegetation | Tree - fell into line | Conductor, Overhead | Broken, wire on ground | 2018 | Tier 3 - Extreme | Distribution Circuit | 5 | 15 | 2018-05-15 | 86231 | Sus | Y | Vegetation¦Treefellintoline¦ConductorOverhead¦Brokenwireonground
18-0043163 | Unknown Cause | Patrol - not conducted |  |  | 2018 | Tier 2 - Elevated | Distribution Circuit | 5 | 22 | 2018-05-22 | 91682 | Sus | Y | UnknownCause¦Patrolnotconducted¦¦
18-0044678 | Equipment Failure/Involved | Overhead | Switch (OH) | Broken | 2018 | Tier 2 - Elevated | Distribution Circuit | 5 | 26 | 2018-05-26 | 94641 | Sus | Y | EquipmentFailureInvolved¦Overhead¦Switch(OH)¦Broken
18-0047240 | 3rd Party | Vehicle | Pole-Wood | Broken, wire on ground | 2018 | Tier 2 - Elevated | Distribution Circuit | 6 | 4 | 2018-06-04 | 101071 | Sus | Y | 3rdParty¦Vehicle¦PoleWood¦Brokenwireonground
18-0052198 | Unknown Cause | Patrol - found nothing |  |  | 2018 | Tier 2 - Elevated | Distribution Circuit | 6 | 19 | 2018-06-19 | 112650 | Sus | Y | UnknownCause¦Patrolfoundnothing¦¦
18-0052967 | Animal | Squirrel | Fuse | Failed/Faulted | 2018 | Tier 3 - Extreme | Distribution Circuit | 6 | 20 | 2018-06-20 | 114084 | Sus | Y | Animal¦Squirrel¦Fuse¦FailedFaulted
18-0057186 | Unknown Cause | Patrol - not conducted |  |  | 2018 | Tier 2 - Elevated | Distribution Circuit | 7 | 5 | 2018-07-05 | 124835 | Sus | Y | UnknownCause¦Patrolnotconducted¦¦
18-0066762 | Environmental/External | Fire, Forest/Grass | Pole-Wood | Burned/flashed | 2018 | Tier 2 - Elevated | Distribution Circuit | 8 | 4 | 2018-08-04 | 148951 | Sus | Y | EnvironmentalExternal¦FireForestGrass¦PoleWood¦Burnedflashed
18-0075169 | Equipment Failure/Involved | Overhead | Other | Broken | 2018 | Tier 2 - Elevated | Transformer only | 8 | 30 | 2018-08-30 | 165730 | Sus | Y | EquipmentFailureInvolved¦Overhead¦Other¦Broken
18-0084973 | Unknown Cause | Patrol - found nothing |  |  | 2018 | Tier 2 - Elevated | Distribution Circuit | 9 | 30 | 2018-09-30 | 184512 | Sus | Y | UnknownCause¦Patrolfoundnothing¦¦
18-0090329 | Vegetation | Tree - bark fell into line | Conductor, Overhead | Broken | 2018 | Tier 2 - Elevated | Transformer only | 10 | 14 | 2018-10-14 | 194990 | Sus | Y | Vegetation¦Treebarkfellintoline¦ConductorOverhead¦Broken
18-0090342 | Unknown Cause | Patrol - found nothing |  |  | 2018 | Tier 3 - Extreme | Distribution Circuit | 10 | 15 | 2018-10-15 | 195193 | Sus | Y | UnknownCause¦Patrolfoundnothing¦¦
18-0098215 | Environmental/External | Fire, Forest/Grass | Other | Broken, wire on ground | 2018 | Tier 2 - Elevated | Transmission line | 11 | 8 | 2018-11-08 | 211572 | Sus | Y | EnvironmentalExternal¦FireForestGrass¦Other¦Brokenwireonground
18-0098896 | Equipment Failure/Involved | Overhead | Conductor, Overhead | Together | 2018 | Tier 3 - Extreme | Distribution Circuit | 11 | 11 | 2018-11-11 | 213209 | Sus | Y | EquipmentFailureInvolved¦Overhead¦ConductorOverhead¦Together
18-0102421 | Environmental/External | Fire, Forest/Grass | Transformer (OH) | Burned/flashed | 2018 | Tier 3 - Extreme | Transformer only | 11 | 8 | 2018-11-08 | 222424 | Sus | Y | EnvironmentalExternal¦FireForestGrass¦Transformer(OH)¦Burnedflashed
18-0109237 | Vegetation | Tree - fell into line | Conductor, Overhead | Broken, wire on ground | 2018 | Tier 2 - Elevated | Distribution Circuit | 12 | 14 | 2018-12-14 | 240459 | Sus | N | Vegetation¦Treefellintoline¦ConductorOverhead¦Brokenwireonground
19-0001795 | Company Initiated | Return Circuit Normal | Conductor, Underground | Broken | 2019 | Tier 2 - Elevated | Distribution Circuit | 1 | 2 | 2019-01-02 | 252019 | Sus | N | CompanyInitiated¦ReturnCircuitNormal¦ConductorUnderground¦Broken
19-0004753 | Unknown Cause | Patrol - found nothing |  |  | 2019 | Tier 2 - Elevated | Distribution Circuit | 1 | 5 | 2019-01-05 | 254142 | Sus | N | UnknownCause¦Patrolfoundnothing¦¦
19-0005098 | Vegetation | Tree - fell into line | Conductor, Overhead | Broken, wire on ground | 2019 | Tier 2 - Elevated | Distribution Circuit | 1 | 6 | 2019-01-06 | 255378 | Sus | N | Vegetation¦Treefellintoline¦ConductorOverhead¦Brokenwireonground
19-0009773 | Vegetation | Tree - fell into line | Conductor, Overhead | Broken, wire on ground | 2019 | Tier 2 - Elevated | Distribution Circuit | 1 | 16 | 2019-01-16 | 267082 | Sus | N | Vegetation¦Treefellintoline¦ConductorOverhead¦Brokenwireonground
19-0011260 | Environmental/External | Lightning | Transformer | Failed/Faulted | 2019 | Tier 2 - Elevated | Transformer only | 1 | 17 | 2019-01-17 | 274546 | Sus | N | EnvironmentalExternal¦Lightning¦Transformer¦FailedFaulted
19-0012168 | Vegetation | Tree - bark fell into line | Transformer | Broken | 2019 | Tier 3 - Extreme | Transformer only | 1 | 19 | 2019-01-19 | 276948 | Sus | N | Vegetation¦Treebarkfellintoline¦Transformer¦Broken
19-0016073 | Unknown Cause | Patrol - found nothing |  |  | 2019 | Tier 3 - Extreme | Distribution Circuit | 1 | 30 | 2019-01-30 | 284282 | Sus | N | UnknownCause¦Patrolfoundnothing¦¦
19-0016884 | Vegetation | Tree - branch fell on line | Conductor, Overhead | Broken, wire on ground | 2019 | Tier 2 - Elevated | Distribution Circuit | 2 | 2 | 2019-02-02 | 286230 | Sus | N | Vegetation¦Treebranchfellonline¦ConductorOverhead¦Brokenwireonground
19-0017827 | Vegetation | Tree - fell into line | Pole-Wood | Broken, wire on ground | 2019 | Tier 2 - Elevated | Distribution Circuit | 2 | 4 | 2019-02-04 | 289473 | Sus | N | Vegetation¦Treefellintoline¦PoleWood¦Brokenwireonground
19-0018598 | Vegetation | Tree - fell into line | Conductor, Overhead | Normal | 2019 | Tier 2 - Elevated | Distribution Circuit | 2 | 5 | 2019-02-05 | 292828 | Sus | N | Vegetation¦Treefellintoline¦ConductorOverhead¦Normal
19-0019279 | Unknown Cause | Patrol - found nothing |  |  | 2019 | Tier 2 - Elevated | Distribution Circuit | 2 | 5 | 2019-02-05 | 294519 | Sus | N | UnknownCause¦Patrolfoundnothing¦¦
19-0020535 | Vegetation | Tree - branch fell on line | Conductor, Overhead | Normal | 2019 | Tier 3 - Extreme | Distribution Circuit | 2 | 10 | 2019-02-10 | 297891 | Sus | N | Vegetation¦Treebranchfellonline¦ConductorOverhead¦Normal
19-0020682 | Vegetation | Tree - fell into line | Conductor, Overhead | Broken, wire on ground | 2019 | Tier 2 - Elevated | Distribution Circuit | 2 | 10 | 2019-02-10 | 298795 | Sus | N | Vegetation¦Treefellintoline¦ConductorOverhead¦Brokenwireonground
19-0022841 | Vegetation | Tree - branch fell on line | Crossarm, Wood | Broken | 2019 | Tier 3 - Extreme | Distribution Circuit | 2 | 14 | 2019-02-14 | 307145 | Sus | N | Vegetation¦Treebranchfellonline¦CrossarmWood¦Broken
19-0024194 | Vegetation | Tree - branch fell on line | Conductor, Overhead | Broken, wire on ground | 2019 | Tier 3 - Extreme | Distribution Circuit | 2 | 13 | 2019-02-13 | 312638 | Sus | N | Vegetation¦Treebranchfellonline¦ConductorOverhead¦Brokenwireonground
19-0024374 | Unknown Cause | Patrol - found nothing |  |  | 2019 | Tier 3 - Extreme | Distribution Circuit | 2 | 15 | 2019-02-15 | 313230 | Sus | N | UnknownCause¦Patrolfoundnothing¦¦
19-0024388 | Unknown Cause | Patrol - not conducted |  |  | 2019 | Tier 2 - Elevated | Transmission line | 2 | 16 | 2019-02-16 | 313339 | Sus | N | UnknownCause¦Patrolnotconducted¦¦
19-0024545 | Vegetation | Tree - fell into line | Conductor, Overhead | Broken, wire on ground | 2019 | Tier 3 - Extreme | Distribution Circuit | 2 | 16 | 2019-02-16 | 313872 | Sus | N | Vegetation¦Treefellintoline¦ConductorOverhead¦Brokenwireonground
19-0024576 | Vegetation | Tree - fell into line | Conductor, Overhead | Normal | 2019 | Tier 3 - Extreme | Distribution Circuit | 2 | 16 | 2019-02-16 | 314497 | Sus | N | Vegetation¦Treefellintoline¦ConductorOverhead¦Normal
19-0025269 | Vegetation | Tree - fell into line | Conductor, Overhead | Normal | 2019 | Tier 3 - Extreme | Distribution Circuit | 2 | 17 | 2019-02-17 | 315940 | Sus | N | Vegetation¦Treefellintoline¦ConductorOverhead¦Normal
19-0025707 | Equipment Failure/Involved | Overhead | Transformer (OH) | Failed/Faulted | 2019 | Tier 2 - Elevated | Transformer only | 2 | 18 | 2019-02-18 | 317957 | Sus | N | EquipmentFailureInvolved¦Overhead¦Transformer(OH)¦FailedFaulted
19-0025928 | Equipment Failure/Involved | Overhead | Pole-Wood | Broken | 2019 | Tier 3 - Extreme | Distribution Circuit | 2 | 12 | 2019-02-12 | 301591 | Sus | N | EquipmentFailureInvolved¦Overhead¦PoleWood¦Broken
19-0026982 | Vegetation | Tree - branch fell on line | Conductor, Overhead | Broken, wire on ground | 2019 | Tier 3 - Extreme | Distribution Circuit | 2 | 21 | 2019-02-21 | 320691 | Sus | N | Vegetation¦Treebranchfellonline¦ConductorOverhead¦Brokenwireonground
19-0027412 | Equipment Failure/Involved | Overhead | Conductor, Overhead | Broken | 2019 | Tier 3 - Extreme | Distribution Circuit | 2 | 22 | 2019-02-22 | 321706 | Sus | N | EquipmentFailureInvolved¦Overhead¦ConductorOverhead¦Broken
19-0028074 | Vegetation | Tree - fell into line | Conductor, Overhead | Broken, wire on ground | 2019 | Tier 3 - Extreme | Distribution Circuit | 2 | 26 | 2019-02-26 | 323831 | Sus | N | Vegetation¦Treefellintoline¦ConductorOverhead¦Brokenwireonground
19-0028503 | Vegetation | Tree - fell into line | Conductor, Overhead | Broken, wire on ground | 2019 | Tier 2 - Elevated | Distribution Circuit | 2 | 26 | 2019-02-26 | 324701 | Sus | N | Vegetation¦Treefellintoline¦ConductorOverhead¦Brokenwireonground
19-0028590 | Equipment Failure/Involved | Overhead | Conductor, Overhead | Broken, wire on ground | 2019 | Tier 2 - Elevated | Distribution Circuit | 2 | 26 | 2019-02-26 | 325299 | Sus | N | EquipmentFailureInvolved¦Overhead¦ConductorOverhead¦Brokenwireonground
19-0030316 | Equipment Failure/Involved | Overhead | Transformer | Failed/Faulted | 2019 | Tier 3 - Extreme | Transformer only | 3 | 3 | 2019-03-03 | 330290 | Sus | N | EquipmentFailureInvolved¦Overhead¦Transformer¦FailedFaulted
19-0036373 | Unknown Cause | Patrol - found nothing |  |  | 2019 | Tier 2 - Elevated | Distribution Circuit | 3 | 23 | 2019-03-23 | 346102 | Sus | N | UnknownCause¦Patrolfoundnothing¦¦
19-0039565 | Equipment Failure/Involved | Overhead | Connector or Splice (OH) | Broken | 2019 | Tier 3 - Extreme | Distribution Circuit | 4 | 3 | 2019-04-03 | 353369 | Sus | N | EquipmentFailureInvolved¦Overhead¦ConnectororSplice(OH)¦Broken
19-0039923 | Equipment Failure/Involved | Overhead | Transformer | Failed/Faulted | 2019 | Tier 3 - Extreme | Transformer only | 4 | 4 | 2019-04-04 | 354094 | Sus | N | EquipmentFailureInvolved¦Overhead¦Transformer¦FailedFaulted
19-0044573 | Unknown Cause | Patrol - found nothing |  |  | 2019 | Tier 2 - Elevated | Distribution Circuit | 4 | 20 | 2019-04-20 | 364156 | Sus | N | UnknownCause¦Patrolfoundnothing¦¦
19-0047826 | Wildfire Mitigation | CWSP - Vegetation Removal | Conductor, Overhead | Annealed | 2019 | Tier 2 - Elevated | Distribution Circuit | 5 | 1 | 2019-05-01 | 371603 | Sus | Y | WildfireMitigation¦CWSPVegetationRemoval¦ConductorOverhead¦Annealed
19-0049618 | Unknown Cause | Patrol - found nothing |  |  | 2019 | Tier 3 - Extreme | Distribution Circuit | 5 | 7 | 2019-05-07 | 375350 | Sus | Y | UnknownCause¦Patrolfoundnothing¦¦
19-0052938 | Vegetation | Tree - fell into line | Conductor, Overhead | Broken, wire on ground | 2019 | Tier 2 - Elevated | Distribution Circuit | 5 | 16 | 2019-05-16 | 382841 | Sus | Y | Vegetation¦Treefellintoline¦ConductorOverhead¦Brokenwireonground
19-0054142 | Environmental/External | Lightning | Transformer | Failed/Faulted | 2019 | Tier 2 - Elevated | Transformer only | 5 | 19 | 2019-05-19 | 385669 | Sus | Y | EnvironmentalExternal¦Lightning¦Transformer¦FailedFaulted
19-0055483 | Unknown Cause | Patrol - found nothing |  |  | 2019 | Tier 3 - Extreme | Distribution Circuit | 5 | 22 | 2019-05-22 | 388127 | Sus | Y | UnknownCause¦Patrolfoundnothing¦¦
19-0060952 | Environmental/External | Lightning | Transformer (OH) | Failed/Faulted | 2019 | Tier 3 - Extreme | Distribution Circuit | 5 | 31 | 2019-05-31 | 394798 | Sus | Y | EnvironmentalExternal¦Lightning¦Transformer(OH)¦FailedFaulted
19-0061075 | Equipment Failure/Involved | Overhead | Pole-Wood | Normal | 2019 | Tier 2 - Elevated | Distribution Circuit | 6 | 1 | 2019-06-01 | 394973 | Sus | Y | EquipmentFailureInvolved¦Overhead¦PoleWood¦Normal
19-0067584 | Unknown Cause | Patrol - found nothing |  |  | 2019 | Tier 3 - Extreme | Distribution Circuit | 6 | 14 | 2019-06-14 | 410521 | Sus | Y | UnknownCause¦Patrolfoundnothing¦¦
19-0069084 | Equipment Failure/Involved | Overhead | Pole-Wood | Deteriorated | 2019 | Zone 1 - HHZ | Distribution Circuit | 6 | 18 | 2019-06-18 | 418534 | Sus | Y | EquipmentFailureInvolved¦Overhead¦PoleWood¦Deteriorated
19-0073041 | Equipment Failure/Involved | Overhead | Crossarm, Wood | Broken | 2019 | Tier 2 - Elevated | Distribution Circuit | 6 | 28 | 2019-06-28 | 433216 | Sus | Y | EquipmentFailureInvolved¦Overhead¦CrossarmWood¦Broken
19-0076385 | Equipment Failure/Involved | Overhead | Insulator | Broken | 2019 | Tier 2 - Elevated | Distribution Circuit | 7 | 11 | 2019-07-11 | 445194 | Sus | Y | EquipmentFailureInvolved¦Overhead¦Insulator¦Broken
19-0078604 | Equipment Failure/Involved | Overhead | Transformer (OH) | Failed/Faulted | 2019 | Tier 3 - Extreme | Distribution Circuit | 7 | 17 | 2019-07-17 | 456838 | Sus | Y | EquipmentFailureInvolved¦Overhead¦Transformer(OH)¦FailedFaulted
19-0081604 | 3rd Party | Tree - cutting, 3rd party | Conductor, Overhead | Burned/flashed | 2019 | Tier 3 - Extreme | Distribution Circuit | 7 | 26 | 2019-07-26 | 472577 | Sus | Y | 3rdParty¦Treecutting3rdparty¦ConductorOverhead¦Burnedflashed
19-0083398 | Unknown Cause | Patrol - found nothing |  |  | 2019 | Tier 2 - Elevated | Distribution Circuit | 8 | 1 | 2019-08-01 | 477117 | Sus | Y | UnknownCause¦Patrolfoundnothing¦¦
19-0086524 | Environmental/External | Lightning | Transformer | Failed/Faulted | 2019 | Tier 2 - Elevated | Distribution Circuit | 8 | 10 | 2019-08-10 | 499394 | Sus | Y | EnvironmentalExternal¦Lightning¦Transformer¦FailedFaulted
19-0090470 | Unknown Cause | Patrol - found nothing |  |  | 2019 | Tier 3 - Extreme | Distribution Circuit | 8 | 21 | 2019-08-21 | 528354 | Sus | Y | UnknownCause¦Patrolfoundnothing¦¦
19-0090832 | Animal | Bird found | Fuse | Failed/Faulted | 2019 | Tier 2 - Elevated | Distribution Circuit | 8 | 22 | 2019-08-22 | 530695 | Sus | Y | Animal¦Birdfound¦Fuse¦FailedFaulted
19-0091487 | Equipment Failure/Involved | Overhead | Transformer | Failed/Faulted | 2019 | Tier 2 - Elevated | Transformer only | 8 | 23 | 2019-08-23 | 533415 | Sus | Y | EquipmentFailureInvolved¦Overhead¦Transformer¦FailedFaulted
19-0094495 | Equipment Failure/Involved | Underground | Conductor, Underground | Burned/flashed | 2019 | Tier 2 - Elevated | Distribution Circuit | 9 | 1 | 2019-09-01 | 550600 | Sus | Y | EquipmentFailureInvolved¦Underground¦ConductorUnderground¦Burnedflashed
19-0097547 | Vegetation | Tree - fell into line | Conductor, Overhead | Normal | 2019 | Tier 2 - Elevated | Distribution Circuit | 9 | 10 | 2019-09-10 | 569345 | Sus | Y | Vegetation¦Treefellintoline¦ConductorOverhead¦Normal
19-0106355 | Environmental/External | Flood/Erosion | Pole - Tower, steel | Deteriorated | 2019 | Tier 2 - Elevated | Distribution Circuit | 10 | 2 | 2019-10-02 | 635846 | Sus | Y | EnvironmentalExternal¦FloodErosion¦PoleTowersteel¦Deteriorated
19-0110276 | Equipment Failure/Involved | Overhead | Connector or Splice (OH) | Broken | 2019 | Tier 3 - Extreme | Distribution Circuit | 10 | 10 | 2019-10-10 | 653545 | Sus | Y | EquipmentFailureInvolved¦Overhead¦ConnectororSplice(OH)¦Broken
19-0110865 | Vegetation | Tree - fell into line | Conductor, Overhead | Normal | 2019 | Tier 2 - Elevated | Distribution Circuit | 10 | 12 | 2019-10-12 | 655353 | Sus | Y | Vegetation¦Treefellintoline¦ConductorOverhead¦Normal
19-0119404 | Equipment Failure/Involved | Overhead | Cutout, fuse holder | Burned/flashed | 2019 | Tier 2 - Elevated | Distribution Circuit | 10 | 31 | 2019-10-31 | 696303 | Sus | Y | EquipmentFailureInvolved¦Overhead¦Cutoutfuseholder¦Burnedflashed
19-0119772 | Unknown Cause | Patrol - found nothing |  |  | 2019 | Tier 2 - Elevated | Distribution Circuit | 10 | 31 | 2019-10-31 | 697164 | Sus | Y | UnknownCause¦Patrolfoundnothing¦¦
19-0124996 | Unknown Cause | Patrol - found nothing |  |  | 2019 | Tier 2 - Elevated | Distribution Circuit | 11 | 15 | 2019-11-15 | 707258 | Sus | Y | UnknownCause¦Patrolfoundnothing¦¦
19-0129522 | Vegetation | Tree - fell into line | Conductor, Overhead | Normal | 2019 | Tier 2 - Elevated | Distribution Circuit | 11 | 26 | 2019-11-26 | 716637 | Sus | Y | Vegetation¦Treefellintoline¦ConductorOverhead¦Normal
19-0129721 | Equipment Failure/Involved | Overhead | Fuse | Normal | 2019 | Tier 3 - Extreme | Distribution Circuit | 11 | 26 | 2019-11-26 | 717134 | Sus | Y | EquipmentFailureInvolved¦Overhead¦Fuse¦Normal
19-0129836 | Vegetation | Tree - fell into line | Conductor, Overhead | Broken, wire on ground | 2019 | Tier 2 - Elevated | Distribution Circuit | 11 | 26 | 2019-11-26 | 719660 | Sus | Y | Vegetation¦Treefellintoline¦ConductorOverhead¦Brokenwireonground
19-0130765 | Vegetation | Tree - fell into line | Conductor, Overhead | Normal | 2019 | Tier 3 - Extreme | Distribution Circuit | 11 | 27 | 2019-11-27 | 722486 | Sus | Y | Vegetation¦Treefellintoline¦ConductorOverhead¦Normal
19-0131005 | Vegetation | Tree - branch fell on line | Conductor, Overhead | Normal | 2019 | Tier 3 - Extreme | Distribution Circuit | 11 | 29 | 2019-11-29 | 723308 | Sus | Y | Vegetation¦Treebranchfellonline¦ConductorOverhead¦Normal
19-0134319 | Vegetation | Tree - fell into line | Conductor, Overhead | Broken, wire on ground | 2019 | Tier 3 - Extreme | Distribution Circuit | 12 | 6 | 2019-12-06 | 731061 | Sus | N | Vegetation¦Treefellintoline¦ConductorOverhead¦Brokenwireonground
19-0134605 | 3rd Party | Vehicle | Pole-Wood | Broken, wire on object | 2019 | Tier 2 - Elevated | Distribution Circuit | 12 | 6 | 2019-12-06 | 731873 | Sus | N | 3rdParty¦Vehicle¦PoleWood¦Brokenwireonobject
19-0135000 | Vegetation | Tree - branch fell on line | Conductor, Overhead | Normal | 2019 | Tier 3 - Extreme | Distribution Circuit | 12 | 7 | 2019-12-07 | 732974 | Sus | N | Vegetation¦Treebranchfellonline¦ConductorOverhead¦Normal
19-0136785 | Vegetation | Tree - grew into line | Service conductor | Broken, wire on ground | 2019 | Tier 2 - Elevated | Transformer only | 12 | 16 | 2019-12-16 | 743574 | Sus | N | Vegetation¦Treegrewintoline¦Serviceconductor¦Brokenwireonground
19-0137547 | Vegetation | Tree - branch fell on line | Conductor, Overhead | Normal | 2019 | Tier 3 - Extreme | Distribution Circuit | 12 | 22 | 2019-12-22 | 748359 | Sus | N | Vegetation¦Treebranchfellonline¦ConductorOverhead¦Normal
20-0006233 | Equipment Failure/Involved | Overhead | Transformer (OH) | Failed/Faulted | 2020 | Tier 2 - Elevated | Distribution Circuit | 1 | 8 | 2020-01-08 | 756889 | Sus | N | EquipmentFailureInvolved¦Overhead¦Transformer(OH)¦FailedFaulted
20-0008913 | Unknown Cause | Patrol - found nothing |  |  | 2020 | Tier 3 - Extreme | Distribution Circuit | 1 | 15 | 2020-01-15 | 761237 | Sus | N | UnknownCause¦Patrolfoundnothing¦¦
20-0010155 | Vegetation | Tree - branch fell on line | Conductor, Overhead | Together | 2020 | Tier 3 - Extreme | Distribution Circuit | 1 | 16 | 2020-01-16 | 762602 | Sus | N | Vegetation¦Treebranchfellonline¦ConductorOverhead¦Together
20-0010392 | Unknown Cause | Patrol - not conducted |  |  | 2020 | Tier 2 - Elevated | Transmission line | 1 | 17 | 2020-01-17 | 763799 | Sus | N | UnknownCause¦Patrolnotconducted¦¦
20-0011174 | Vegetation | Tree - fell into line | Conductor, Overhead | Broken, wire on ground | 2020 | Tier 2 - Elevated | Distribution Circuit | 1 | 16 | 2020-01-16 | 766118 | Sus | N | Vegetation¦Treefellintoline¦ConductorOverhead¦Brokenwireonground
20-0013121 | Vegetation | Tree - fell into line | Crossarm, Wood | Broken | 2020 | Tier 2 - Elevated | Distribution Circuit | 1 | 24 | 2020-01-24 | 769071 | Sus | N | Vegetation¦Treefellintoline¦CrossarmWood¦Broken
20-0014640 | Unknown Cause | Patrol - found nothing |  |  | 2020 | Tier 2 - Elevated | Distribution Circuit | 1 | 28 | 2020-01-28 | 771988 | Sus | N | UnknownCause¦Patrolfoundnothing¦¦
20-0020396 | Company Initiated | Return Circuit Normal | Conductor, Overhead | Normal | 2020 | Tier 3 - Extreme | Distribution Circuit | 2 | 11 | 2020-02-11 | 788464 | Sus | N | CompanyInitiated¦ReturnCircuitNormal¦ConductorOverhead¦Normal
20-0027300 | Unknown Cause | Patrol - found nothing |  |  | 2020 | Tier 3 - Extreme | Distribution Circuit | 2 | 29 | 2020-02-29 | 819980 | Sus | N | UnknownCause¦Patrolfoundnothing¦¦
20-0032277 | Vegetation | Tree - fell into line | Conductor, Overhead | Normal | 2020 | Tier 3 - Extreme | Distribution Circuit | 3 | 15 | 2020-03-15 | 851615 | Sus | N | Vegetation¦Treefellintoline¦ConductorOverhead¦Normal
20-0032314 | Vegetation | Tree - fell into line | Crossarm, Wood | Broken, wire on ground | 2020 | Tier 3 - Extreme | Distribution Circuit | 3 | 15 | 2020-03-15 | 852205 | Sus | N | Vegetation¦Treefellintoline¦CrossarmWood¦Brokenwireonground
20-0033509 | Vegetation | Tree - fell into line | Service conductor | Broken, wire on ground | 2020 | Tier 2 - Elevated | Distribution Circuit | 3 | 16 | 2020-03-16 | 854002 | Sus | N | Vegetation¦Treefellintoline¦Serviceconductor¦Brokenwireonground
20-0033736 | Vegetation | Tree - branch fell on line | Conductor, Overhead | Normal | 2020 | Tier 3 - Extreme | Distribution Circuit | 3 | 16 | 2020-03-16 | 853655 | Sus | N | Vegetation¦Treebranchfellonline¦ConductorOverhead¦Normal
20-0034097 | Equipment Failure/Involved | Overhead | Crossarm, Wood | Broken | 2020 | Tier 3 - Extreme | Distribution Circuit | 3 | 16 | 2020-03-16 | 856997 | Sus | N | EquipmentFailureInvolved¦Overhead¦CrossarmWood¦Broken
20-0034927 | Unknown Cause | Patrol - not conducted |  |  | 2020 | Tier 2 - Elevated | Distribution Circuit | 3 | 21 | 2020-03-21 | 860151 | Sus | N | UnknownCause¦Patrolnotconducted¦¦
20-0035071 | Equipment Failure/Involved | Overhead | Transformer (OH) | Broken | 2020 | Tier 3 - Extreme | Transformer only | 3 | 22 | 2020-03-22 | 861439 | Sus | N | EquipmentFailureInvolved¦Overhead¦Transformer(OH)¦Broken
20-0038439 | Equipment Failure/Involved | Overhead | Insulator | Broken | 2020 | Tier 2 - Elevated | Distribution Circuit | 4 | 4 | 2020-04-04 | 882462 | Sus | N | EquipmentFailureInvolved¦Overhead¦Insulator¦Broken
20-0038475 | Vegetation | Tree - fell into line | Pole-Wood | Broken, wire on ground | 2020 | Tier 3 - Extreme | Distribution Circuit | 4 | 5 | 2020-04-05 | 882586 | Sus | N | Vegetation¦Treefellintoline¦PoleWood¦Brokenwireonground
20-0038475 | Vegetation | Tree - fell into line | Pole-Wood | Broken, wire on ground | 2020 | Tier 3 - Extreme | Distribution Circuit | 4 | 5 | 2020-04-05 | 882586 | Sus | N | Vegetation¦Treefellintoline¦PoleWood¦Brokenwireonground
20-0041591 | 3rd Party | Tree - cutting, 3rd party | Conductor, Overhead | Burned/flashed | 2020 | Tier 3 - Extreme | Distribution Circuit | 4 | 15 | 2020-04-15 | 895905 | Sus | N | 3rdParty¦Treecutting3rdparty¦ConductorOverhead¦Burnedflashed
20-0044245 | Vegetation | Tree - fell into line | Conductor, Overhead | Normal | 2020 | Tier 3 - Extreme | Distribution Circuit | 4 | 24 | 2020-04-24 | 900434 | Sus | N | Vegetation¦Treefellintoline¦ConductorOverhead¦Normal
20-0053922 | Unknown Cause | Patrol - not conducted |  |  | 2020 | Tier 2 - Elevated | Distribution Circuit | 5 | 26 | 2020-05-26 | 921219 | Sus | Y | UnknownCause¦Patrolnotconducted¦¦
20-0055078 | Equipment Failure/Involved | Overhead | Transformer (OH) | Failed/Faulted | 2020 | Tier 2 - Elevated | Transformer only | 5 | 28 | 2020-05-28 | 924042 | Sus | Y | EquipmentFailureInvolved¦Overhead¦Transformer(OH)¦FailedFaulted
20-0055553 | 3rd Party | Vehicle | Pole-Wood | Broken, wire on ground | 2020 | Tier 2 - Elevated | Distribution Circuit | 5 | 29 | 2020-05-29 | 925055 | Sus | Y | 3rdParty¦Vehicle¦PoleWood¦Brokenwireonground
20-0055933 | Environmental/External | Lightning | Pole-Wood | Broken | 2020 | Tier 2 - Elevated | Distribution Circuit | 5 | 30 | 2020-05-30 | 926354 | Sus | Y | EnvironmentalExternal¦Lightning¦PoleWood¦Broken
20-0058370 | Vegetation | Tree - fell into line | Conductor, Overhead | Normal | 2020 | Tier 2 - Elevated | Distribution Circuit | 6 | 5 | 2020-06-05 | 932403 | Sus | Y | Vegetation¦Treefellintoline¦ConductorOverhead¦Normal
20-0063551 | Unknown Cause | Patrol - found nothing |  |  | 2020 | Tier 2 - Elevated | Distribution Circuit | 6 | 22 | 2020-06-22 | 944266 | Sus | Y | UnknownCause¦Patrolfoundnothing¦¦
20-0072417 | Equipment Failure/Involved | Underground | Transformer (UG) | Leaking | 2020 | Tier 2 - Elevated | Distribution Circuit | 7 | 15 | 2020-07-15 | 965606 | Sus | Y | EquipmentFailureInvolved¦Underground¦Transformer(UG)¦Leaking
20-0073067 | 3rd Party | Vehicle | Pole-Wood | Broken, wire on ground | 2020 | Tier 2 - Elevated | Distribution Circuit | 7 | 17 | 2020-07-17 | 966676 | Sus | Y | 3rdParty¦Vehicle¦PoleWood¦Brokenwireonground
20-0074638 | Equipment Failure/Involved | Overhead | Transformer (OH) | Failed/Faulted | 2020 | Tier 2 - Elevated | Distribution Circuit | 7 | 22 | 2020-07-22 | 969857 | Sus | Y | EquipmentFailureInvolved¦Overhead¦Transformer(OH)¦FailedFaulted
20-0075005 | Equipment Failure/Involved | Overhead | Transformer (OH) | Normal | 2020 | Tier 3 - Extreme | Distribution Circuit | 7 | 23 | 2020-07-23 | 970351 | Sus | Y | EquipmentFailureInvolved¦Overhead¦Transformer(OH)¦Normal
20-0076090 | Vegetation | Tree - fell into line | Transformer (OH) | Broken | 2020 | Tier 2 - Elevated | Transformer only | 7 | 26 | 2020-07-26 | 972196 | Sus | Y | Vegetation¦Treefellintoline¦Transformer(OH)¦Broken
20-0080890 | Vegetation | Tree - branch fell on line | Conductor, Overhead | Normal | 2020 | Tier 2 - Elevated | Distribution Circuit | 8 | 7 | 2020-08-07 | 983454 | Sus | Y | Vegetation¦Treebranchfellonline¦ConductorOverhead¦Normal
20-0081035 | Unknown Cause | Patrol - found nothing |  |  | 2020 | Tier 2 - Elevated | Distribution Circuit | 8 | 7 | 2020-08-07 | 983761 | Sus | Y | UnknownCause¦Patrolfoundnothing¦¦
20-0085153 | Vegetation | Tree - fell into line | Conductor, Overhead | Broken, wire on ground | 2020 | Tier 2 - Elevated | Distribution Circuit | 8 | 16 | 2020-08-16 | 1013103 | Sus | Y | Vegetation¦Treefellintoline¦ConductorOverhead¦Brokenwireonground
20-0087255 | Vegetation | Tree - fell into line | Conductor, Overhead | Broken, wire on ground | 2020 | Tier 2 - Elevated | Distribution Circuit | 8 | 19 | 2020-08-19 | 1021381 | Sus | Y | Vegetation¦Treefellintoline¦ConductorOverhead¦Brokenwireonground
20-0089514 | Equipment Failure/Involved | Fire, pole | Pole-Wood | Normal | 2020 | Tier 3 - Extreme | Distribution Circuit | 8 | 24 | 2020-08-24 | 1028837 | Sus | Y | EquipmentFailureInvolved¦Firepole¦PoleWood¦Normal
20-0090855 | Vegetation | Tree - fell into line | Conductor, Overhead | Normal | 2020 | Tier 3 - Extreme | Distribution Circuit | 8 | 27 | 2020-08-27 | 1035372 | Sus | Y | Vegetation¦Treefellintoline¦ConductorOverhead¦Normal
20-0108130 | Wildfire Mitigation | Public Safety Power Shut-off | Conductor, Overhead | Together | 2020 | Tier 3 - Extreme | Distribution Circuit | 10 | 14 | 2020-10-14 | 1117780 | Sus | Y | WildfireMitigation¦PublicSafetyPowerShutoff¦ConductorOverhead¦Together
20-0110285 | 3rd Party | Vehicle | Pole-Wood | Broken | 2020 | Tier 2 - Elevated | Distribution Circuit | 10 | 19 | 2020-10-19 | 1120759 | Sus | Y | 3rdParty¦Vehicle¦PoleWood¦Broken
20-0111056 | Wildfire Mitigation | Public Safety Power Shut-off | Conductor, Overhead | Normal | 2020 | Tier 3 - Extreme | Distribution Circuit | 10 | 22 | 2020-10-22 | 1122907 | Sus | Y | WildfireMitigation¦PublicSafetyPowerShutoff¦ConductorOverhead¦Normal
20-0115640 | Unknown Cause | Patrol - found nothing |  |  | 2020 | Tier 3 - Extreme | Distribution Circuit | 10 | 31 | 2020-10-31 | 1132747 | Sus | Y | UnknownCause¦Patrolfoundnothing¦¦
20-0119309 | Unknown Cause | Patrol - found nothing |  |  | 2020 | Tier 2 - Elevated | Transformer only | 11 | 10 | 2020-11-10 | 1141013 | Sus | Y | UnknownCause¦Patrolfoundnothing¦¦
20-0121327 | Unknown Cause | Patrol - found nothing |  |  | 2020 | Tier 2 - Elevated | Distribution Circuit | 11 | 16 | 2020-11-16 | 1146158 | Sus | Y | UnknownCause¦Patrolfoundnothing¦¦
20-0123704 | 3rd Party | Vehicle | Conductor, Overhead | Normal | 2020 | Tier 2 - Elevated | Distribution Circuit | 11 | 21 | 2020-11-21 | 1150516 | Sus | Y | 3rdParty¦Vehicle¦ConductorOverhead¦Normal
20-0125467 | Unknown Cause | Patrol - found nothing |  |  | 2020 | Tier 2 - Elevated | Distribution Circuit | 11 | 27 | 2020-11-27 | 1155052 | Sus | Y | UnknownCause¦Patrolfoundnothing¦¦
20-0128816 | Animal | Squirrel | Transformer (OH) | Failed/Faulted | 2020 | Tier 2 - Elevated | Distribution Circuit | 12 | 8 | 2020-12-08 | 1171046 | Sus | N | Animal¦Squirrel¦Transformer(OH)¦FailedFaulted
20-0129392 | Equipment Failure/Involved | Overhead | Transformer (OH) | Leaking | 2020 | Tier 3 - Extreme | Transformer only | 12 | 10 | 2020-12-10 | 1175453 | Sus | N | EquipmentFailureInvolved¦Overhead¦Transformer(OH)¦Leaking
20-0131049 | Equipment Failure/Involved | Underground | Transformer (UG) | Failed/Faulted | 2020 | Tier 3 - Extreme | Distribution Circuit | 12 | 18 | 2020-12-18 | 1193191 | Sus | N | EquipmentFailureInvolved¦Underground¦Transformer(UG)¦FailedFaulted
21-0006737 | Unknown Cause | Patrol - found nothing |  |  | 2021 | Tier 2 - Elevated | Transformer only | 1 | 8 | 2021-01-08 | 1206898 | Sus | N | UnknownCause¦Patrolfoundnothing¦¦
21-0006880 | Equipment Failure/Involved | Overhead | Transformer (OH) | Broken | 2021 | Tier 2 - Elevated | Distribution Circuit | 1 | 9 | 2021-01-09 | 1207286 | Sus | N | EquipmentFailureInvolved¦Overhead¦Transformer(OH)¦Broken
21-0010046 | Vegetation | Tree - branch fell on line | Conductor, Overhead | Together | 2021 | Tier 2 - Elevated | Distribution Circuit | 1 | 19 | 2021-01-19 | 1214138 | Sus | N | Vegetation¦Treebranchfellonline¦ConductorOverhead¦Together
21-0010219 | Vegetation | Tree - branch fell on line | Conductor, Overhead | Broken, wire on object | 2021 | Tier 3 - Extreme | Distribution Circuit | 1 | 19 | 2021-01-19 | 1213479 | Sus | N | Vegetation¦Treebranchfellonline¦ConductorOverhead¦Brokenwireonobject
21-0010227 | Vegetation | Tree - fell into line | Conductor, Overhead | Normal | 2021 | Tier 2 - Elevated | Distribution Circuit | 1 | 19 | 2021-01-19 | 1214995 | Sus | N | Vegetation¦Treefellintoline¦ConductorOverhead¦Normal
21-0010618 | Vegetation | Tree - fell into line | Conductor, Overhead | Broken, wire on ground | 2021 | Tier 3 - Extreme | Distribution Circuit | 1 | 19 | 2021-01-19 | 1216483 | Sus | N | Vegetation¦Treefellintoline¦ConductorOverhead¦Brokenwireonground
21-0010951 | Equipment Failure/Involved | Overhead | Conductor, Overhead | Broken, wire on ground | 2021 | Tier 2 - Elevated | Distribution Circuit | 1 | 19 | 2021-01-19 | 1217517 | Sus | N | EquipmentFailureInvolved¦Overhead¦ConductorOverhead¦Brokenwireonground
21-0011572 | Unknown Cause | Patrol - found nothing |  |  | 2021 | Tier 3 - Extreme | Distribution Circuit | 1 | 19 | 2021-01-19 | 1218921 | Sus | N | UnknownCause¦Patrolfoundnothing¦¦
21-0012213 | Vegetation | Tree - branch fell on line | Conductor, Overhead | Normal | 2021 | Tier 3 - Extreme | Distribution Circuit | 1 | 19 | 2021-01-19 | 1216896 | Sus | N | Vegetation¦Treebranchfellonline¦ConductorOverhead¦Normal
21-0012265 | Vegetation | Tree - branch fell on line | Conductor, Overhead | Together | 2021 | Tier 2 - Elevated | Distribution Circuit | 1 | 21 | 2021-01-21 | 1219951 | Sus | N | Vegetation¦Treebranchfellonline¦ConductorOverhead¦Together
21-0012946 | Company Initiated | Personnel, company | Fuse | Normal | 2021 | Tier 3 - Extreme | Transformer only | 1 | 22 | 2021-01-22 | 1221392 | Sus | N | CompanyInitiated¦Personnelcompany¦Fuse¦Normal
21-0014778 | Vegetation | Tree - fell into line | Conductor, Overhead | Normal | 2021 | Tier 3 - Extreme | Distribution Circuit | 1 | 26 | 2021-01-26 | 1226420 | Sus | N | Vegetation¦Treefellintoline¦ConductorOverhead¦Normal
21-0014812 | Equipment Failure/Involved | Overhead | Lightning Arrestor | Failed/Faulted | 2021 | Tier 2 - Elevated | Distribution Circuit | 1 | 26 | 2021-01-26 | 1226449 | Sus | N | EquipmentFailureInvolved¦Overhead¦LightningArrestor¦FailedFaulted
21-0015536 | Unknown Cause | Patrol - found nothing |  |  | 2021 | Tier 2 - Elevated | Distribution Circuit | 1 | 27 | 2021-01-27 | 1231587 | Sus | N | UnknownCause¦Patrolfoundnothing¦¦
21-0016972 | Equipment Failure/Involved | Overhead | Fuse | Failed/Faulted | 2021 | Tier 2 - Elevated | Distribution Circuit | 1 | 27 | 2021-01-27 | 1237665 | Sus | N | EquipmentFailureInvolved¦Overhead¦Fuse¦FailedFaulted
21-0020072 | Equipment Failure/Involved | Overhead | Crossarm, Steel | Broken, wire on object | 2021 | Tier 2 - Elevated | Transformer only | 1 | 31 | 2021-01-31 | 1244211 | Sus | N | EquipmentFailureInvolved¦Overhead¦CrossarmSteel¦Brokenwireonobject
21-0023998 | Equipment Failure/Involved | Overhead | Transformer (OH) | Failed/Faulted | 2021 | Tier 3 - Extreme | Transformer only | 2 | 10 | 2021-02-10 | 1252314 | Sus | N | EquipmentFailureInvolved¦Overhead¦Transformer(OH)¦FailedFaulted
21-0029364 | Vegetation | Tree - branch fell on line | Conductor, Overhead | Normal | 2021 | Tier 3 - Extreme | Distribution Circuit | 2 | 25 | 2021-02-25 | 1261883 | Sus | N | Vegetation¦Treebranchfellonline¦ConductorOverhead¦Normal
21-0029901 | Equipment Failure/Involved | Overhead | Other | Deteriorated | 2021 | Tier 3 - Extreme | Transformer only | 2 | 26 | 2021-02-26 | 1262875 | Sus | N | EquipmentFailureInvolved¦Overhead¦Other¦Deteriorated
21-0043003 | Vegetation | Tree - grew into line | Conductor, Overhead | Normal | 2021 | Tier 2 - Elevated | Distribution Circuit | 3 | 30 | 2021-03-30 | 1303877 | Sus | N | Vegetation¦Treegrewintoline¦ConductorOverhead¦Normal
21-0049063 | Equipment Failure/Involved | Overhead | Insulator | Broken | 2021 | Tier 3 - Extreme | Distribution Circuit | 4 | 15 | 2021-04-15 | 1318281 | Sus | N | EquipmentFailureInvolved¦Overhead¦Insulator¦Broken
21-0049839 | Unknown Cause | Patrol - found nothing |  |  | 2021 | Tier 2 - Elevated | Distribution Circuit | 4 | 16 | 2021-04-16 | 1320475 | Sus | N | UnknownCause¦Patrolfoundnothing¦¦
21-0055113 | Equipment Failure/Involved | Overhead | Insulator | Broken | 2021 | Tier 3 - Extreme | Distribution Circuit | 4 | 29 | 2021-04-29 | 1337373 | Sus | N | EquipmentFailureInvolved¦Overhead¦Insulator¦Broken
21-0056350 | Equipment Failure/Involved | Overhead | Other | Broken | 2021 | Tier 2 - Elevated | Distribution Circuit | 5 | 3 | 2021-05-03 | 1340205 | Sus | Y | EquipmentFailureInvolved¦Overhead¦Other¦Broken
21-0062054 | Environmental/External | Lightning | Transformer (OH) | Failed/Faulted | 2021 | Tier 2 - Elevated | Transformer only | 5 | 16 | 2021-05-16 | 1350947 | Sus | Y | EnvironmentalExternal¦Lightning¦Transformer(OH)¦FailedFaulted
21-0063596 | Equipment Failure/Involved | Overhead | Transformer (OH) | Deteriorated | 2021 | Tier 2 - Elevated | Transformer only | 5 | 19 | 2021-05-19 | 1354061 | Sus | Y | EquipmentFailureInvolved¦Overhead¦Transformer(OH)¦Deteriorated
21-0065318 | Equipment Failure/Involved | Overhead | Transformer (OH) | Leaking | 2021 | Tier 2 - Elevated | Transformer only | 5 | 24 | 2021-05-24 | 1357680 | Sus | Y | EquipmentFailureInvolved¦Overhead¦Transformer(OH)¦Leaking
21-0067890 | Equipment Failure/Involved | Overhead | Cutout, fuse holder | Normal | 2021 | Tier 3 - Extreme | Distribution Circuit | 5 | 31 | 2021-05-31 | 1361948 | Sus | Y | EquipmentFailureInvolved¦Overhead¦Cutoutfuseholder¦Normal
21-0069062 | Unknown Cause | Patrol - found nothing |  |  | 2021 | Tier 2 - Elevated | Transformer only | 6 | 2 | 2021-06-02 | 1364174 | Sus | Y | UnknownCause¦Patrolfoundnothing¦¦
21-0070349 | Vegetation | Tree - fell into line | Conductor, Overhead | Normal | 2021 | Tier 3 - Extreme | Distribution Circuit | 6 | 4 | 2021-06-04 | 1366030 | Sus | Y | Vegetation¦Treefellintoline¦ConductorOverhead¦Normal
21-0074089 | Equipment Failure/Involved | Overhead | Conductor, Overhead | Broken, wire on ground | 2021 | Tier 2 - Elevated | Distribution Circuit | 6 | 14 | 2021-06-14 | 1372897 | Sus | Y | EquipmentFailureInvolved¦Overhead¦ConductorOverhead¦Brokenwireonground
21-0086441 | Equipment Failure/Involved | Overhead | Jumper | Broken | 2021 | Tier 2 - Elevated | Distribution Circuit | 7 | 8 | 2021-07-08 | 1394603 | Sus | Y | EquipmentFailureInvolved¦Overhead¦Jumper¦Broken
21-0094337 | Unknown Cause | Patrol - found nothing |  |  | 2021 | Tier 2 - Elevated | Distribution Circuit | 7 | 23 | 2021-07-23 | 1412811 | Sus | Y | UnknownCause¦Patrolfoundnothing¦¦
21-0094650 | 3rd Party | Metallic Balloon | Transformer (OH) | Burned/flashed | 2021 | Tier 3 - Extreme | Distribution Circuit | 7 | 25 | 2021-07-25 | 1414197 | Sus | Y | 3rdParty¦MetallicBalloon¦Transformer(OH)¦Burnedflashed
21-0095025 | Equipment Failure/Involved | Overhead | Cutout, fuse holder | Broken | 2021 | Tier 2 - Elevated | Transformer only | 7 | 26 | 2021-07-26 | 1414969 | Sus | Y | EquipmentFailureInvolved¦Overhead¦Cutoutfuseholder¦Broken
21-0097793 | Vegetation | Tree - fell into line | Conductor, Overhead | Broken, wire on ground | 2021 | Tier 2 - Elevated | Distribution Circuit | 7 | 30 | 2021-07-30 | 1424317 | Sus | Y | Vegetation¦Treefellintoline¦ConductorOverhead¦Brokenwireonground
21-0109788 | 3rd Party | Fire, house or bldg. | Service conductor | Burned Open | 2021 | Tier 2 - Elevated | Distribution Circuit | 8 | 26 | 2021-08-26 | 1454684 | Sus | Y | 3rdParty¦Firehouseorbldg¦Serviceconductor¦BurnedOpen
21-0110930 | Equipment Failure/Involved | Underground | Secondary | Broken | 2021 | Tier 2 - Elevated | Transformer only | 8 | 30 | 2021-08-30 | 1457776 | Sus | Y | EquipmentFailureInvolved¦Underground¦Secondary¦Broken
21-0115683 | Environmental/External | Lightning | Transformer | Failed/Faulted | 2021 | Tier 2 - Elevated | Transformer only | 9 | 10 | 2021-09-10 | 1467188 | Sus | Y | EnvironmentalExternal¦Lightning¦Transformer¦FailedFaulted
21-0117696 | Unknown Cause | Patrol - found nothing |  |  | 2021 | Tier 3 - Extreme | Distribution Circuit | 9 | 15 | 2021-09-15 | 1472144 | Sus | Y | UnknownCause¦Patrolfoundnothing¦¦
21-0122402 | Animal | Squirrel | Transformer (OH) | Failed/Faulted | 2021 | Tier 2 - Elevated | Distribution Circuit | 9 | 25 | 2021-09-25 | 1480662 | Sus | Y | Animal¦Squirrel¦Transformer(OH)¦FailedFaulted
21-0123212 | Animal | Bird found | Conductor, Overhead | Normal | 2021 | Tier 2 - Elevated | Distribution Circuit | 9 | 28 | 2021-09-28 | 1482455 | Sus | Y | Animal¦Birdfound¦ConductorOverhead¦Normal
21-0124631 | Animal | Other | Bus | Normal | 2021 | Tier 3 - Extreme | Generation | 10 | 1 | 2021-10-01 | 1484521 | Sus | Y | Animal¦Other¦Bus¦Normal
21-0130440 | Vegetation | Tree - branch fell on line | Secondary | Normal | 2021 | Tier 3 - Extreme | Transformer only | 10 | 13 | 2021-10-13 | 1496804 | Sus | Y | Vegetation¦Treebranchfellonline¦Secondary¦Normal
21-0133260 | Unknown Cause | Patrol - found nothing |  |  | 2021 | Tier 2 - Elevated | Distribution Circuit | 10 | 19 | 2021-10-19 | 1502158 | Sus | Y | UnknownCause¦Patrolfoundnothing¦¦
21-0134481 | Vegetation | Tree - fell into line | Conductor, Overhead | Broken, wire on ground | 2021 | Tier 3 - Extreme | Distribution Circuit | 10 | 21 | 2021-10-21 | 1504208 | Sus | Y | Vegetation¦Treefellintoline¦ConductorOverhead¦Brokenwireonground
21-0134605 | Vegetation | Tree - fell into line | Conductor, Overhead | Normal | 2021 | Tier 3 - Extreme | Distribution Circuit | 10 | 21 | 2021-10-21 | 1504767 | Sus | Y | Vegetation¦Treefellintoline¦ConductorOverhead¦Normal
21-0136497 | Unknown Cause | Patrol - not conducted |  |  | 2021 | Tier 2 - Elevated | Distribution Circuit | 10 | 24 | 2021-10-24 | 1512415 | Sus | Y | UnknownCause¦Patrolnotconducted¦¦
21-0136673 | Equipment Failure/Involved | Substation | Other | Malfunctioning | 2021 | Tier 3 - Extreme | Substation - Transmission | 10 | 24 | 2021-10-24 | 1515188 | Sus | Y | EquipmentFailureInvolved¦Substation¦Other¦Malfunctioning
21-0137201 | Equipment Failure/Involved | Overhead | Conductor, Overhead | Broken, wire on ground | 2021 | Tier 3 - Extreme | Distribution Circuit | 10 | 24 | 2021-10-24 | 1518530 | Sus | Y | EquipmentFailureInvolved¦Overhead¦ConductorOverhead¦Brokenwireonground
21-0137233 | Equipment Failure/Involved | Overhead | Conductor, Overhead | Together | 2021 | Tier 3 - Extreme | Distribution Circuit | 10 | 25 | 2021-10-25 | 1516353 | Sus | Y | EquipmentFailureInvolved¦Overhead¦ConductorOverhead¦Together
21-0143628 | Vegetation | Tree - fell into line | Conductor, Overhead | Broken, wire on ground | 2021 | Tier 2 - Elevated | Distribution Circuit | 11 | 8 | 2021-11-08 | 1537956 | Sus | Y | Vegetation¦Treefellintoline¦ConductorOverhead¦Brokenwireonground
21-0143684 | Vegetation | Tree - fell into line | Conductor, Overhead | Broken, wire on ground | 2021 | Tier 2 - Elevated | Distribution Circuit | 11 | 9 | 2021-11-09 | 1538333 | Sus | Y | Vegetation¦Treefellintoline¦ConductorOverhead¦Brokenwireonground
21-0143926 | Animal | Squirrel | Conductor, Underground | Normal | 2021 | Tier 2 - Elevated | Distribution Circuit | 11 | 9 | 2021-11-09 | 1538713 | Sus | Y | Animal¦Squirrel¦ConductorUnderground¦Normal
21-0145261 | Vegetation | Tree - fell into line | Conductor, Overhead | Broken | 2021 | Tier 3 - Extreme | Transformer only | 11 | 13 | 2021-11-13 | 1542350 | Sus | Y | Vegetation¦Treefellintoline¦ConductorOverhead¦Broken
21-0145559 | Equipment Failure/Involved | Overhead | Transformer (OH) | Leaking | 2021 | Tier 3 - Extreme | Distribution Circuit | 11 | 15 | 2021-11-15 | 1544292 | Sus | Y | EquipmentFailureInvolved¦Overhead¦Transformer(OH)¦Leaking
21-0146069 | Unknown Cause | Patrol - found nothing |  |  | 2021 | Tier 2 - Elevated | Distribution Circuit | 11 | 16 | 2021-11-16 | 1545788 | Sus | Y | UnknownCause¦Patrolfoundnothing¦¦
21-0146560 | Animal | Squirrel | Transformer (OH) | Failed/Faulted | 2021 | Tier 3 - Extreme | Distribution Circuit | 11 | 16 | 2021-11-16 | 1545908 | Sus | Y | Animal¦Squirrel¦Transformer(OH)¦FailedFaulted
21-0149206 | Vegetation | Tree - grew into line | Conductor, Overhead | Arcing | 2021 | Tier 2 - Elevated | Distribution Circuit | 11 | 21 | 2021-11-21 | 1552591 | Sus | Y | Vegetation¦Treegrewintoline¦ConductorOverhead¦Arcing
21-0154331 | Vegetation | Tree - branch fell on line | Conductor, Overhead | Normal | 2021 | Tier 3 - Extreme | Distribution Circuit | 12 | 2 | 2021-12-02 | 1558052 | Sus | N | Vegetation¦Treebranchfellonline¦ConductorOverhead¦Normal
21-0155998 | Unknown Cause | Patrol - found nothing |  |  | 2021 | Tier 2 - Elevated | Transformer only | 12 | 8 | 2021-12-08 | 1561843 | Sus | N | UnknownCause¦Patrolfoundnothing¦¦
21-0157205 | Vegetation | Tree - fell into line | Secondary | Broken | 2021 | Tier 2 - Elevated | Transformer only | 12 | 13 | 2021-12-13 | 1567096 | Sus | N | Vegetation¦Treefellintoline¦Secondary¦Broken
21-0158528 | Vegetation | Tree - branch fell on line | Conductor, Overhead | Normal | 2021 | Tier 2 - Elevated | Distribution Circuit | 12 | 15 | 2021-12-15 | 1573067 | Sus | N | Vegetation¦Treebranchfellonline¦ConductorOverhead¦Normal
21-0160220 | Environmental/External | Lightning | Transformer (OH) | Failed/Faulted | 2021 | Tier 2 - Elevated | Distribution Circuit | 12 | 23 | 2021-12-23 | 1579542 | Sus | N | EnvironmentalExternal¦Lightning¦Transformer(OH)¦FailedFaulted
21-0160861 | Vegetation | Tree - fell into line | Pole-Wood | Broken, wire on ground | 2021 | Tier 2 - Elevated | Distribution Circuit | 12 | 26 | 2021-12-26 | 1583066 | Sus | N | Vegetation¦Treefellintoline¦PoleWood¦Brokenwireonground
21-0161159 | Vegetation | Tree - fell into line | Conductor, Overhead | Broken, wire on ground | 2021 | Tier 2 - Elevated | Distribution Circuit | 12 | 27 | 2021-12-27 | 1585340 | Sus | N | Vegetation¦Treefellintoline¦ConductorOverhead¦Brokenwireonground
21-0161363 | Vegetation | Tree - branch fell on line | Service conductor | Broken | 2021 | Tier 2 - Elevated | Distribution Circuit | 12 | 27 | 2021-12-27 | 1587158 | Sus | N | Vegetation¦Treebranchfellonline¦Serviceconductor¦Broken
21-0161395 | Vegetation | Tree - fell into line | Conductor, Overhead | Normal | 2021 | Tier 3 - Extreme | Distribution Circuit | 12 | 27 | 2021-12-27 | 1585029 | Sus | N | Vegetation¦Treefellintoline¦ConductorOverhead¦Normal
21-0161504 | Vegetation | Tree - fell into line | Conductor, Overhead | Contaminated | 2021 | Tier 3 - Extreme | Distribution Circuit | 12 | 29 | 2021-12-29 | 1587672 | Sus | N | Vegetation¦Treefellintoline¦ConductorOverhead¦Contaminated
21-0161616 | Vegetation | Tree - fell into line | Pole-Wood | Broken, wire on ground | 2021 | Tier 2 - Elevated | Distribution Circuit | 12 | 27 | 2021-12-27 | 1588766 | Sus | N | Vegetation¦Treefellintoline¦PoleWood¦Brokenwireonground
22-0005242 | Equipment Failure/Involved | Overhead | Jumper | Burned Open | 2022 | Tier 2 - Elevated | Distribution Circuit | 1 | 2 | 2022-01-02 | 1592265 | Sus | N | EquipmentFailureInvolved¦Overhead¦Jumper¦BurnedOpen
22-0005451 | Vegetation | Tree - fell into line | Pole-Wood | Broken, wire on ground | 2021 | Tier 2 - Elevated | Distribution Circuit | 12 | 27 | 2021-12-27 | 1593522 | Sus | N | Vegetation¦Treefellintoline¦PoleWood¦Brokenwireonground
22-0005911 | Vegetation | Tree - fell into line | Conductor, Overhead | Normal | 2021 | Tier 3 - Extreme | Distribution Circuit | 12 | 27 | 2021-12-27 | 1594757 | Sus | N | Vegetation¦Treefellintoline¦ConductorOverhead¦Normal
22-0011400 | Unknown Cause | Patrol - found nothing |  |  | 2022 | Tier 2 - Elevated | Distribution Circuit | 1 | 19 | 2022-01-19 | 1605329 | Sus | N | UnknownCause¦Patrolfoundnothing¦¦
22-0012533 | Vegetation | Tree - branch fell on line | Conductor, Overhead | Broken, wire on ground | 2022 | Tier 3 - Extreme | Distribution Circuit | 1 | 21 | 2022-01-21 | 1606944 | Sus | N | Vegetation¦Treebranchfellonline¦ConductorOverhead¦Brokenwireonground
22-0013056 | Vegetation | Tree - fell into line | Conductor, Overhead | Broken, wire on ground | 2022 | Tier 3 - Extreme | Distribution Circuit | 1 | 22 | 2022-01-22 | 1609424 | Sus | N | Vegetation¦Treefellintoline¦ConductorOverhead¦Brokenwireonground
22-0014488 | Equipment Failure/Involved | Overhead | Pole-Wood | Deteriorated | 2022 | Tier 3 - Extreme | Distribution Circuit | 1 | 26 | 2022-01-26 | 1612597 | Sus | N | EquipmentFailureInvolved¦Overhead¦PoleWood¦Deteriorated
22-0017662 | Equipment Failure/Involved | Overhead | Secondary | Broken | 2022 | Tier 2 - Elevated | Transformer only | 2 | 2 | 2022-02-02 | 1619256 | Sus | N | EquipmentFailureInvolved¦Overhead¦Secondary¦Broken
22-0017885 | Vegetation | Tree - fell into line | Conductor, Overhead | Normal | 2022 | Tier 3 - Extreme | Distribution Circuit | 2 | 2 | 2022-02-02 | 1619622 | Sus | N | Vegetation¦Treefellintoline¦ConductorOverhead¦Normal
22-0018238 | Equipment Failure/Involved | Overhead | Conductor, Overhead | Together | 2022 | Tier 2 - Elevated | Distribution Circuit | 2 | 3 | 2022-02-03 | 1620456 | Sus | N | EquipmentFailureInvolved¦Overhead¦ConductorOverhead¦Together
22-0027192 | Vegetation | Tree - fell into line | Pole-Wood | Broken, wire on ground | 2022 | Tier 3 - Extreme | Distribution Circuit | 2 | 27 | 2022-02-27 | 1638530 | Sus | N | Vegetation¦Treefellintoline¦PoleWood¦Brokenwireonground
22-0035278 | Equipment Failure/Involved | Overhead | Transformer (OH) | Failed/Faulted | 2022 | Tier 3 - Extreme | Transformer only | 3 | 17 | 2022-03-17 | 1650583 | Sus | N | EquipmentFailureInvolved¦Overhead¦Transformer(OH)¦FailedFaulted
22-0049811 | Unknown Cause | Patrol - found nothing |  |  | 2022 | Tier 2 - Elevated | Distribution Circuit | 4 | 15 | 2022-04-15 | 1673707 | Sus | N | UnknownCause¦Patrolfoundnothing¦¦
22-0050710 | Equipment Failure/Involved | Overhead | Conductor, Overhead | Broken, wire on ground | 2022 | Tier 3 - Extreme | Distribution Circuit | 4 | 17 | 2022-04-17 | 1675180 | Sus | N | EquipmentFailureInvolved¦Overhead¦ConductorOverhead¦Brokenwireonground
22-0052230 | Equipment Failure/Involved | Overhead | Connector or Splice (OH) | Broken | 2022 | Tier 2 - Elevated | Transformer only | 4 | 20 | 2022-04-20 | 1677749 | Sus | N | EquipmentFailureInvolved¦Overhead¦ConnectororSplice(OH)¦Broken
22-0057147 | Equipment Failure/Involved | Overhead | Cutout, fuse holder | Broken | 2022 | Tier 2 - Elevated | Distribution Circuit | 5 | 3 | 2022-05-03 | 1686996 | Sus | Y | EquipmentFailureInvolved¦Overhead¦Cutoutfuseholder¦Broken
22-0059691 | Equipment Failure/Involved | Overhead | Recloser | Malfunctioning | 2022 | Tier 2 - Elevated | Distribution Circuit | 5 | 9 | 2022-05-09 | 1691983 | Sus | Y | EquipmentFailureInvolved¦Overhead¦Recloser¦Malfunctioning
22-0063260 | Animal | Squirrel | Pothead(Riser Termination) | Normal | 2022 | Tier 2 - Elevated | Distribution Circuit | 5 | 18 | 2022-05-18 | 1699383 | Sus | Y | Animal¦Squirrel¦Pothead(RiserTermination)¦Normal
22-0070930 | Animal | Squirrel | Fuse | Burned Open | 2022 | Tier 2 - Elevated | Transformer only | 6 | 7 | 2022-06-07 | 1721044 | Sus | Y | Animal¦Squirrel¦Fuse¦BurnedOpen
22-0076304 | Equipment Failure/Involved | Overhead | Transformer (OH) | Failed/Faulted | 2022 | Tier 2 - Elevated | Transformer only | 6 | 20 | 2022-06-20 | 1736106 | Sus | Y | EquipmentFailureInvolved¦Overhead¦Transformer(OH)¦FailedFaulted
22-0077653 | Unknown Cause | Patrol - found nothing |  |  | 2022 | Tier 3 - Extreme | Distribution Circuit | 6 | 23 | 2022-06-23 | 1739924 | Sus | Y | UnknownCause¦Patrolfoundnothing¦¦
22-0079551 | Equipment Failure/Involved | Overhead | Transformer (OH) | Failed/Faulted | 2022 | Tier 2 - Elevated | Transformer only | 6 | 28 | 2022-06-28 | 1744407 | Sus | Y | EquipmentFailureInvolved¦Overhead¦Transformer(OH)¦FailedFaulted
22-0083343 | Vegetation | Tree - fell into line | Conductor, Overhead | Normal | 2022 | Tier 3 - Extreme | Distribution Circuit | 7 | 8 | 2022-07-08 | 1751535 | Sus | Y | Vegetation¦Treefellintoline¦ConductorOverhead¦Normal
22-0095736 | Animal | Squirrel | Transformer (OH) | Failed/Faulted | 2022 | Tier 2 - Elevated | Distribution Circuit | 8 | 10 | 2022-08-10 | 1777653 | Sus | Y | Animal¦Squirrel¦Transformer(OH)¦FailedFaulted
22-0097160 | Unknown Cause | Patrol - found nothing |  |  | 2022 | Tier 2 - Elevated | Distribution Circuit | 8 | 13 | 2022-08-13 | 1780035 | Sus | Y | UnknownCause¦Patrolfoundnothing¦¦
22-0099948 | Animal | Bird found | Transformer (OH) | Normal | 2022 | Tier 2 - Elevated | Distribution Circuit | 8 | 19 | 2022-08-19 | 1785546 | Sus | Y | Animal¦Birdfound¦Transformer(OH)¦Normal
22-0102810 | Unknown Cause | Patrol - found nothing |  |  | 2022 | Tier 2 - Elevated | Distribution Circuit | 8 | 28 | 2022-08-28 | 1793470 | Sus | Y | UnknownCause¦Patrolfoundnothing¦¦
22-0108959 | Unknown Cause | Patrol - found nothing |  |  | 2022 | Tier 2 - Elevated | Transformer only | 9 | 11 | 2022-09-11 | 1808266 | Sus | Y | UnknownCause¦Patrolfoundnothing¦¦
22-0109152 | Environmental/External | Fire, Forest/Grass | Insulator | Normal | 2022 | Tier 2 - Elevated | Distribution Circuit | 9 | 12 | 2022-09-12 | 1808930 | Sus | Y | EnvironmentalExternal¦FireForestGrass¦Insulator¦Normal
22-0112638 | Equipment Failure/Involved | Overhead | Conductor, Overhead | Broken | 2022 | Tier 3 - Extreme | Distribution Circuit | 9 | 20 | 2022-09-20 | 1817522 | Sus | Y | EquipmentFailureInvolved¦Overhead¦ConductorOverhead¦Broken
22-0114351 | Vegetation | Tree - fell into line | Conductor, Overhead | Normal | 2022 | Tier 2 - Elevated | Distribution Circuit | 9 | 23 | 2022-09-23 | 1820190 | Sus | Y | Vegetation¦Treefellintoline¦ConductorOverhead¦Normal
22-0123051 | Unknown Cause | Patrol - found nothing |  |  | 2022 | Tier 3 - Extreme | Distribution Circuit | 10 | 19 | 2022-10-19 | 1840918 | Sus | Y | UnknownCause¦Patrolfoundnothing¦¦
22-0123306 | 3rd Party | Contact with High Voltage, 3rd party | Conductor, Underground | Broken | 2022 | Tier 2 - Elevated | Distribution Circuit | 10 | 20 | 2022-10-20 | 1841515 | Sus | Y | 3rdParty¦ContactwithHighVoltage3rdparty¦ConductorUnderground¦Broken
22-0124764 | Company Initiated | Improper Construction | Conductor, Overhead | Broken | 2022 | Tier 3 - Extreme | Distribution Circuit | 10 | 25 | 2022-10-25 | 1845374 | Sus | Y | CompanyInitiated¦ImproperConstruction¦ConductorOverhead¦Broken
22-0125893 | Equipment Failure/Involved | Overhead | Pole-Wood | Broken | 2022 | Tier 2 - Elevated | Distribution Circuit | 10 | 29 | 2022-10-29 | 1848149 | Sus | Y | EquipmentFailureInvolved¦Overhead¦PoleWood¦Broken
22-0127131 | Equipment Failure/Involved | Overhead | Fuse | Failed/Faulted | 2022 | Tier 3 - Extreme | Transformer only | 11 | 2 | 2022-11-02 | 1851611 | Sus | Y | EquipmentFailureInvolved¦Overhead¦Fuse¦FailedFaulted
22-0128150 | Vegetation | Tree - branch fell on line | Conductor, Overhead | Broken, wire on ground | 2022 | Tier 2 - Elevated | Distribution Circuit | 11 | 5 | 2022-11-05 | 1854207 | Sus | Y | Vegetation¦Treebranchfellonline¦ConductorOverhead¦Brokenwireonground
22-0128965 | Unknown Cause | Patrol - found nothing |  |  | 2022 | Tier 2 - Elevated | Distribution Circuit | 11 | 7 | 2022-11-07 | 1856383 | Sus | Y | UnknownCause¦Patrolfoundnothing¦¦
22-0135472 | Vegetation | Tree - fell into line | Pole-Wood | Broken | 2022 | Tier 2 - Elevated | Distribution Circuit | 12 | 1 | 2022-12-01 | 1872814 | Sus | N | Vegetation¦Treefellintoline¦PoleWood¦Broken
22-0135633 | Vegetation | Tree - fell into line | Conductor, Overhead | Normal | 2022 | Tier 2 - Elevated | Distribution Circuit | 12 | 1 | 2022-12-01 | 1873192 | Sus | N | Vegetation¦Treefellintoline¦ConductorOverhead¦Normal
22-0138070 | Vegetation | Tree - branch fell on line | Conductor, Overhead | Broken, wire on ground | 2022 | Tier 3 - Extreme | Distribution Circuit | 12 | 10 | 2022-12-10 | 1880379 | Sus | N | Vegetation¦Treebranchfellonline¦ConductorOverhead¦Brokenwireonground
22-0138927 | Vegetation | Tree - fell into line | Conductor, Overhead | On Ground | 2022 | Tier 3 - Extreme | Distribution Circuit | 12 | 11 | 2022-12-11 | 1884667 | Sus | N | Vegetation¦Treefellintoline¦ConductorOverhead¦OnGround
22-0138989 | Equipment Failure/Involved | Overhead | Recloser | Malfunctioning | 2022 | Tier 2 - Elevated | Distribution Circuit | 12 | 11 | 2022-12-11 | 1885388 | Sus | N | EquipmentFailureInvolved¦Overhead¦Recloser¦Malfunctioning
22-0139955 | Equipment Failure/Involved | Overhead | Connector or Splice (OH) | Broken | 2022 | Tier 2 - Elevated | Distribution Circuit | 12 | 14 | 2022-12-14 | 1889560 | Sus | N | EquipmentFailureInvolved¦Overhead¦ConnectororSplice(OH)¦Broken
22-0140533 | Vegetation | Tree - fell into line | Conductor, Overhead | Broken, wire on ground | 2022 | Tier 2 - Elevated | Distribution Circuit | 12 | 18 | 2022-12-18 | 1891998 | Sus | N | Vegetation¦Treefellintoline¦ConductorOverhead¦Brokenwireonground
22-0140921 | Equipment Failure/Involved | Overhead | Transformer (OH) | Leaking | 2022 | Tier 3 - Extreme | Distribution Circuit | 12 | 21 | 2022-12-21 | 1895227 | Sus | N | EquipmentFailureInvolved¦Overhead¦Transformer(OH)¦Leaking
22-0141357 | Vegetation | Tree - fell into line | Conductor, Overhead | Broken, wire on ground | 2022 | Tier 2 - Elevated | Distribution Circuit | 12 | 26 | 2022-12-26 | 1897700 | Sus | N | Vegetation¦Treefellintoline¦ConductorOverhead¦Brokenwireonground
22-0141840 | Vegetation | Tree - fell into line | Transformer | Leaking | 2022 | Tier 2 - Elevated | Transformer only | 12 | 27 | 2022-12-27 | 1899750 | Sus | N | Vegetation¦Treefellintoline¦Transformer¦Leaking
22-0141865 | Vegetation | Tree - branch fell on line | Conductor, Overhead | Deteriorated | 2022 | Tier 2 - Elevated | Distribution Circuit | 12 | 27 | 2022-12-27 | 1899556 | Sus | N | Vegetation¦Treebranchfellonline¦ConductorOverhead¦Deteriorated
22-0142152 | Vegetation | Tree - fell into line | Anchor or Guy | Normal | 2022 | Tier 2 - Elevated | Transformer only | 12 | 30 | 2022-12-30 | 1901754 | Sus | N | Vegetation¦Treefellintoline¦AnchororGuy¦Normal
22-0142470 | Equipment Failure/Involved | Overhead | Transformer | Broken, wire on ground | 2022 | Tier 3 - Extreme | Transformer only | 12 | 31 | 2022-12-31 | 1902989 | Sus | N | EquipmentFailureInvolved¦Overhead¦Transformer¦Brokenwireonground
15-0003252 | Equipment Failure/Involved | Other | Riser | Failed/Faulted | 2015 | Tier 2 - Elevated | Distribution Circuit | 1 | 8 | 2015-01-08 | 1160849 | Sus | N | EquipmentFailureInvolved¦Other¦Riser¦FailedFaulted
15-0010334 | Vegetation | Tree - fell into line | Conductor, Overhead | On Ground | 2015 | Tier 2 - Elevated | Distribution Circuit | 2 | 6 | 2015-02-06 | 1174623 | Sus | N | Vegetation¦Treefellintoline¦ConductorOverhead¦OnGround
15-0010963 | Unknown Cause | Patrol - found nothing | Other | Broken | 2015 | Tier 3 - Extreme | Transformer only | 2 | 7 | 2015-02-07 | 1179941 | Sus | N | UnknownCause¦Patrolfoundnothing¦Other¦Broken
15-0012528 | Vegetation | Tree - fell into line | Secondary | Broken, wire on ground | 2015 | Tier 3 - Extreme | Transformer only | 2 | 10 | 2015-02-10 | 1187818 | Sus | N | Vegetation¦Treefellintoline¦Secondary¦Brokenwireonground
15-0021558 | Animal | Other |  | Failed/Faulted | 2015 | Tier 2 - Elevated | Transformer only | 3 | 23 | 2015-03-23 | 1207139 | Sus | N | Animal¦Other¦¦FailedFaulted
15-0025992 | Animal | Bird found | Transformer | Malfunctioning | 2015 | Tier 2 - Elevated | Distribution Circuit | 4 | 11 | 2015-04-11 | 1217398 | Sus | N | Animal¦Birdfound¦Transformer¦Malfunctioning
15-0027470 | Equipment Failure/Involved | Other | Transformer | Malfunctioning | 2015 | Tier 2 - Elevated | Transformer only | 4 | 17 | 2015-04-17 | 1220880 | Sus | N | EquipmentFailureInvolved¦Other¦Transformer¦Malfunctioning
15-0029607 | Vegetation | Tree - fell into line | Conductor, Overhead | Broken | 2015 | Tier 2 - Elevated | Distribution Circuit | 4 | 26 | 2015-04-26 | 1225139 | Sus | N | Vegetation¦Treefellintoline¦ConductorOverhead¦Broken
15-0036310 | Vegetation | Tree - fell into line | Conductor, Overhead | On Ground | 2015 | Tier 2 - Elevated | Distribution Circuit | 5 | 25 | 2015-05-25 | 1239278 | Sus | Y | Vegetation¦Treefellintoline¦ConductorOverhead¦OnGround
15-0037405 | Equipment Failure/Involved | Overhead | Fuse | Arcing | 2015 | Tier 2 - Elevated | Distribution Circuit | 5 | 30 | 2015-05-30 | 1241390 | Sus | Y | EquipmentFailureInvolved¦Overhead¦Fuse¦Arcing
15-0037793 | Animal | Bird found | Transformer | On Ground | 2015 | Tier 2 - Elevated | Transformer only | 6 | 2 | 2015-06-02 | 1242479 | Sus | Y | Animal¦Birdfound¦Transformer¦OnGround
15-0039365 | Equipment Failure/Involved | Overhead | Transformer (OH) | Failed/Faulted | 2015 | Tier 2 - Elevated | Transformer only | 6 | 8 | 2015-06-08 | 1245633 | Sus | Y | EquipmentFailureInvolved¦Overhead¦Transformer(OH)¦FailedFaulted
15-0043873 | Unknown Cause | Patrol - found nothing |  |  | 2015 | Tier 3 - Extreme | Distribution Circuit | 6 | 28 | 2015-06-28 | 1258373 | Sus | Y | UnknownCause¦Patrolfoundnothing¦¦
15-0051431 | Vegetation | Tree - fell into line | Service conductor | Broken | 2015 | Tier 3 - Extreme | Transformer only | 7 | 29 | 2015-07-29 | 1279592 | Sus | Y | Vegetation¦Treefellintoline¦Serviceconductor¦Broken
15-0051764 | Animal | Other | Fuse | Failed/Faulted | 2015 | Tier 2 - Elevated | Distribution Circuit | 7 | 30 | 2015-07-30 | 1280424 | Sus | Y | Animal¦Other¦Fuse¦FailedFaulted
15-0058255 | Equipment Failure/Involved | Overhead | Transformer | Failed/Faulted | 2015 | Tier 2 - Elevated | Transformer only | 8 | 30 | 2015-08-30 | 1297135 | Sus | Y | EquipmentFailureInvolved¦Overhead¦Transformer¦FailedFaulted
15-0062815 | Unknown Cause | Patrol - found nothing |  |  | 2015 | Tier 2 - Elevated | Distribution Circuit | 9 | 22 | 2015-09-22 | 1310576 | Sus | Y | UnknownCause¦Patrolfoundnothing¦¦
15-0067556 | Equipment Failure/Involved | Electrical Overload | Transformer (OH) | Leaking | 2015 | Tier 2 - Elevated | Distribution Circuit | 10 | 2 | 2015-10-02 | 1315654 | Sus | Y | EquipmentFailureInvolved¦ElectricalOverload¦Transformer(OH)¦Leaking
15-0071613 | Environmental/External | Lightning | Transformer (OH) | Failed/Faulted | 2015 | Tier 3 - Extreme | Transformer only | 10 | 18 | 2015-10-18 | 1325679 | Sus | Y | EnvironmentalExternal¦Lightning¦Transformer(OH)¦FailedFaulted
15-0075317 | Unknown Cause | Patrol - found nothing |  |  | 2015 | Tier 2 - Elevated | Distribution Circuit | 11 | 3 | 2015-11-03 | 1334690 | Sus | Y | UnknownCause¦Patrolfoundnothing¦¦
15-0076312 | Equipment Failure/Involved | Overhead | Jumper | Burned Open | 2015 | Tier 2 - Elevated | Distribution Circuit | 11 | 7 | 2015-11-07 | 1336926 | Sus | Y | EquipmentFailureInvolved¦Overhead¦Jumper¦BurnedOpen
15-0076866 | Equipment Failure/Involved | Overhead | Transformer (OH) | Failed/Faulted | 2015 | Tier 2 - Elevated | Distribution Circuit | 11 | 9 | 2015-11-09 | 1338433 | Sus | Y | EquipmentFailureInvolved¦Overhead¦Transformer(OH)¦FailedFaulted
15-0082537 | Vegetation | Tree - branch fell on line | Fuse | Failed/Faulted | 2015 | Tier 3 - Extreme | Distribution Circuit | 12 | 3 | 2015-12-03 | 1352900 | Sus | N | Vegetation¦Treebranchfellonline¦Fuse¦FailedFaulted
15-0083261 | 3rd Party | Tree - cutting, 3rd party | Conductor, Overhead | Together | 2015 | Tier 2 - Elevated | Distribution Circuit | 12 | 7 | 2015-12-07 | 1355219 | Sus | N | 3rdParty¦Treecutting3rdparty¦ConductorOverhead¦Together
15-0084057 | 3rd Party | Other | Recloser | Normal | 2015 | Tier 2 - Elevated | Distribution Circuit | 12 | 10 | 2015-12-10 | 1358095 | Sus | N | 3rdParty¦Other¦Recloser¦Normal
15-0085254 | Unknown Cause | Patrol - not conducted |  |  | 2015 | Tier 2 - Elevated | Distribution Circuit | 12 | 14 | 2015-12-14 | 1363126 | Sus | N | UnknownCause¦Patrolnotconducted¦¦
15-0087054 | Vegetation | Tree - fell into line | Pole-Wood | Broken, wire on ground | 2015 | Tier 2 - Elevated | Distribution Circuit | 12 | 24 | 2015-12-24 | 1370699 | Sus | N | Vegetation¦Treefellintoline¦PoleWood¦Brokenwireonground
16-0002911 | Vegetation | Tree - fell into line | Conductor, Overhead | Broken, wire on ground | 2016 | Tier 2 - Elevated | Distribution Circuit | 1 | 5 | 2016-01-05 | 1377128 | Sus | N | Vegetation¦Treefellintoline¦ConductorOverhead¦Brokenwireonground
16-0005226 | Vegetation | Tree - fell into line | Service conductor | Broken, wire on ground | 2016 | Tier 3 - Extreme | Transformer only | 1 | 13 | 2016-01-13 | 1383445 | Sus | N | Vegetation¦Treefellintoline¦Serviceconductor¦Brokenwireonground
16-0007683 | Vegetation | Tree - branch fell on line | Conductor, Overhead | Normal | 2016 | Tier 2 - Elevated | Distribution Circuit | 1 | 23 | 2016-01-23 | 1390493 | Sus | N | Vegetation¦Treebranchfellonline¦ConductorOverhead¦Normal
16-0011304 | Unknown Cause | Patrol - found nothing |  |  | 2016 | Tier 3 - Extreme | Distribution Circuit | 2 | 8 | 2016-02-08 | 1400166 | Sus | N | UnknownCause¦Patrolfoundnothing¦¦
16-0013398 | Vegetation | Tree - branch fell on line | Conductor, Overhead | Broken, wire on ground | 2016 | Tier 2 - Elevated | Distribution Circuit | 2 | 17 | 2016-02-17 | 1407304 | Sus | N | Vegetation¦Treebranchfellonline¦ConductorOverhead¦Brokenwireonground
16-0013639 | Vegetation | Tree - fell into line | Pole-Wood | Broken | 2016 | Tier 2 - Elevated | Distribution Circuit | 2 | 18 | 2016-02-18 | 1407936 | Sus | N | Vegetation¦Treefellintoline¦PoleWood¦Broken
16-0014647 | Vegetation | Tree - branch fell on line | Conductor, Overhead | Normal | 2016 | Tier 2 - Elevated | Distribution Circuit | 2 | 22 | 2016-02-22 | 1410227 | Sus | N | Vegetation¦Treebranchfellonline¦ConductorOverhead¦Normal
16-0017580 | Vegetation | Tree - fell into line | Transformer | Broken, wire on ground | 2016 | Tier 3 - Extreme | Transformer only | 3 | 5 | 2016-03-05 | 1417323 | Sus | N | Vegetation¦Treefellintoline¦Transformer¦Brokenwireonground
16-0017862 | Unknown Cause | Patrol - not conducted |  |  | 2016 | Tier 2 - Elevated | Distribution Circuit | 3 | 5 | 2016-03-05 | 1419407 | Sus | N | UnknownCause¦Patrolnotconducted¦¦
16-0018355 | Vegetation | Tree - fell into line | Conductor, Overhead | Broken, wire on ground | 2016 | Tier 3 - Extreme | Distribution Circuit | 3 | 6 | 2016-03-06 | 1421365 | Sus | N | Vegetation¦Treefellintoline¦ConductorOverhead¦Brokenwireonground
16-0022073 | Unknown Cause | Patrol - not conducted |  |  | 2016 | Tier 2 - Elevated | Distribution Circuit | 3 | 16 | 2016-03-16 | 1432941 | Sus | N | UnknownCause¦Patrolnotconducted¦¦
16-0026385 | Vegetation | Tree - fell into line | Pole-Wood | Broken, wire on ground | 2016 | Tier 3 - Extreme | Distribution Circuit | 4 | 6 | 2016-04-06 | 1445163 | Sus | N | Vegetation¦Treefellintoline¦PoleWood¦Brokenwireonground
16-0028637 | Equipment Failure/Involved | Overhead | Transformer | Failed/Faulted | 2016 | Tier 2 - Elevated | Transformer only | 4 | 14 | 2016-04-14 | 1450692 | Sus | N | EquipmentFailureInvolved¦Overhead¦Transformer¦FailedFaulted
16-0029185 | Unknown Cause | Patrol - found nothing |  |  | 2016 | Tier 2 - Elevated | Distribution Circuit | 4 | 17 | 2016-04-17 | 1452290 | Sus | N | UnknownCause¦Patrolfoundnothing¦¦
16-0029194 | Equipment Failure/Involved | Overhead | Crossarm, Wood | Broken | 2016 | Tier 2 - Elevated | Distribution Circuit | 4 | 17 | 2016-04-17 | 1452348 | Sus | N | EquipmentFailureInvolved¦Overhead¦CrossarmWood¦Broken
16-0029498 | Equipment Failure/Involved | Overhead | Transformer | Failed/Faulted | 2016 | Tier 2 - Elevated | Transformer only | 4 | 18 | 2016-04-18 | 1453247 | Sus | N | EquipmentFailureInvolved¦Overhead¦Transformer¦FailedFaulted
16-0033871 | Vegetation | Tree - fell into line | Conductor, Overhead | Broken, wire on ground | 2016 | Tier 2 - Elevated | Distribution Circuit | 5 | 4 | 2016-05-04 | 1464750 | Sus | Y | Vegetation¦Treefellintoline¦ConductorOverhead¦Brokenwireonground
16-0034602 | 3rd Party | Vehicle | Pole-Wood | Broken | 2016 | Tier 2 - Elevated | Distribution Circuit | 5 | 6 | 2016-05-06 | 1466203 | Sus | Y | 3rdParty¦Vehicle¦PoleWood¦Broken
16-0034635 | Vegetation | Tree - branch fell on line | Conductor, Overhead | Normal | 2016 | Tier 3 - Extreme | Distribution Circuit | 5 | 7 | 2016-05-07 | 1466375 | Sus | Y | Vegetation¦Treebranchfellonline¦ConductorOverhead¦Normal
16-0037534 | Vegetation | Tree - branch fell on line | Fuse | Failed/Faulted | 2016 | Tier 3 - Extreme | Distribution Circuit | 5 | 20 | 2016-05-20 | 1474062 | Sus | Y | Vegetation¦Treebranchfellonline¦Fuse¦FailedFaulted
16-0037681 | Unknown Cause | Patrol - found nothing |  |  | 2016 | Tier 2 - Elevated | Distribution Circuit | 5 | 22 | 2016-05-22 | 1474745 | Sus | Y | UnknownCause¦Patrolfoundnothing¦¦
16-0038585 | Environmental/External | Lightning | Transformer | Failed/Faulted | 2016 | Tier 2 - Elevated | Transformer only | 5 | 25 | 2016-05-25 | 1476732 | Sus | Y | EnvironmentalExternal¦Lightning¦Transformer¦FailedFaulted
16-0053040 | Equipment Failure/Involved | Electrical Overload | Transformer (OH) | Failed/Faulted | 2016 | Tier 2 - Elevated | Transformer only | 7 | 27 | 2016-07-27 | 1517269 | Sus | Y | EquipmentFailureInvolved¦ElectricalOverload¦Transformer(OH)¦FailedFaulted
16-0053784 | Equipment Failure/Involved | Overhead |  | Broken | 2016 | Tier 2 - Elevated | Transformer only | 7 | 29 | 2016-07-29 | 1518760 | Sus | Y | EquipmentFailureInvolved¦Overhead¦¦Broken
16-0062453 | Animal | Squirrel | Fuse | Failed/Faulted | 2016 | Tier 2 - Elevated | Distribution Circuit | 9 | 6 | 2016-09-06 | 1536986 | Sus | Y | Animal¦Squirrel¦Fuse¦FailedFaulted
16-0066393 | Equipment Failure/Involved | Overhead | Transformer | Arcing | 2016 | Tier 3 - Extreme | Transformer only | 9 | 21 | 2016-09-21 | 1545535 | Sus | Y | EquipmentFailureInvolved¦Overhead¦Transformer¦Arcing
16-0067033 | Unknown Cause | Patrol - found nothing |  |  | 2016 | Tier 2 - Elevated | Distribution Circuit | 9 | 23 | 2016-09-23 | 1546644 | Sus | Y | UnknownCause¦Patrolfoundnothing¦¦
16-0072594 | Equipment Failure/Involved | Other | Fuse | Failed/Faulted | 2016 | Tier 3 - Extreme | Transformer only | 10 | 15 | 2016-10-15 | 1561358 | Sus | Y | EquipmentFailureInvolved¦Other¦Fuse¦FailedFaulted
16-0073025 | Animal | Other | Conductor, Overhead | Normal | 2016 | Tier 2 - Elevated | Transformer only | 10 | 16 | 2016-10-16 | 1563752 | Sus | Y | Animal¦Other¦ConductorOverhead¦Normal
16-0079421 | Unknown Cause | Patrol - found nothing | Cutout, fuse holder | Failed/Faulted | 2016 | Tier 2 - Elevated | Distribution Circuit | 11 | 11 | 2016-11-11 | 1579923 | Sus | Y | UnknownCause¦Patrolfoundnothing¦Cutoutfuseholder¦FailedFaulted
16-0081246 | Unknown Cause | Patrol - found nothing |  |  | 2016 | Tier 2 - Elevated | Distribution Circuit | 11 | 20 | 2016-11-20 | 1585612 | Sus | Y | UnknownCause¦Patrolfoundnothing¦¦
16-0083483 | Equipment Failure/Involved | Overhead |  | Failed/Faulted | 2016 | Tier 2 - Elevated | Transformer only | 12 | 1 | 2016-12-01 | 1592903 | Sus | N | EquipmentFailureInvolved¦Overhead¦¦FailedFaulted
16-0086245 | Equipment Failure/Involved | Electrical Overload | Transformer | Failed/Faulted | 2016 | Tier 3 - Extreme | Transformer only | 12 | 18 | 2016-12-18 | 1606203 | Sus | N | EquipmentFailureInvolved¦ElectricalOverload¦Transformer¦FailedFaulted
17-0002929 | Vegetation | Tree - fell into line | Conductor, Overhead | Together | 2017 | Tier 3 - Extreme | Distribution Circuit | 1 | 3 | 2017-01-03 | 1615312 | Sus | N | Vegetation¦Treefellintoline¦ConductorOverhead¦Together
17-0003995 | Equipment Failure/Involved | Electrical Overload | Customer Equipment | Malfunctioning | 2017 | Tier 2 - Elevated | Distribution Circuit | 1 | 5 | 2017-01-05 | 1619560 | Sus | N | EquipmentFailureInvolved¦ElectricalOverload¦CustomerEquipment¦Malfunctioning
17-0005423 | Equipment Failure/Involved | Overhead | Conductor, Overhead | Broken, wire on ground | 2017 | Tier 3 - Extreme | Distribution Circuit | 1 | 8 | 2017-01-08 | 1622872 | Sus | N | EquipmentFailureInvolved¦Overhead¦ConductorOverhead¦Brokenwireonground
17-0006024 | Vegetation | Tree - fell into line | Conductor, Overhead | Broken, wire on ground | 2017 | Tier 3 - Extreme | Distribution Circuit | 1 | 8 | 2017-01-08 | 1625565 | Sus | N | Vegetation¦Treefellintoline¦ConductorOverhead¦Brokenwireonground
17-0006490 | Vegetation | Tree - branch fell on line | Pole-Wood | Broken, wire on ground | 2017 | Tier 2 - Elevated | Distribution Circuit | 1 | 10 | 2017-01-10 | 1632530 | Sus | N | Vegetation¦Treebranchfellonline¦PoleWood¦Brokenwireonground
17-0007309 | Unknown Cause | Patrol - found nothing |  |  | 2017 | Tier 3 - Extreme | Distribution Circuit | 1 | 11 | 2017-01-11 | 1638251 | Sus | N | UnknownCause¦Patrolfoundnothing¦¦
17-0008331 | Vegetation | Tree - fell into line | Conductor, Overhead | Broken, wire on ground | 2017 | Tier 3 - Extreme | Distribution Circuit | 1 | 12 | 2017-01-12 | 1640991 | Sus | N | Vegetation¦Treefellintoline¦ConductorOverhead¦Brokenwireonground
17-0008778 | Vegetation | Tree - fell into line | Conductor, Overhead | Normal | 2017 | Tier 2 - Elevated | Distribution Circuit | 1 | 13 | 2017-01-13 | 1642594 | Sus | N | Vegetation¦Treefellintoline¦ConductorOverhead¦Normal
17-0010479 | Unknown Cause | Patrol - found nothing |  |  | 2017 | Tier 2 - Elevated | Distribution Circuit | 1 | 18 | 2017-01-18 | 1649109 | Sus | N | UnknownCause¦Patrolfoundnothing¦¦
17-0011176 | Environmental/External | Flood/Erosion | Conductor, Overhead | Broken, wire on ground | 2017 | Tier 3 - Extreme | Distribution Circuit | 1 | 20 | 2017-01-20 | 1652054 | Sus | N | EnvironmentalExternal¦FloodErosion¦ConductorOverhead¦Brokenwireonground
17-0013954 | Vegetation | Tree - fell into line | Conductor, Overhead | Normal | 2017 | Tier 3 - Extreme | Distribution Circuit | 1 | 23 | 2017-01-23 | 1663440 | Sus | N | Vegetation¦Treefellintoline¦ConductorOverhead¦Normal
17-0014822 | Vegetation | Tree - branch fell on line | Fuse | Failed/Faulted | 2017 | Tier 3 - Extreme | Distribution Circuit | 1 | 22 | 2017-01-22 | 1667176 | Sus | N | Vegetation¦Treebranchfellonline¦Fuse¦FailedFaulted
17-0014848 | Unknown Cause | Patrol - found nothing |  |  | 2017 | Tier 2 - Elevated | Distribution Circuit | 1 | 25 | 2017-01-25 | 1667203 | Sus | N | UnknownCause¦Patrolfoundnothing¦¦
17-0017613 | Vegetation | Tree - branch fell on line | Fuse | Failed/Faulted | 2017 | Tier 3 - Extreme | Distribution Circuit | 2 | 5 | 2017-02-05 | 1675528 | Sus | N | Vegetation¦Treebranchfellonline¦Fuse¦FailedFaulted
17-0017615 | Equipment Failure/Involved | Overhead | Conductor, Overhead | Broken, wire on ground | 2017 | Tier 2 - Elevated | Distribution Circuit | 2 | 5 | 2017-02-05 | 1675644 | Sus | N | EquipmentFailureInvolved¦Overhead¦ConductorOverhead¦Brokenwireonground
17-0018917 | Unknown Cause | Patrol - not conducted |  |  | 2017 | Tier 2 - Elevated | Distribution Circuit | 2 | 8 | 2017-02-08 | 1681562 | Sus | N | UnknownCause¦Patrolnotconducted¦¦
17-0019260 | Unknown Cause | Patrol - found nothing |  |  | 2017 | Tier 2 - Elevated | Distribution Circuit | 2 | 9 | 2017-02-09 | 1682780 | Sus | N | UnknownCause¦Patrolfoundnothing¦¦
17-0020858 | Equipment Failure/Involved | Overhead | Conductor, Overhead | Broken | 2017 | Tier 3 - Extreme | Distribution Circuit | 2 | 13 | 2017-02-13 | 1687888 | Sus | N | EquipmentFailureInvolved¦Overhead¦ConductorOverhead¦Broken
17-0022832 | Vegetation | Tree - branch fell on line | Conductor, Overhead | Broken, wire on ground | 2017 | Tier 3 - Extreme | Distribution Circuit | 2 | 17 | 2017-02-17 | 1692567 | Sus | N | Vegetation¦Treebranchfellonline¦ConductorOverhead¦Brokenwireonground
17-0023361 | Unknown Cause | Patrol - found nothing |  |  | 2017 | Tier 2 - Elevated | Distribution Circuit | 2 | 19 | 2017-02-19 | 1701120 | Sus | N | UnknownCause¦Patrolfoundnothing¦¦
17-0023378 | Vegetation | Tree - fell into line | Conductor, Overhead | Broken, wire on ground | 2017 | Tier 2 - Elevated | Distribution Circuit | 2 | 17 | 2017-02-17 | 1701241 | Sus | N | Vegetation¦Treefellintoline¦ConductorOverhead¦Brokenwireonground
17-0024024 | Vegetation | Tree - fell into line | Conductor, Overhead | Broken, wire on ground | 2017 | Tier 2 - Elevated | Distribution Circuit | 2 | 20 | 2017-02-20 | 1705198 | Sus | N | Vegetation¦Treefellintoline¦ConductorOverhead¦Brokenwireonground
17-0026877 | Environmental/External | Flood/Erosion | Conductor, Overhead | Broken, wire on ground | 2017 | Tier 2 - Elevated | Distribution Circuit | 2 | 26 | 2017-02-26 | 1714440 | Sus | N | EnvironmentalExternal¦FloodErosion¦ConductorOverhead¦Brokenwireonground
17-0030492 | Company Initiated | Return Circuit Normal | Other | Normal | 2017 | Tier 3 - Extreme | Transmission line | 5 | 17 | 2017-05-17 | 1784383 | Sus | Y | CompanyInitiated¦ReturnCircuitNormal¦Other¦Normal
17-0032105 | Vegetation | Tree - branch fell on line | Fuse | Failed/Faulted | 2017 | Tier 3 - Extreme | Distribution Circuit | 3 | 20 | 2017-03-20 | 1731056 | Sus | N | Vegetation¦Treebranchfellonline¦Fuse¦FailedFaulted
17-0033349 | Vegetation | Tree - fell into line | Conductor, Overhead | Normal | 2017 | Tier 3 - Extreme | Distribution Circuit | 3 | 24 | 2017-03-24 | 1734420 | Sus | N | Vegetation¦Treefellintoline¦ConductorOverhead¦Normal
17-0036543 | Equipment Failure/Involved | Overhead | Connector or Splice (OH) | Deteriorated | 2017 | Tier 2 - Elevated | Distribution Circuit | 4 | 4 | 2017-04-04 | 1744222 | Sus | N | EquipmentFailureInvolved¦Overhead¦ConnectororSplice(OH)¦Deteriorated
17-0038094 | Unknown Cause | Patrol - found nothing |  |  | 2017 | Tier 2 - Elevated | Distribution Circuit | 4 | 7 | 2017-04-07 | 1751565 | Sus | N | UnknownCause¦Patrolfoundnothing¦¦
17-0043179 | Equipment Failure/Involved | Overhead | Conductor, Overhead | Broken, wire on ground | 2017 | Tier 2 - Elevated | Distribution Circuit | 4 | 26 | 2017-04-26 | 1767858 | Sus | N | EquipmentFailureInvolved¦Overhead¦ConductorOverhead¦Brokenwireonground
17-0044047 | Unknown Cause | Patrol - found nothing |  |  | 2017 | Tier 3 - Extreme | Distribution Circuit | 4 | 30 | 2017-04-30 | 1771156 | Sus | N | UnknownCause¦Patrolfoundnothing¦¦
17-0047826 | Equipment Failure/Involved | Overhead | Jumper | Broken | 2017 | Tier 2 - Elevated | Transformer only | 5 | 14 | 2017-05-14 | 1781778 | Sus | Y | EquipmentFailureInvolved¦Overhead¦Jumper¦Broken
17-0049699 | Vegetation | Tree - fell into line | Conductor, Overhead | Broken, wire on ground | 2017 | Tier 2 - Elevated | Distribution Circuit | 5 | 22 | 2017-05-22 | 1787812 | Sus | Y | Vegetation¦Treefellintoline¦ConductorOverhead¦Brokenwireonground
17-0055959 | Vegetation | Tree - fell into line | Circuit Breaker | Normal | 2017 | Tier 3 - Extreme | Distribution Circuit | 6 | 17 | 2017-06-17 | 1806841 | Sus | Y | Vegetation¦Treefellintoline¦CircuitBreaker¦Normal
17-0057010 | Unknown Cause | Patrol - found nothing |  |  | 2017 | Tier 2 - Elevated | Distribution Circuit | 6 | 20 | 2017-06-20 | 1812239 | Sus | Y | UnknownCause¦Patrolfoundnothing¦¦
17-0057071 | Equipment Failure/Involved | Overhead | Transformer | Failed/Faulted | 2017 | Tier 2 - Elevated | Transformer only | 6 | 20 | 2017-06-20 | 1812699 | Sus | Y | EquipmentFailureInvolved¦Overhead¦Transformer¦FailedFaulted
17-0057721 | Vegetation | Tree - fell into line | Conductor, Overhead | Broken, wire on ground | 2017 | Tier 3 - Extreme | Distribution Circuit | 6 | 22 | 2017-06-22 | 1814926 | Sus | Y | Vegetation¦Treefellintoline¦ConductorOverhead¦Brokenwireonground
17-0058334 | 3rd Party | Vehicle | Conductor, Overhead | Normal | 2017 | Tier 2 - Elevated | Distribution Circuit | 6 | 24 | 2017-06-24 | 1817226 | Sus | Y | 3rdParty¦Vehicle¦ConductorOverhead¦Normal
17-0062479 | Vegetation | Tree - fell into line | Conductor, Overhead | Together | 2017 | Tier 2 - Elevated | Distribution Circuit | 7 | 13 | 2017-07-13 | 1830323 | Sus | Y | Vegetation¦Treefellintoline¦ConductorOverhead¦Together
17-0065134 | Unknown Cause | Patrol - found nothing |  |  | 2017 | Tier 2 - Elevated | Distribution Circuit | 7 | 24 | 2017-07-24 | 1839016 | Sus | Y | UnknownCause¦Patrolfoundnothing¦¦
17-0069790 | Unknown Cause | Patrol - not conducted |  |  | 2017 | Tier 3 - Extreme | Distribution Circuit | 8 | 12 | 2017-08-12 | 1850936 | Sus | Y | UnknownCause¦Patrolnotconducted¦¦
17-0074658 | Equipment Failure/Involved | Overhead | Transformer (OH) | Failed/Faulted | 2017 | Tier 2 - Elevated | Distribution Circuit | 9 | 1 | 2017-09-01 | 1864479 | Sus | Y | EquipmentFailureInvolved¦Overhead¦Transformer(OH)¦FailedFaulted
17-0074909 | Equipment Failure/Involved | Overhead | Transformer | Failed/Faulted | 2017 | Tier 2 - Elevated | Transformer only | 9 | 1 | 2017-09-01 | 1864970 | Sus | Y | EquipmentFailureInvolved¦Overhead¦Transformer¦FailedFaulted
17-0075204 | Equipment Failure/Involved | Overhead | Transformer | Failed/Faulted | 2017 | Tier 2 - Elevated | Transformer only | 9 | 2 | 2017-09-02 | 1866772 | Sus | Y | EquipmentFailureInvolved¦Overhead¦Transformer¦FailedFaulted
17-0082178 | Animal | Bird found | Conductor, Overhead | Normal | 2017 | Tier 2 - Elevated | Distribution Circuit | 9 | 27 | 2017-09-27 | 1886849 | Sus | Y | Animal¦Birdfound¦ConductorOverhead¦Normal
17-0085279 | Equipment Failure/Involved | Overhead | Transformer (OH) | Failed/Faulted | 2017 | Tier 2 - Elevated | Distribution Circuit | 10 | 8 | 2017-10-08 | 1893940 | Sus | Y | EquipmentFailureInvolved¦Overhead¦Transformer(OH)¦FailedFaulted
17-0085774 | Vegetation | Tree - fell into line | Service conductor | Broken, wire on ground | 2017 | Tier 3 - Extreme | Transformer only | 10 | 9 | 2017-10-09 | 1896544 | Sus | Y | Vegetation¦Treefellintoline¦Serviceconductor¦Brokenwireonground
17-0088688 | Environmental/External | Fire, Forest/Grass | Transformer (OH) | Burned/flashed | 2017 | Tier 2 - Elevated | Transformer only | 10 | 8 | 2017-10-08 | 1904410 | Sus | Y | EnvironmentalExternal¦FireForestGrass¦Transformer(OH)¦Burnedflashed
17-0090553 | Company Initiated | Personnel, company |  |  | 2017 | Tier 2 - Elevated | Transformer only | 10 | 30 | 2017-10-30 | 1912166 | Sus | Y | CompanyInitiated¦Personnelcompany¦¦
17-0094710 | Unknown Cause | Patrol - found nothing |  |  | 2017 | Tier 3 - Extreme | Distribution Circuit | 11 | 13 | 2017-11-13 | 1921428 | Sus | Y | UnknownCause¦Patrolfoundnothing¦¦
17-0095326 | Equipment Failure/Involved | Overhead | Pole-Wood | Broken | 2017 | Tier 2 - Elevated | Distribution Circuit | 11 | 16 | 2017-11-16 | 1923401 | Sus | Y | EquipmentFailureInvolved¦Overhead¦PoleWood¦Broken
17-0097215 | Vegetation | Tree - branch fell on line | Conductor, Overhead | Normal | 2017 | Tier 2 - Elevated | Distribution Circuit | 11 | 22 | 2017-11-22 | 1928059 | Sus | Y | Vegetation¦Treebranchfellonline¦ConductorOverhead¦Normal
17-0098626 | Equipment Failure/Involved | Overhead | Crossarm, Wood | Deteriorated | 2017 | Tier 2 - Elevated | Transformer only | 11 | 30 | 2017-11-30 | 1932651 | Sus | Y | EquipmentFailureInvolved¦Overhead¦CrossarmWood¦Deteriorated
17-0099702 | Equipment Failure/Involved | Overhead | Crossarm, Wood | Broken | 2017 | Tier 3 - Extreme | Distribution Circuit | 12 | 4 | 2017-12-04 | 1935476 | Sus | N | EquipmentFailureInvolved¦Overhead¦CrossarmWood¦Broken
17-0099710 | Unknown Cause | Patrol - found nothing |  |  | 2017 | Tier 2 - Elevated | Distribution Circuit | 12 | 4 | 2017-12-04 | 1934936 | Sus | N | UnknownCause¦Patrolfoundnothing¦¦
18-0003671 | Equipment Failure/Involved | Overhead | Cutout, fuse holder | Broken | 2018 | Tier 3 - Extreme | Transformer only | 1 | 4 | 2018-01-04 | 2027 | Sus | N | EquipmentFailureInvolved¦Overhead¦Cutoutfuseholder¦Broken
18-0015262 | Vegetation | Tree - grew into line | Secondary | Broken, wire on ground | 2018 | Tier 2 - Elevated | Transformer only | 2 | 18 | 2018-02-18 | 26809 | Sus | N | Vegetation¦Treegrewintoline¦Secondary¦Brokenwireonground
18-0017065 | 3rd Party | Tree - cutting, 3rd party | Crossarm, Wood | Broken, wire on ground | 2018 | Tier 2 - Elevated | Distribution Circuit | 2 | 25 | 2018-02-25 | 31241 | Sus | N | 3rdParty¦Treecutting3rdparty¦CrossarmWood¦Brokenwireonground
18-0018363 | Unknown Cause | Patrol - found nothing |  |  | 2018 | Tier 3 - Extreme | Distribution Circuit | 3 | 1 | 2018-03-01 | 34218 | Sus | N | UnknownCause¦Patrolfoundnothing¦¦
18-0019392 | Vegetation | Tree - fell into line | Conductor, Overhead | Broken, wire on ground | 2018 | Tier 3 - Extreme | Distribution Circuit | 3 | 3 | 2018-03-03 | 37379 | Sus | N | Vegetation¦Treefellintoline¦ConductorOverhead¦Brokenwireonground
18-0019463 | Environmental/External | Ice or snow | Conductor, Overhead | Broken, wire on ground | 2018 | Tier 2 - Elevated | Distribution Circuit | 3 | 3 | 2018-03-03 | 37328 | Sus | N | EnvironmentalExternal¦Iceorsnow¦ConductorOverhead¦Brokenwireonground
18-0023233 | Unknown Cause | Patrol - found nothing |  |  | 2018 | Tier 3 - Extreme | Distribution Circuit | 3 | 16 | 2018-03-16 | 45147 | Sus | N | UnknownCause¦Patrolfoundnothing¦¦
18-0025175 | Vegetation | Tree - branch fell on line | Fuse | Failed/Faulted | 2018 | Tier 3 - Extreme | Distribution Circuit | 3 | 21 | 2018-03-21 | 49782 | Sus | N | Vegetation¦Treebranchfellonline¦Fuse¦FailedFaulted
18-0025401 | Vegetation | Tree - fell into line | Conductor, Overhead | Bent or Twisted | 2018 | Tier 2 - Elevated | Distribution Circuit | 3 | 22 | 2018-03-22 | 50449 | Sus | N | Vegetation¦Treefellintoline¦ConductorOverhead¦BentorTwisted
18-0029733 | Vegetation | Tree - branch fell on line | Conductor, Overhead | Normal | 2018 | Tier 3 - Extreme | Distribution Circuit | 4 | 6 | 2018-04-06 | 60497 | Sus | N | Vegetation¦Treebranchfellonline¦ConductorOverhead¦Normal
18-0031017 | Equipment Failure/Involved | Overhead | Pole-Wood | Broken | 2018 | Tier 2 - Elevated | Distribution Circuit | 4 | 10 | 2018-04-10 | 64018 | Sus | N | EquipmentFailureInvolved¦Overhead¦PoleWood¦Broken
18-0036335 | Equipment Failure/Involved | Overhead | Transformer | Failed/Faulted | 2018 | Tier 2 - Elevated | Transformer only | 4 | 27 | 2018-04-27 | 75460 | Sus | N | EquipmentFailureInvolved¦Overhead¦Transformer¦FailedFaulted
18-0040599 | Unknown Cause | Patrol - found nothing |  |  | 2018 | Tier 2 - Elevated | Distribution Circuit | 5 | 13 | 2018-05-13 | 85208 | Sus | Y | UnknownCause¦Patrolfoundnothing¦¦
18-0042880 | Equipment Failure/Involved | Overhead | Pole-Wood | Broken | 2018 | Tier 3 - Extreme | Distribution Circuit | 5 | 21 | 2018-05-21 | 90743 | Sus | Y | EquipmentFailureInvolved¦Overhead¦PoleWood¦Broken
18-0044353 | Vegetation | Tree - fell into line | Conductor, Overhead | Broken, wire on ground | 2018 | Tier 2 - Elevated | Distribution Circuit | 5 | 25 | 2018-05-25 | 93610 | Sus | Y | Vegetation¦Treefellintoline¦ConductorOverhead¦Brokenwireonground
18-0049299 | Unknown Cause | Patrol - found nothing |  |  | 2018 | Tier 2 - Elevated | Transformer only | 6 | 9 | 2018-06-09 | 105407 | Sus | Y | UnknownCause¦Patrolfoundnothing¦¦
18-0049844 | Equipment Failure/Involved | Overhead | Pole-Wood | Broken | 2018 | Tier 3 - Extreme | Transformer only | 6 | 12 | 2018-06-12 | 106814 | Sus | Y | EquipmentFailureInvolved¦Overhead¦PoleWood¦Broken
18-0053956 | Environmental/External | Fire, Forest/Grass | Other | Normal | 2018 | Tier 2 - Elevated | Distribution Circuit | 6 | 23 | 2018-06-23 | 116712 | Sus | Y | EnvironmentalExternal¦FireForestGrass¦Other¦Normal
18-0066273 | Environmental/External | Fire, Forest/Grass | Pole-Wood | Burned/flashed | 2018 | Tier 3 - Extreme | Distribution Circuit | 7 | 26 | 2018-07-26 | 147839 | Sus | Y | EnvironmentalExternal¦FireForestGrass¦PoleWood¦Burnedflashed
18-0066727 | Animal | Squirrel | Transformer (OH) | Normal | 2018 | Tier 2 - Elevated | Distribution Circuit | 8 | 4 | 2018-08-04 | 148813 | Sus | Y | Animal¦Squirrel¦Transformer(OH)¦Normal
18-0068933 | 3rd Party | Other | Conductor, Overhead | Together | 2018 | Tier 2 - Elevated | Distribution Circuit | 8 | 11 | 2018-08-11 | 153334 | Sus | Y | 3rdParty¦Other¦ConductorOverhead¦Together
18-0071065 | Equipment Failure/Involved | Overhead | Insulator | Broken | 2018 | Tier 2 - Elevated | Distribution Circuit | 8 | 17 | 2018-08-17 | 157130 | Sus | Y | EquipmentFailureInvolved¦Overhead¦Insulator¦Broken
18-0071924 | Vegetation | Tree - fell into line | Conductor, Overhead | Broken, wire on ground | 2018 | Tier 2 - Elevated | Distribution Circuit | 8 | 21 | 2018-08-21 | 159102 | Sus | Y | Vegetation¦Treefellintoline¦ConductorOverhead¦Brokenwireonground
18-0073824 | Unknown Cause | Patrol - found nothing |  |  | 2018 | Tier 2 - Elevated | Distribution Circuit | 8 | 27 | 2018-08-27 | 162938 | Sus | Y | UnknownCause¦Patrolfoundnothing¦¦
18-0087154 | Vegetation | Tree - fell into line | Conductor, Overhead | Broken, wire on ground | 2018 | Tier 2 - Elevated | Distribution Circuit | 10 | 5 | 2018-10-05 | 188800 | Sus | Y | Vegetation¦Treefellintoline¦ConductorOverhead¦Brokenwireonground
18-0089639 | Animal | Squirrel | Fuse | Failed/Faulted | 2018 | Tier 3 - Extreme | Distribution Circuit | 10 | 11 | 2018-10-11 | 193331 | Sus | Y | Animal¦Squirrel¦Fuse¦FailedFaulted
18-0090275 | Vegetation | Tree - branch fell on line | Conductor, Overhead | Normal | 2018 | Tier 2 - Elevated | Distribution Circuit | 10 | 14 | 2018-10-14 | 194791 | Sus | Y | Vegetation¦Treebranchfellonline¦ConductorOverhead¦Normal
18-0092526 | 3rd Party | Vehicle | Conductor, Overhead | Broken, wire on ground | 2018 | Tier 2 - Elevated | Distribution Circuit | 10 | 21 | 2018-10-21 | 199495 | Sus | Y | 3rdParty¦Vehicle¦ConductorOverhead¦Brokenwireonground
18-0100889 | Environmental/External | Fire, Forest/Grass | Pole-Wood | Burned/flashed | 2018 | Tier 3 - Extreme | Distribution Circuit | 11 | 8 | 2018-11-08 | 217955 | Sus | Y | EnvironmentalExternal¦FireForestGrass¦PoleWood¦Burnedflashed
18-0101340 | Environmental/External | Fire, Forest/Grass | Pole-Wood | Burned/flashed | 2018 | Tier 3 - Extreme | Distribution Circuit | 11 | 8 | 2018-11-08 | 218785 | Sus | Y | EnvironmentalExternal¦FireForestGrass¦PoleWood¦Burnedflashed
18-0101517 | Environmental/External | Fire, Forest/Grass | Pole-Wood | Burned/flashed | 2018 | Tier 3 - Extreme | Distribution Circuit | 11 | 8 | 2018-11-08 | 219198 | Sus | Y | EnvironmentalExternal¦FireForestGrass¦PoleWood¦Burnedflashed
18-0102787 | Equipment Failure/Involved | Overhead | Transformer (OH) | Broken | 2018 | Tier 3 - Extreme | Transformer only | 11 | 23 | 2018-11-23 | 223163 | Sus | Y | EquipmentFailureInvolved¦Overhead¦Transformer(OH)¦Broken
18-0105438 | Equipment Failure/Involved | Overhead | Conductor, Overhead | Broken, wire on ground | 2018 | Tier 2 - Elevated | Distribution Circuit | 11 | 29 | 2018-11-29 | 228898 | Sus | Y | EquipmentFailureInvolved¦Overhead¦ConductorOverhead¦Brokenwireonground
18-0108025 | Animal | Bird found | Conductor, Overhead | Normal | 2018 | Tier 2 - Elevated | Distribution Circuit | 12 | 8 | 2018-12-08 | 236109 | Sus | N | Animal¦Birdfound¦ConductorOverhead¦Normal
18-0109368 | Unknown Cause | Patrol - not conducted |  |  | 2018 | Tier 2 - Elevated | Distribution Circuit | 12 | 15 | 2018-12-15 | 240958 | Sus | N | UnknownCause¦Patrolnotconducted¦¦
19-0011116 | Unknown Cause | Patrol - found nothing |  |  | 2019 | Tier 3 - Extreme | Distribution Circuit | 1 | 16 | 2019-01-16 | 271594 | Sus | N | UnknownCause¦Patrolfoundnothing¦¦
19-0011207 | Vegetation | Tree - fell into line | Fuse | Failed/Faulted | 2019 | Tier 3 - Extreme | Distribution Circuit | 1 | 16 | 2019-01-16 | 274420 | Sus | N | Vegetation¦Treefellintoline¦Fuse¦FailedFaulted
19-0011465 | Vegetation | Tree - branch fell on line | Pole-Wood | Broken, wire on ground | 2019 | Tier 2 - Elevated | Distribution Circuit | 1 | 17 | 2019-01-17 | 274924 | Sus | N | Vegetation¦Treebranchfellonline¦PoleWood¦Brokenwireonground
19-0012018 | Equipment Failure/Involved | Overhead | Insulator | Broken | 2019 | Tier 2 - Elevated | Distribution Circuit | 1 | 18 | 2019-01-18 | 276371 | Sus | N | EquipmentFailureInvolved¦Overhead¦Insulator¦Broken
19-0012159 | Vegetation | Tree - fell into line | Conductor, Overhead | Normal | 2019 | Tier 2 - Elevated | Distribution Circuit | 1 | 19 | 2019-01-19 | 276837 | Sus | N | Vegetation¦Treefellintoline¦ConductorOverhead¦Normal
19-0017136 | Unknown Cause | Patrol - found nothing |  |  | 2019 | Tier 3 - Extreme | Distribution Circuit | 2 | 2 | 2019-02-02 | 287264 | Sus | N | UnknownCause¦Patrolfoundnothing¦¦
19-0017348 | Vegetation | Tree - fell into line | Pole-Wood | Broken, wire on ground | 2019 | Tier 2 - Elevated | Distribution Circuit | 2 | 2 | 2019-02-02 | 288120 | Sus | N | Vegetation¦Treefellintoline¦PoleWood¦Brokenwireonground
19-0017546 | Equipment Failure/Involved | Overhead | Service conductor | Burned/flashed | 2019 | Tier 2 - Elevated | Transformer only | 2 | 3 | 2019-02-03 | 288863 | Sus | N | EquipmentFailureInvolved¦Overhead¦Serviceconductor¦Burnedflashed
19-0017896 | Equipment Failure/Involved | Overhead | Transformer (OH) | Failed/Faulted | 2019 | Tier 2 - Elevated | Transformer only | 2 | 4 | 2019-02-04 | 290061 | Sus | N | EquipmentFailureInvolved¦Overhead¦Transformer(OH)¦FailedFaulted
19-0017964 | Unknown Cause | Patrol - found nothing |  |  | 2019 | Tier 2 - Elevated | Distribution Circuit | 2 | 4 | 2019-02-04 | 289967 | Sus | N | UnknownCause¦Patrolfoundnothing¦¦
19-0019000 | Unknown Cause | Patrol - found nothing |  |  | 2019 | Tier 2 - Elevated | Distribution Circuit | 2 | 6 | 2019-02-06 | 293941 | Sus | N | UnknownCause¦Patrolfoundnothing¦¦
19-0019234 | Unknown Cause | Patrol - found nothing |  |  | 2019 | Tier 3 - Extreme | Distribution Circuit | 2 | 5 | 2019-02-05 | 292728 | Sus | N | UnknownCause¦Patrolfoundnothing¦¦
19-0019365 | Unknown Cause | Patrol - found nothing |  |  | 2019 | Tier 2 - Elevated | Distribution Circuit | 2 | 6 | 2019-02-06 | 294671 | Sus | N | UnknownCause¦Patrolfoundnothing¦¦
19-0019432 | Equipment Failure/Involved | Overhead | Transformer | Failed/Faulted | 2019 | Tier 2 - Elevated | Transformer only | 2 | 6 | 2019-02-06 | 294872 | Sus | N | EquipmentFailureInvolved¦Overhead¦Transformer¦FailedFaulted
19-0019588 | Vegetation | Tree - fell into line | Conductor, Overhead | Together | 2019 | Tier 3 - Extreme | Distribution Circuit | 2 | 7 | 2019-02-07 | 295280 | Sus | N | Vegetation¦Treefellintoline¦ConductorOverhead¦Together
19-0020415 | Unknown Cause | Patrol - not conducted |  |  | 2019 | Tier 3 - Extreme | Distribution Circuit | 2 | 9 | 2019-02-09 | 297385 | Sus | N | UnknownCause¦Patrolnotconducted¦¦
19-0020693 | Equipment Failure/Involved | Overhead | Conductor, Overhead | Broken, wire on ground | 2019 | Tier 3 - Extreme | Distribution Circuit | 2 | 10 | 2019-02-10 | 298903 | Sus | N | EquipmentFailureInvolved¦Overhead¦ConductorOverhead¦Brokenwireonground
19-0020729 | Vegetation | Tree - fell into line | Conductor, Overhead | Together | 2019 | Tier 2 - Elevated | Distribution Circuit | 2 | 10 | 2019-02-10 | 298536 | Sus | N | Vegetation¦Treefellintoline¦ConductorOverhead¦Together
19-0020810 | Vegetation | Tree - fell into line | Conductor, Overhead | Normal | 2019 | Tier 2 - Elevated | Distribution Circuit | 2 | 10 | 2019-02-10 | 297168 | Sus | N | Vegetation¦Treefellintoline¦ConductorOverhead¦Normal
19-0021058 | Equipment Failure/Involved | Overhead | Secondary | Broken | 2019 | Tier 3 - Extreme | Transformer only | 2 | 11 | 2019-02-11 | 299922 | Sus | N | EquipmentFailureInvolved¦Overhead¦Secondary¦Broken
19-0022047 | Unknown Cause | Patrol - found nothing |  |  | 2019 | Tier 3 - Extreme | Distribution Circuit | 2 | 12 | 2019-02-12 | 301094 | Sus | N | UnknownCause¦Patrolfoundnothing¦¦
19-0022150 | Vegetation | Tree - fell into line | Conductor, Overhead | Broken, wire on ground | 2019 | Tier 2 - Elevated | Distribution Circuit | 2 | 13 | 2019-02-13 | 303783 | Sus | N | Vegetation¦Treefellintoline¦ConductorOverhead¦Brokenwireonground
19-0022608 | Unknown Cause | Patrol - found nothing |  |  | 2019 | Tier 2 - Elevated | Distribution Circuit | 2 | 13 | 2019-02-13 | 305748 | Sus | N | UnknownCause¦Patrolfoundnothing¦¦
19-0023813 | Equipment Failure/Involved | Overhead | Fuse | Failed/Faulted | 2019 | Tier 2 - Elevated | Distribution Circuit | 2 | 15 | 2019-02-15 | 311068 | Sus | N | EquipmentFailureInvolved¦Overhead¦Fuse¦FailedFaulted
19-0024232 | Equipment Failure/Involved | Overhead | Secondary | Arcing | 2019 | Tier 3 - Extreme | Transformer only | 2 | 14 | 2019-02-14 | 309327 | Sus | N | EquipmentFailureInvolved¦Overhead¦Secondary¦Arcing
19-0024457 | Equipment Failure/Involved | Overhead | Transformer | Failed/Faulted | 2019 | Tier 2 - Elevated | Distribution Circuit | 2 | 13 | 2019-02-13 | 303664 | Sus | N | EquipmentFailureInvolved¦Overhead¦Transformer¦FailedFaulted
19-0031223 | Equipment Failure/Involved | Overhead | Transformer | Burned/flashed | 2019 | Tier 2 - Elevated | Transformer only | 3 | 6 | 2019-03-06 | 332391 | Sus | N | EquipmentFailureInvolved¦Overhead¦Transformer¦Burnedflashed
19-0031794 | Equipment Failure/Involved | Overhead | Crossarm, Wood | Broken | 2019 | Tier 3 - Extreme | Distribution Circuit | 3 | 7 | 2019-03-07 | 333865 | Sus | N | EquipmentFailureInvolved¦Overhead¦CrossarmWood¦Broken
19-0031972 | Vegetation | Tree - fell into line | Conductor, Overhead | Broken, wire on ground | 2019 | Tier 2 - Elevated | Distribution Circuit | 3 | 8 | 2019-03-08 | 334177 | Sus | N | Vegetation¦Treefellintoline¦ConductorOverhead¦Brokenwireonground
19-0033791 | Animal | Other | Conductor, Overhead | Together | 2019 | Tier 2 - Elevated | Distribution Circuit | 3 | 14 | 2019-03-14 | 339116 | Sus | N | Animal¦Other¦ConductorOverhead¦Together
19-0037599 | Environmental/External | Lightning | Transformer | Failed/Faulted | 2019 | Tier 3 - Extreme | Transformer only | 3 | 27 | 2019-03-27 | 348776 | Sus | N | EnvironmentalExternal¦Lightning¦Transformer¦FailedFaulted
19-0037712 | Environmental/External | Lightning | Transformer | Failed/Faulted | 2019 | Tier 2 - Elevated | Transformer only | 3 | 27 | 2019-03-27 | 349060 | Sus | N | EnvironmentalExternal¦Lightning¦Transformer¦FailedFaulted
19-0042016 | Animal | Squirrel | Conductor, Overhead | Normal | 2019 | Tier 2 - Elevated | Distribution Circuit | 4 | 12 | 2019-04-12 | 359722 | Sus | N | Animal¦Squirrel¦ConductorOverhead¦Normal
19-0042322 | Unknown Cause | Patrol - not conducted |  |  | 2019 | Tier 2 - Elevated | Distribution Circuit | 4 | 14 | 2019-04-14 | 360579 | Sus | N | UnknownCause¦Patrolnotconducted¦¦
19-0045519 | Unknown Cause | Patrol - found nothing |  |  | 2019 | Tier 2 - Elevated | Distribution Circuit | 4 | 24 | 2019-04-24 | 366753 | Sus | N | UnknownCause¦Patrolfoundnothing¦¦
19-0046445 | Equipment Failure/Involved | Overhead | Crossarm, Wood | Broken | 2019 | Tier 3 - Extreme | Distribution Circuit | 4 | 26 | 2019-04-26 | 368538 | Sus | N | EquipmentFailureInvolved¦Overhead¦CrossarmWood¦Broken
19-0055378 | Environmental/External | Lightning | Transformer | Failed/Faulted | 2019 | Tier 2 - Elevated | Transformer only | 5 | 22 | 2019-05-22 | 387768 | Sus | Y | EnvironmentalExternal¦Lightning¦Transformer¦FailedFaulted
19-0057617 | Equipment Failure/Involved | Overhead | Crossarm, Wood | Broken | 2019 | Tier 3 - Extreme | Distribution Circuit | 5 | 25 | 2019-05-25 | 390207 | Sus | Y | EquipmentFailureInvolved¦Overhead¦CrossarmWood¦Broken
19-0060168 | Animal | Squirrel | Fuse | Failed/Faulted | 2019 | Tier 2 - Elevated | Distribution Circuit | 5 | 30 | 2019-05-30 | 393630 | Sus | Y | Animal¦Squirrel¦Fuse¦FailedFaulted
19-0060590 | Equipment Failure/Involved | Overhead | Woodpin | Broken | 2019 | Tier 3 - Extreme | Distribution Circuit | 5 | 31 | 2019-05-31 | 394413 | Sus | Y | EquipmentFailureInvolved¦Overhead¦Woodpin¦Broken
19-0063639 | Unknown Cause | Patrol - found nothing |  |  | 2019 | Tier 2 - Elevated | Distribution Circuit | 6 | 6 | 2019-06-06 | 399493 | Sus | Y | UnknownCause¦Patrolfoundnothing¦¦
19-0063817 | Vegetation | Tree - branch fell on line | Conductor, Overhead | Together | 2019 | Tier 3 - Extreme | Distribution Circuit | 6 | 6 | 2019-06-06 | 399866 | Sus | Y | Vegetation¦Treebranchfellonline¦ConductorOverhead¦Together
19-0063889 | Equipment Failure/Involved | Overhead | Transformer | Failed/Faulted | 2019 | Tier 2 - Elevated | Distribution Circuit | 6 | 6 | 2019-06-06 | 399927 | Sus | Y | EquipmentFailureInvolved¦Overhead¦Transformer¦FailedFaulted
19-0065796 | Equipment Failure/Involved | Overhead | Pole-Wood | Deteriorated | 2019 | Tier 2 - Elevated | Transformer only | 6 | 11 | 2019-06-11 | 405163 | Sus | Y | EquipmentFailureInvolved¦Overhead¦PoleWood¦Deteriorated
19-0067832 | Equipment Failure/Involved | Overhead | Conductor, Overhead | Broken, wire on ground | 2019 | Tier 2 - Elevated | Distribution Circuit | 6 | 14 | 2019-06-14 | 412353 | Sus | Y | EquipmentFailureInvolved¦Overhead¦ConductorOverhead¦Brokenwireonground
19-0082613 | Unknown Cause | Patrol - found nothing |  |  | 2019 | Tier 2 - Elevated | Distribution Circuit | 7 | 30 | 2019-07-30 | 475498 | Sus | Y | UnknownCause¦Patrolfoundnothing¦¦
19-0086102 | Unknown Cause | Patrol - not conducted |  |  | 2019 | Tier 2 - Elevated | Distribution Circuit | 8 | 9 | 2019-08-09 | 495650 | Sus | Y | UnknownCause¦Patrolnotconducted¦¦
19-0090125 | Vegetation | Tree - fell into line | Conductor, Overhead | Normal | 2019 | Tier 3 - Extreme | Distribution Circuit | 8 | 20 | 2019-08-20 | 526553 | Sus | Y | Vegetation¦Treefellintoline¦ConductorOverhead¦Normal
19-0091743 | Equipment Failure/Involved | Overhead | Crossarm, Wood | Broken | 2019 | Tier 2 - Elevated | Transformer only | 8 | 24 | 2019-08-24 | 535953 | Sus | Y | EquipmentFailureInvolved¦Overhead¦CrossarmWood¦Broken
19-0094017 | Animal | Bird found | Conductor, Overhead | Normal | 2019 | Tier 2 - Elevated | Distribution Circuit | 8 | 30 | 2019-08-30 | 547937 | Sus | Y | Animal¦Birdfound¦ConductorOverhead¦Normal
19-0098190 | Vegetation | Tree - fell into line | Conductor, Overhead | Together | 2019 | Tier 3 - Extreme | Distribution Circuit | 9 | 12 | 2019-09-12 | 574716 | Sus | Y | Vegetation¦Treefellintoline¦ConductorOverhead¦Together
19-0102235 | Vegetation | Tree - fell into line | Crossarm, Wood | Broken, wire on ground | 2019 | Tier 2 - Elevated | Distribution Circuit | 9 | 22 | 2019-09-22 | 603513 | Sus | Y | Vegetation¦Treefellintoline¦CrossarmWood¦Brokenwireonground
19-0105922 | 3rd Party | Tree - cutting, 3rd party | Pole-Wood | Broken, wire on ground | 2019 | Tier 3 - Extreme | Distribution Circuit | 10 | 1 | 2019-10-01 | 633866 | Sus | Y | 3rdParty¦Treecutting3rdparty¦PoleWood¦Brokenwireonground
19-0112665 | Unknown Cause | Patrol - found nothing |  |  | 2019 | Tier 2 - Elevated | Distribution Circuit | 10 | 17 | 2019-10-17 | 663364 | Sus | Y | UnknownCause¦Patrolfoundnothing¦¦
19-0114651 | Wildfire Mitigation | Public Safety Power Shut-off | Fuse | Normal | 2019 | Tier 2 - Elevated | Distribution Circuit | 10 | 23 | 2019-10-23 | 678779 | Sus | Y | WildfireMitigation¦PublicSafetyPowerShutoff¦Fuse¦Normal
19-0116156 | Wildfire Mitigation | Public Safety Power Shut-off | Circuit Breaker | Normal | 2019 | Tier 2 - Elevated | Distribution Circuit | 10 | 26 | 2019-10-26 | 681021 | Sus | Y | WildfireMitigation¦PublicSafetyPowerShutoff¦CircuitBreaker¦Normal
19-0117390 | Wildfire Mitigation | Public Safety Power Shut-off | Pole-Wood | Broken | 2019 | Tier 2 - Elevated | Distribution Circuit | 10 | 26 | 2019-10-26 | 688334 | Sus | Y | WildfireMitigation¦PublicSafetyPowerShutoff¦PoleWood¦Broken
19-0124830 | Equipment Failure/Involved | Overhead | Jumper | Burned Open | 2019 | Tier 2 - Elevated | Transformer only | 11 | 14 | 2019-11-14 | 706847 | Sus | Y | EquipmentFailureInvolved¦Overhead¦Jumper¦BurnedOpen
19-0131087 | Vegetation | Tree - fell into line | Service conductor | Broken, wire on ground | 2019 | Tier 2 - Elevated | Transformer only | 11 | 29 | 2019-11-29 | 723565 | Sus | Y | Vegetation¦Treefellintoline¦Serviceconductor¦Brokenwireonground
19-0132069 | Unknown Cause | Patrol - found nothing |  |  | 2019 | Tier 2 - Elevated | Distribution Circuit | 12 | 1 | 2019-12-01 | 726675 | Sus | N | UnknownCause¦Patrolfoundnothing¦¦
19-0134964 | Vegetation | Tree - branch fell on line | Conductor, Overhead | Broken, wire on ground | 2019 | Tier 2 - Elevated | Distribution Circuit | 12 | 7 | 2019-12-07 | 733463 | Sus | N | Vegetation¦Treebranchfellonline¦ConductorOverhead¦Brokenwireonground
19-0136437 | Equipment Failure/Involved | Underground | Fuse | Failed/Faulted | 2019 | Tier 2 - Elevated | Distribution Circuit | 12 | 14 | 2019-12-14 | 739581 | Sus | N | EquipmentFailureInvolved¦Underground¦Fuse¦FailedFaulted
19-0137606 | Vegetation | Tree - grew into line | Transformer | Bent or Twisted | 2019 | Tier 2 - Elevated | Transformer only | 12 | 22 | 2019-12-22 | 748591 | Sus | N | Vegetation¦Treegrewintoline¦Transformer¦BentorTwisted
20-0010393 | Vegetation | Tree - fell into line | Conductor, Overhead | Broken, wire on ground | 2020 | Tier 3 - Extreme | Distribution Circuit | 1 | 17 | 2020-01-17 | 763772 | Sus | N | Vegetation¦Treefellintoline¦ConductorOverhead¦Brokenwireonground
20-0019373 | Unknown Cause | Patrol - found nothing |  |  | 2020 | Tier 2 - Elevated | Distribution Circuit | 2 | 9 | 2020-02-09 | 785041 | Sus | N | UnknownCause¦Patrolfoundnothing¦¦
20-0020038 | Vegetation | Tree - fell into line | Conductor, Overhead | Broken, wire on ground | 2020 | Tier 2 - Elevated | Distribution Circuit | 2 | 10 | 2020-02-10 | 787631 | Sus | N | Vegetation¦Treefellintoline¦ConductorOverhead¦Brokenwireonground
20-0020971 | Vegetation | Tree - fell into line | Conductor, Overhead | Normal | 2020 | Tier 3 - Extreme | Distribution Circuit | 2 | 12 | 2020-02-12 | 789519 | Sus | N | Vegetation¦Treefellintoline¦ConductorOverhead¦Normal
20-0022988 | Vegetation | Tree - fell into line | Pole-Wood | Broken, wire on ground | 2020 | Tier 3 - Extreme | Distribution Circuit | 2 | 17 | 2020-02-17 | 793053 | Sus | N | Vegetation¦Treefellintoline¦PoleWood¦Brokenwireonground
20-0029738 | Vegetation | Tree - bark fell into line | Fuse | Failed/Faulted | 2020 | Tier 3 - Extreme | Distribution Circuit | 3 | 7 | 2020-03-07 | 837988 | Sus | N | Vegetation¦Treebarkfellintoline¦Fuse¦FailedFaulted
20-0032255 | Vegetation | Tree - fell into line | Conductor, Overhead | Broken, wire on ground | 2020 | Tier 3 - Extreme | Distribution Circuit | 3 | 15 | 2020-03-15 | 851930 | Sus | N | Vegetation¦Treefellintoline¦ConductorOverhead¦Brokenwireonground
20-0033136 | Vegetation | Tree - branch fell on line | Conductor, Overhead | Normal | 2020 | Tier 3 - Extreme | Distribution Circuit | 3 | 17 | 2020-03-17 | 856154 | Sus | N | Vegetation¦Treebranchfellonline¦ConductorOverhead¦Normal
20-0033460 | Vegetation | Tree - fell into line | Pole-Wood | Broken, wire on ground | 2020 | Tier 2 - Elevated | Distribution Circuit | 3 | 16 | 2020-03-16 | 853663 | Sus | N | Vegetation¦Treefellintoline¦PoleWood¦Brokenwireonground
20-0033704 | Vegetation | Tree - fell into line | Conductor, Overhead | Broken | 2020 | Tier 3 - Extreme | Distribution Circuit | 3 | 16 | 2020-03-16 | 853309 | Sus | N | Vegetation¦Treefellintoline¦ConductorOverhead¦Broken
20-0034564 | Unknown Cause | Patrol - found nothing |  |  | 2020 | Tier 2 - Elevated | Distribution Circuit | 3 | 16 | 2020-03-16 | 859481 | Sus | N | UnknownCause¦Patrolfoundnothing¦¦
20-0035263 | Unknown Cause | Patrol - found nothing |  |  | 2020 | Tier 3 - Extreme | Distribution Circuit | 3 | 23 | 2020-03-23 | 861989 | Sus | N | UnknownCause¦Patrolfoundnothing¦¦
20-0038955 | Unknown Cause | Patrol - not conducted |  |  | 2020 | Tier 2 - Elevated | Distribution Circuit | 4 | 6 | 2020-04-06 | 883660 | Sus | N | UnknownCause¦Patrolnotconducted¦¦
20-0051570 | Environmental/External | Lightning | Transformer | Failed/Faulted | 2020 | Tier 2 - Elevated | Transformer only | 5 | 18 | 2020-05-18 | 917115 | Sus | Y | EnvironmentalExternal¦Lightning¦Transformer¦FailedFaulted
20-0056086 | Equipment Failure/Involved | Overhead | Connector or Splice (OH) | Broken, wire on ground | 2020 | Tier 2 - Elevated | Distribution Circuit | 5 | 31 | 2020-05-31 | 926954 | Sus | Y | EquipmentFailureInvolved¦Overhead¦ConnectororSplice(OH)¦Brokenwireonground
20-0060980 | Unknown Cause | Patrol - found nothing |  |  | 2020 | Tier 2 - Elevated | Distribution Circuit | 6 | 14 | 2020-06-14 | 938769 | Sus | Y | UnknownCause¦Patrolfoundnothing¦¦
20-0063335 | Vegetation | Tree - grew into line | Conductor, Overhead | Normal | 2020 | Tier 3 - Extreme | Distribution Circuit | 6 | 20 | 2020-06-20 | 943422 | Sus | Y | Vegetation¦Treegrewintoline¦ConductorOverhead¦Normal
20-0068087 | Unknown Cause | Patrol - found nothing |  |  | 2020 | Tier 2 - Elevated | Distribution Circuit | 7 | 3 | 2020-07-03 | 957150 | Sus | Y | UnknownCause¦Patrolfoundnothing¦¦
20-0068363 | Vegetation | Tree - branch fell on line | Conductor, Overhead | Broken, wire on ground | 2020 | Tier 2 - Elevated | Distribution Circuit | 7 | 4 | 2020-07-04 | 957744 | Sus | Y | Vegetation¦Treebranchfellonline¦ConductorOverhead¦Brokenwireonground
20-0070233 | Equipment Failure/Involved | Overhead | Other | Broken | 2020 | Tier 3 - Extreme | Distribution Circuit | 7 | 9 | 2020-07-09 | 961122 | Sus | Y | EquipmentFailureInvolved¦Overhead¦Other¦Broken
20-0080171 | Vegetation | Tree - fell into line | Conductor, Overhead | Broken, wire on object | 2020 | Tier 2 - Elevated | Distribution Circuit | 8 | 5 | 2020-08-05 | 979595 | Sus | Y | Vegetation¦Treefellintoline¦ConductorOverhead¦Brokenwireonobject
20-0085352 | Vegetation | Tree - fell into line | Conductor, Overhead | Broken, wire on ground | 2020 | Tier 3 - Extreme | Distribution Circuit | 8 | 16 | 2020-08-16 | 1014238 | Sus | Y | Vegetation¦Treefellintoline¦ConductorOverhead¦Brokenwireonground
20-0088135 | Environmental/External | Lightning | Transformer | Failed/Faulted | 2020 | Tier 2 - Elevated | Transformer only | 8 | 20 | 2020-08-20 | 1025624 | Sus | Y | EnvironmentalExternal¦Lightning¦Transformer¦FailedFaulted
20-0088858 | Unknown Cause | Patrol - found nothing |  |  | 2020 | Tier 2 - Elevated | Distribution Circuit | 8 | 22 | 2020-08-22 | 1026922 | Sus | Y | UnknownCause¦Patrolfoundnothing¦¦
20-0088945 | Equipment Failure/Involved | Overhead | Other | Broken | 2020 | Tier 2 - Elevated | Distribution Circuit | 8 | 22 | 2020-08-22 | 1027257 | Sus | Y | EquipmentFailureInvolved¦Overhead¦Other¦Broken
20-0090767 | Vegetation | Tree - grew into line | Conductor, Overhead | Normal | 2020 | Tier 2 - Elevated | Distribution Circuit | 8 | 27 | 2020-08-27 | 1035073 | Sus | Y | Vegetation¦Treegrewintoline¦ConductorOverhead¦Normal
20-0094997 | Environmental/External | Fire, Forest/Grass | Conductor, Overhead | Normal | 2020 | Tier 2 - Elevated | Distribution Circuit | 8 | 18 | 2020-08-18 | 1061054 | Sus | Y | EnvironmentalExternal¦FireForestGrass¦ConductorOverhead¦Normal
20-0095650 | Equipment Failure/Involved | Overhead | Fuse | Broken | 2020 | Tier 2 - Elevated | Transformer only | 9 | 9 | 2020-09-09 | 1062114 | Sus | Y | EquipmentFailureInvolved¦Overhead¦Fuse¦Broken
20-0096806 | Unknown Cause | Patrol - not conducted |  |  | 2020 | Tier 2 - Elevated | Distribution Circuit | 9 | 12 | 2020-09-12 | 1065540 | Sus | Y | UnknownCause¦Patrolnotconducted¦¦
20-0100375 | Environmental/External | Fire, Forest/Grass | Conductor, Overhead | Burned/flashed | 2020 | Tier 2 - Elevated | Distribution Circuit | 9 | 7 | 2020-09-07 | 1088645 | Sus | Y | EnvironmentalExternal¦FireForestGrass¦ConductorOverhead¦Burnedflashed
20-0100536 | Environmental/External | Fire, Forest/Grass | Conductor, Overhead | Burned/flashed | 2020 | Tier 2 - Elevated | Distribution Circuit | 9 | 7 | 2020-09-07 | 1089174 | Sus | Y | EnvironmentalExternal¦FireForestGrass¦ConductorOverhead¦Burnedflashed
20-0102137 | Equipment Failure/Involved | Overhead | Cutout, fuse holder | Failed/Faulted | 2020 | Tier 3 - Extreme | Transformer only | 9 | 27 | 2020-09-27 | 1095368 | Sus | Y | EquipmentFailureInvolved¦Overhead¦Cutoutfuseholder¦FailedFaulted
20-0108478 | Wildfire Mitigation | Public Safety Power Shut-off | Conductor, Overhead | Normal | 2020 | Tier 3 - Extreme | Distribution Circuit | 10 | 14 | 2020-10-14 | 1118119 | Sus | Y | WildfireMitigation¦PublicSafetyPowerShutoff¦ConductorOverhead¦Normal
20-0109986 | Equipment Failure/Involved | Overhead | Transformer (OH) | Failed/Faulted | 2020 | Tier 3 - Extreme | Distribution Circuit | 10 | 17 | 2020-10-17 | 1119971 | Sus | Y | EquipmentFailureInvolved¦Overhead¦Transformer(OH)¦FailedFaulted
20-0111029 | Animal | Bird found | Conductor, Overhead | Normal | 2020 | Tier 3 - Extreme | Distribution Circuit | 10 | 21 | 2020-10-21 | 1122030 | Sus | Y | Animal¦Birdfound¦ConductorOverhead¦Normal
20-0112200 | Wildfire Mitigation | Public Safety Power Shut-off | Conductor, Overhead | Normal | 2020 | Tier 3 - Extreme | Distribution Circuit | 10 | 25 | 2020-10-25 | 1127957 | Sus | Y | WildfireMitigation¦PublicSafetyPowerShutoff¦ConductorOverhead¦Normal
20-0122669 | Vegetation | Tree - fell into line | Conductor, Overhead | Broken, wire on ground | 2020 | Tier 3 - Extreme | Distribution Circuit | 11 | 18 | 2020-11-18 | 1148926 | Sus | Y | Vegetation¦Treefellintoline¦ConductorOverhead¦Brokenwireonground
20-0126249 | Equipment Failure/Involved | Overhead | Conductor, Overhead | Deteriorated | 2020 | Tier 3 - Extreme | Distribution Circuit | 12 | 1 | 2020-12-01 | 1156990 | Sus | N | EquipmentFailureInvolved¦Overhead¦ConductorOverhead¦Deteriorated
20-0128645 | Unknown Cause | Patrol - found nothing |  |  | 2020 | Tier 3 - Extreme | Distribution Circuit | 12 | 7 | 2020-12-07 | 1169052 | Sus | N | UnknownCause¦Patrolfoundnothing¦¦
20-0128658 | Unknown Cause | Patrol - found nothing |  |  | 2020 | Tier 2 - Elevated | Transformer only | 12 | 7 | 2020-12-07 | 1168648 | Sus | N | UnknownCause¦Patrolfoundnothing¦¦
20-0129841 | Vegetation | Tree - branch fell on line | Conductor, Overhead | Normal | 2020 | Tier 2 - Elevated | Distribution Circuit | 12 | 11 | 2020-12-11 | 1180395 | Sus | N | Vegetation¦Treebranchfellonline¦ConductorOverhead¦Normal
20-0131273 | Equipment Failure/Involved | Overhead | Cutout, fuse holder | Failed/Faulted | 2020 | Tier 2 - Elevated | Transformer only | 12 | 20 | 2020-12-20 | 1195918 | Sus | N | EquipmentFailureInvolved¦Overhead¦Cutoutfuseholder¦FailedFaulted
21-0004962 | Unknown Cause | Patrol - found nothing |  |  | 2021 | Tier 2 - Elevated | Distribution Circuit | 1 | 4 | 2021-01-04 | 1204191 | Sus | N | UnknownCause¦Patrolfoundnothing¦¦
21-0007658 | Vegetation | Tree - branch fell on line | Conductor, Overhead | Broken, wire on ground | 2021 | Tier 2 - Elevated | Distribution Circuit | 1 | 12 | 2021-01-12 | 1208712 | Sus | N | Vegetation¦Treebranchfellonline¦ConductorOverhead¦Brokenwireonground
21-0010797 | Vegetation | Tree - fell into line | Conductor, Overhead | Broken, wire on ground | 2021 | Tier 3 - Extreme | Distribution Circuit | 1 | 19 | 2021-01-19 | 1216885 | Sus | N | Vegetation¦Treefellintoline¦ConductorOverhead¦Brokenwireonground
21-0011553 | Vegetation | Tree - fell into line | Conductor, Overhead | Broken, wire on ground | 2021 | Tier 3 - Extreme | Distribution Circuit | 1 | 20 | 2021-01-20 | 1218436 | Sus | N | Vegetation¦Treefellintoline¦ConductorOverhead¦Brokenwireonground
21-0013705 | Unknown Cause | Patrol - found nothing |  |  | 2021 | Tier 2 - Elevated | Distribution Circuit | 1 | 25 | 2021-01-25 | 1223807 | Sus | N | UnknownCause¦Patrolfoundnothing¦¦
21-0014073 | Vegetation | Tree - fell into line | Conductor, Overhead | Broken, wire on ground | 2021 | Tier 2 - Elevated | Distribution Circuit | 1 | 25 | 2021-01-25 | 1224107 | Sus | N | Vegetation¦Treefellintoline¦ConductorOverhead¦Brokenwireonground
21-0014129 | Equipment Failure/Involved | Overhead | Crossarm, Wood | Burned/flashed | 2021 | Tier 2 - Elevated | Distribution Circuit | 1 | 25 | 2021-01-25 | 1225115 | Sus | N | EquipmentFailureInvolved¦Overhead¦CrossarmWood¦Burnedflashed
21-0014542 | Unknown Cause | Patrol - found nothing |  |  | 2021 | Tier 2 - Elevated | Distribution Circuit | 1 | 25 | 2021-01-25 | 1225613 | Sus | N | UnknownCause¦Patrolfoundnothing¦¦
21-0018632 | Vegetation | Tree - fell into line | Conductor, Overhead | Broken, wire on ground | 2021 | Tier 3 - Extreme | Distribution Circuit | 1 | 26 | 2021-01-26 | 1242347 | Sus | N | Vegetation¦Treefellintoline¦ConductorOverhead¦Brokenwireonground
21-0021046 | Unknown Cause | Patrol - found nothing |  |  | 2021 | Tier 2 - Elevated | Transformer only | 2 | 2 | 2021-02-02 | 1246329 | Sus | N | UnknownCause¦Patrolfoundnothing¦¦
21-0021709 | Equipment Failure/Involved | Overhead |  | Broken | 2021 | Tier 2 - Elevated | Transformer only | 2 | 4 | 2021-02-04 | 1247640 | Sus | N | EquipmentFailureInvolved¦Overhead¦¦Broken
21-0025514 | Vegetation | Tree - branch fell on line | Conductor, Overhead | Broken, wire on ground | 2021 | Tier 3 - Extreme | Distribution Circuit | 2 | 14 | 2021-02-14 | 1254962 | Sus | N | Vegetation¦Treebranchfellonline¦ConductorOverhead¦Brokenwireonground
21-0026803 | Unknown Cause | Patrol - not conducted |  |  | 2021 | Tier 2 - Elevated | Distribution Circuit | 2 | 17 | 2021-02-17 | 1256942 | Sus | N | UnknownCause¦Patrolnotconducted¦¦
21-0029673 | Equipment Failure/Involved | Overhead | Pole-Wood | Broken | 2021 | Tier 2 - Elevated | Distribution Circuit | 2 | 25 | 2021-02-25 | 1262475 | Sus | N | EquipmentFailureInvolved¦Overhead¦PoleWood¦Broken
21-0034221 | Unknown Cause | Patrol - found nothing |  |  | 2021 | Tier 3 - Extreme | Distribution Circuit | 3 | 9 | 2021-03-09 | 1276391 | Sus | N | UnknownCause¦Patrolfoundnothing¦¦
21-0039139 | Animal | Squirrel | Transformer (OH) | Failed/Faulted | 2021 | Tier 3 - Extreme | Transformer only | 3 | 21 | 2021-03-21 | 1290781 | Sus | N | Animal¦Squirrel¦Transformer(OH)¦FailedFaulted
21-0047371 | Unknown Cause | Patrol - found nothing |  |  | 2021 | Tier 2 - Elevated | Distribution Circuit | 4 | 12 | 2021-04-12 | 1313248 | Sus | N | UnknownCause¦Patrolfoundnothing¦¦
21-0048609 | Equipment Failure/Involved | Overhead | Crossarm, Wood | Deteriorated | 2021 | Tier 2 - Elevated | Transformer only | 4 | 14 | 2021-04-14 | 1316875 | Sus | N | EquipmentFailureInvolved¦Overhead¦CrossarmWood¦Deteriorated
21-0058695 | Equipment Failure/Involved | Overhead | Transformer (OH) | Leaking | 2021 | Tier 3 - Extreme | Transformer only | 5 | 7 | 2021-05-07 | 1343558 | Sus | Y | EquipmentFailureInvolved¦Overhead¦Transformer(OH)¦Leaking
21-0059722 | Vegetation | Tree - grew into line | Conductor, Overhead | Broken, wire on ground | 2021 | Tier 2 - Elevated | Transformer only | 5 | 11 | 2021-05-11 | 1345693 | Sus | Y | Vegetation¦Treegrewintoline¦ConductorOverhead¦Brokenwireonground
21-0061998 | Environmental/External | Lightning | Transformer | Failed/Faulted | 2021 | Tier 2 - Elevated | Transformer only | 5 | 16 | 2021-05-16 | 1350852 | Sus | Y | EnvironmentalExternal¦Lightning¦Transformer¦FailedFaulted
21-0068447 | Vegetation | Tree - fell into line | Crossarm, Wood | Broken | 2021 | Tier 3 - Extreme | Distribution Circuit | 6 | 1 | 2021-06-01 | 1363117 | Sus | Y | Vegetation¦Treefellintoline¦CrossarmWood¦Broken
21-0070609 | Vegetation | Tree - branch fell on line | Conductor, Overhead | Broken, wire on ground | 2021 | Tier 2 - Elevated | Distribution Circuit | 6 | 6 | 2021-06-06 | 1366985 | Sus | Y | Vegetation¦Treebranchfellonline¦ConductorOverhead¦Brokenwireonground
21-0073481 | Unknown Cause | Patrol - found nothing |  |  | 2021 | Tier 3 - Extreme | Distribution Circuit | 6 | 12 | 2021-06-12 | 1371505 | Sus | Y | UnknownCause¦Patrolfoundnothing¦¦
21-0085118 | Vegetation | Tree - branch fell on line | Conductor, Overhead | Normal | 2021 | Tier 2 - Elevated | Distribution Circuit | 7 | 6 | 2021-07-06 | 1392612 | Sus | Y | Vegetation¦Treebranchfellonline¦ConductorOverhead¦Normal
21-0085271 | Vegetation | Tree - branch fell on line | Conductor, Overhead | Normal | 2021 | Tier 2 - Elevated | Distribution Circuit | 7 | 6 | 2021-07-06 | 1392820 | Sus | Y | Vegetation¦Treebranchfellonline¦ConductorOverhead¦Normal
21-0086191 | Animal | Bird found | Conductor, Overhead | Normal | 2021 | Tier 2 - Elevated | Distribution Circuit | 7 | 7 | 2021-07-07 | 1394126 | Sus | Y | Animal¦Birdfound¦ConductorOverhead¦Normal
21-0090401 | Equipment Failure/Involved | Underground | Conductor, Underground | Broken | 2021 | Tier 2 - Elevated | Distribution Circuit | 7 | 15 | 2021-07-15 | 1405580 | Sus | Y | EquipmentFailureInvolved¦Underground¦ConductorUnderground¦Broken
21-0105921 | Vegetation | Tree - fell into line | Conductor, Overhead | Together | 2021 | Tier 3 - Extreme | Distribution Circuit | 8 | 17 | 2021-08-17 | 1445245 | Sus | Y | Vegetation¦Treefellintoline¦ConductorOverhead¦Together
21-0105935 | Wildfire Mitigation | Public Safety Power Shut-off | Conductor, Overhead | Normal | 2021 | Tier 3 - Extreme | Distribution Circuit | 8 | 17 | 2021-08-17 | 1445601 | Sus | Y | WildfireMitigation¦PublicSafetyPowerShutoff¦ConductorOverhead¦Normal
21-0111557 | Company Initiated | Construction Activity/equip, company | Conductor, Overhead | Normal | 2021 | Tier 2 - Elevated | Distribution Circuit | 8 | 31 | 2021-08-31 | 1459200 | Sus | Y | CompanyInitiated¦ConstructionActivityequipcompany¦ConductorOverhead¦Normal
21-0113836 | Animal | Squirrel | Fuse | Failed/Faulted | 2021 | Tier 2 - Elevated | Distribution Circuit | 9 | 6 | 2021-09-06 | 1462880 | Sus | Y | Animal¦Squirrel¦Fuse¦FailedFaulted
21-0123630 | Animal | Squirrel | Transformer (OH) | Normal | 2021 | Tier 3 - Extreme | Distribution Circuit | 9 | 29 | 2021-09-29 | 1483089 | Sus | Y | Animal¦Squirrel¦Transformer(OH)¦Normal
21-0127925 | Vegetation | Tree - branch fell on line | Conductor, Overhead | Normal | 2021 | Tier 2 - Elevated | Distribution Circuit | 10 | 8 | 2021-10-08 | 1490595 | Sus | Y | Vegetation¦Treebranchfellonline¦ConductorOverhead¦Normal
21-0130210 | Wildfire Mitigation | Public Safety Power Shut-off | Transformer (OH) | Normal | 2021 | Tier 2 - Elevated | Transformer only | 10 | 15 | 2021-10-15 | 1497975 | Sus | Y | WildfireMitigation¦PublicSafetyPowerShutoff¦Transformer(OH)¦Normal
21-0131045 | 3rd Party | Tree - cutting, 3rd party | Conductor, Overhead | Broken, wire on ground | 2021 | Tier 3 - Extreme | Distribution Circuit | 10 | 14 | 2021-10-14 | 1497550 | Sus | Y | 3rdParty¦Treecutting3rdparty¦ConductorOverhead¦Brokenwireonground
21-0135557 | Unknown Cause | Patrol - not conducted |  |  | 2021 | Tier 2 - Elevated | Distribution Circuit | 10 | 23 | 2021-10-23 | 1507056 | Sus | Y | UnknownCause¦Patrolnotconducted¦¦
21-0136547 | Equipment Failure/Involved | Overhead | Conductor, Overhead | Broken, wire on ground | 2021 | Tier 3 - Extreme | Distribution Circuit | 10 | 24 | 2021-10-24 | 1514024 | Sus | Y | EquipmentFailureInvolved¦Overhead¦ConductorOverhead¦Brokenwireonground
21-0138038 | Equipment Failure/Involved | Overhead | Transformer (OH) | Failed/Faulted | 2021 | Tier 2 - Elevated | Distribution Circuit | 10 | 26 | 2021-10-26 | 1520960 | Sus | Y | EquipmentFailureInvolved¦Overhead¦Transformer(OH)¦FailedFaulted
21-0138510 | Vegetation | Tree - branch fell on line | Conductor, Overhead | Broken, wire on ground | 2021 | Tier 2 - Elevated | Distribution Circuit | 10 | 26 | 2021-10-26 | 1522380 | Sus | Y | Vegetation¦Treebranchfellonline¦ConductorOverhead¦Brokenwireonground
21-0141586 | Equipment Failure/Involved | Overhead | Transformer (OH) | Broken | 2021 | Tier 3 - Extreme | Transformer only | 11 | 2 | 2021-11-02 | 1532462 | Sus | Y | EquipmentFailureInvolved¦Overhead¦Transformer(OH)¦Broken
21-0143022 | Equipment Failure/Involved | Overhead | Insulator | Broken | 2021 | Tier 2 - Elevated | Distribution Circuit | 11 | 6 | 2021-11-06 | 1536345 | Sus | Y | EquipmentFailureInvolved¦Overhead¦Insulator¦Broken
21-0143167 | Equipment Failure/Involved | Overhead | Bus | Annealed | 2021 | Tier 2 - Elevated | Transformer only | 11 | 7 | 2021-11-07 | 1536907 | Sus | Y | EquipmentFailureInvolved¦Overhead¦Bus¦Annealed
21-0143374 | Vegetation | Tree - branch fell on line | Transformer | Failed/Faulted | 2021 | Tier 2 - Elevated | Transformer only | 11 | 8 | 2021-11-08 | 1537315 | Sus | Y | Vegetation¦Treebranchfellonline¦Transformer¦FailedFaulted
21-0143660 | Vegetation | Tree - fell into line | Conductor, Overhead | Burned/flashed | 2021 | Tier 3 - Extreme | Distribution Circuit | 11 | 8 | 2021-11-08 | 1538115 | Sus | Y | Vegetation¦Treefellintoline¦ConductorOverhead¦Burnedflashed
21-0145149 | Equipment Failure/Involved | Overhead | Transformer | Failed/Faulted | 2021 | Tier 3 - Extreme | Transformer only | 11 | 12 | 2021-11-12 | 1541970 | Sus | Y | EquipmentFailureInvolved¦Overhead¦Transformer¦FailedFaulted
21-0152340 | Equipment Failure/Involved | Overhead | Insulator | Broken | 2021 | Tier 3 - Extreme | Distribution Circuit | 11 | 28 | 2021-11-28 | 1555382 | Sus | Y | EquipmentFailureInvolved¦Overhead¦Insulator¦Broken
21-0156975 | Vegetation | Tree - fell into line | Pole-Wood | Normal | 2021 | Tier 3 - Extreme | Distribution Circuit | 12 | 13 | 2021-12-13 | 1565932 | Sus | N | Vegetation¦Treefellintoline¦PoleWood¦Normal
21-0157978 | Equipment Failure/Involved | Electrical Overload | Crossarm, Wood | Broken | 2021 | Tier 2 - Elevated | Distribution Circuit | 12 | 14 | 2021-12-14 | 1570108 | Sus | N | EquipmentFailureInvolved¦ElectricalOverload¦CrossarmWood¦Broken
21-0158495 | Equipment Failure/Involved | Overhead | Transformer | Broken | 2021 | Tier 2 - Elevated | Transformer only | 12 | 15 | 2021-12-15 | 1572656 | Sus | N | EquipmentFailureInvolved¦Overhead¦Transformer¦Broken
21-0160414 | Unknown Cause | Patrol - found nothing |  |  | 2021 | Tier 2 - Elevated | Distribution Circuit | 12 | 24 | 2021-12-24 | 1580501 | Sus | N | UnknownCause¦Patrolfoundnothing¦¦
21-0161002 | Vegetation | Tree - fell into line | Conductor, Overhead | Broken, wire on ground | 2021 | Tier 2 - Elevated | Distribution Circuit | 12 | 27 | 2021-12-27 | 1585051 | Sus | N | Vegetation¦Treefellintoline¦ConductorOverhead¦Brokenwireonground
21-0161649 | Environmental/External | Ice or snow | Fuse | Burned Open | 2021 | Tier 2 - Elevated | Distribution Circuit | 12 | 29 | 2021-12-29 | 1588335 | Sus | N | EnvironmentalExternal¦Iceorsnow¦Fuse¦BurnedOpen
22-0007646 | Vegetation | Tree - fell into line | Conductor, Overhead | Broken | 2021 | Tier 2 - Elevated | Distribution Circuit | 12 | 26 | 2021-12-26 | 1598342 | Sus | N | Vegetation¦Treefellintoline¦ConductorOverhead¦Broken
22-0009075 | Equipment Failure/Involved | Overhead | Transformer (OH) | Failed/Faulted | 2022 | Tier 3 - Extreme | Transformer only | 1 | 12 | 2022-01-12 | 1601064 | Sus | N | EquipmentFailureInvolved¦Overhead¦Transformer(OH)¦FailedFaulted
22-0014329 | Vegetation | Tree - fell into line | Conductor, Overhead | Broken | 2022 | Tier 3 - Extreme | Distribution Circuit | 1 | 25 | 2022-01-25 | 1612250 | Sus | N | Vegetation¦Treefellintoline¦ConductorOverhead¦Broken
22-0024836 | Equipment Failure/Involved | Overhead | Pole-Wood | Broken | 2022 | Tier 2 - Elevated | Distribution Circuit | 2 | 22 | 2022-02-22 | 1633598 | Sus | N | EquipmentFailureInvolved¦Overhead¦PoleWood¦Broken
22-0034817 | Equipment Failure/Involved | Overhead | Crossarm, Wood | Broken | 2022 | Tier 3 - Extreme | Distribution Circuit | 3 | 16 | 2022-03-16 | 1650078 | Sus | N | EquipmentFailureInvolved¦Overhead¦CrossarmWood¦Broken
22-0045138 | Vegetation | Tree - branch fell on line | Conductor, Overhead | Normal | 2022 | Tier 3 - Extreme | Distribution Circuit | 4 | 10 | 2022-04-10 | 1667471 | Sus | N | Vegetation¦Treebranchfellonline¦ConductorOverhead¦Normal
22-0046283 | Equipment Failure/Involved | Overhead | Pole-Wood | Deteriorated | 2022 | Tier 2 - Elevated | Distribution Circuit | 4 | 12 | 2022-04-12 | 1670184 | Sus | N | EquipmentFailureInvolved¦Overhead¦PoleWood¦Deteriorated
22-0049409 | Unknown Cause | Patrol - found nothing |  |  | 2022 | Tier 2 - Elevated | Distribution Circuit | 4 | 15 | 2022-04-15 | 1673442 | Sus | N | UnknownCause¦Patrolfoundnothing¦¦
22-0063764 | Animal | Bird found | Switch (OH) | Normal | 2022 | Tier 3 - Extreme | Distribution Circuit | 5 | 19 | 2022-05-19 | 1702663 | Sus | Y | Animal¦Birdfound¦Switch(OH)¦Normal
22-0076175 | Equipment Failure/Involved | Electrical Overload | Fuse | Burned Open | 2022 | Tier 3 - Extreme | Transformer only | 6 | 20 | 2022-06-20 | 1735762 | Sus | Y | EquipmentFailureInvolved¦ElectricalOverload¦Fuse¦BurnedOpen
22-0080607 | Company Initiated | Construction Activity/equip, company | Conductor, Overhead | Normal | 2022 | Tier 2 - Elevated | Distribution Circuit | 6 | 30 | 2022-06-30 | 1746529 | Sus | Y | CompanyInitiated¦ConstructionActivityequipcompany¦ConductorOverhead¦Normal
22-0083557 | Equipment Failure/Involved | Electrical Overload | Transformer | Leaking | 2022 | Tier 2 - Elevated | Transformer only | 7 | 9 | 2022-07-09 | 1752229 | Sus | Y | EquipmentFailureInvolved¦ElectricalOverload¦Transformer¦Leaking
22-0086882 | Animal | Squirrel | Transformer (OH) | Failed/Faulted | 2022 | Tier 3 - Extreme | Distribution Circuit | 7 | 19 | 2022-07-19 | 1759847 | Sus | Y | Animal¦Squirrel¦Transformer(OH)¦FailedFaulted
22-0094467 | Unknown Cause | Patrol - found nothing |  |  | 2022 | Tier 2 - Elevated | Distribution Circuit | 8 | 5 | 2022-08-05 | 1774319 | Sus | Y | UnknownCause¦Patrolfoundnothing¦¦
22-0094774 | Animal | Bird found | Recloser | Normal | 2022 | Tier 2 - Elevated | Distribution Circuit | 8 | 8 | 2022-08-08 | 1775486 | Sus | Y | Animal¦Birdfound¦Recloser¦Normal
22-0097224 | Vegetation | Tree - grew into line | Conductor, Overhead | Normal | 2022 | Tier 3 - Extreme | Distribution Circuit | 8 | 13 | 2022-08-13 | 1780266 | Sus | Y | Vegetation¦Treegrewintoline¦ConductorOverhead¦Normal
22-0099886 | Animal | Bird found | Fuse | Failed/Faulted | 2022 | Tier 2 - Elevated | Transformer only | 8 | 19 | 2022-08-19 | 1785296 | Sus | Y | Animal¦Birdfound¦Fuse¦FailedFaulted
22-0111970 | Equipment Failure/Involved | Overhead | Insulator | Burned/flashed | 2022 | Tier 2 - Elevated | Distribution Circuit | 9 | 19 | 2022-09-19 | 1815913 | Sus | Y | EquipmentFailureInvolved¦Overhead¦Insulator¦Burnedflashed
22-0114556 | Animal | Squirrel | Fuse | Burned Open | 2022 | Tier 2 - Elevated | Distribution Circuit | 9 | 24 | 2022-09-24 | 1820947 | Sus | Y | Animal¦Squirrel¦Fuse¦BurnedOpen
22-0117006 | Animal | Bird found | Conductor, Overhead | Normal | 2022 | Tier 2 - Elevated | Distribution Circuit | 10 | 2 | 2022-10-02 | 1826030 | Sus | Y | Animal¦Birdfound¦ConductorOverhead¦Normal
22-0118898 | Equipment Failure/Involved | Overhead | Secondary | Deteriorated | 2022 | Tier 2 - Elevated | Transformer only | 10 | 6 | 2022-10-06 | 1830927 | Sus | Y | EquipmentFailureInvolved¦Overhead¦Secondary¦Deteriorated
22-0119762 | Equipment Failure/Involved | Overhead | Pole-Wood | Broken | 2022 | Tier 2 - Elevated | Distribution Circuit | 10 | 10 | 2022-10-10 | 1834280 | Sus | Y | EquipmentFailureInvolved¦Overhead¦PoleWood¦Broken
22-0125224 | Equipment Failure/Involved | Electrical Overload | Transformer (OH) | Failed/Faulted | 2022 | Tier 2 - Elevated | Transformer only | 10 | 26 | 2022-10-26 | 1846526 | Sus | Y | EquipmentFailureInvolved¦ElectricalOverload¦Transformer(OH)¦FailedFaulted
22-0130689 | Company Initiated | Coordination failure | Circuit Breaker | Normal | 2022 | Tier 2 - Elevated | Distribution Circuit | 11 | 13 | 2022-11-13 | 1861789 | Sus | Y | CompanyInitiated¦Coordinationfailure¦CircuitBreaker¦Normal
22-0133254 | Equipment Failure/Involved | Overhead | Pole-Wood | Broken | 2022 | Tier 2 - Elevated | Distribution Circuit | 11 | 21 | 2022-11-21 | 1867358 | Sus | Y | EquipmentFailureInvolved¦Overhead¦PoleWood¦Broken
22-0134292 | Animal | Squirrel | Fuse | Burned Open | 2022 | Tier 3 - Extreme | Transformer only | 11 | 27 | 2022-11-27 | 1869767 | Sus | Y | Animal¦Squirrel¦Fuse¦BurnedOpen
22-0135467 | Vegetation | Tree - branch fell on line | Conductor, Overhead | Normal | 2022 | Tier 3 - Extreme | Distribution Circuit | 12 | 1 | 2022-12-01 | 1872749 | Sus | N | Vegetation¦Treebranchfellonline¦ConductorOverhead¦Normal
22-0136291 | Company Initiated | Personnel, company | Crossarm, Wood | Deteriorated | 2022 | Tier 3 - Extreme | Transformer only | 12 | 3 | 2022-12-03 | 1875074 | Sus | N | CompanyInitiated¦Personnelcompany¦CrossarmWood¦Deteriorated
22-0139019 | Equipment Failure/Involved | Overhead | Insulator | Broken | 2022 | Tier 3 - Extreme | Distribution Circuit | 12 | 11 | 2022-12-11 | 1885935 | Sus | N | EquipmentFailureInvolved¦Overhead¦Insulator¦Broken
22-0139278 | Vegetation | Tree - fell into line | Conductor, Overhead | Normal | 2022 | Tier 3 - Extreme | Distribution Circuit | 12 | 12 | 2022-12-12 | 1887389 | Sus | N | Vegetation¦Treefellintoline¦ConductorOverhead¦Normal
22-0141165 | Vegetation | Tree - fell into line | Conductor, Overhead | Broken, wire on ground | 2022 | Tier 3 - Extreme | Distribution Circuit | 12 | 24 | 2022-12-24 | 1896739 | Sus | N | Vegetation¦Treefellintoline¦ConductorOverhead¦Brokenwireonground
22-0141295 | Equipment Failure/Involved | Overhead | Fuse | Failed/Faulted | 2022 | Tier 2 - Elevated | Transformer only | 12 | 26 | 2022-12-26 | 1897346 | Sus | N | EquipmentFailureInvolved¦Overhead¦Fuse¦FailedFaulted
22-0141425 | Vegetation | Tree - branch fell on line | Pole-Wood | Broken | 2022 | Tier 3 - Extreme | Distribution Circuit | 12 | 27 | 2022-12-27 | 1897915 | Sus | N | Vegetation¦Treebranchfellonline¦PoleWood¦Broken
22-0141707 | Vegetation | Tree - fell into line | Conductor, Overhead | Broken, wire on ground | 2022 | Tier 2 - Elevated | Distribution Circuit | 12 | 27 | 2022-12-27 | 1899325 | Sus | N | Vegetation¦Treefellintoline¦ConductorOverhead¦Brokenwireonground
22-0142569 | Vegetation | Tree - fell into line | Conductor, Overhead | Broken, wire on ground | 2022 | Tier 3 - Extreme | Distribution Circuit | 12 | 31 | 2022-12-31 | 1903871 | Sus | N | Vegetation¦Treefellintoline¦ConductorOverhead¦Brokenwireonground
15-0010103 | Vegetation | Tree - fell into line | Pole-Wood | Broken | 2015 | Tier 2 - Elevated | Distribution Circuit | 2 | 6 | 2015-02-06 | 1174739 | Sus | N | Vegetation¦Treefellintoline¦PoleWood¦Broken
15-0011722 | Equipment Failure/Involved | Other | Pole-Wood | Broken | 2015 | Tier 3 - Extreme | Distribution Circuit | 2 | 8 | 2015-02-08 | 1183146 | Sus | N | EquipmentFailureInvolved¦Other¦PoleWood¦Broken
15-0012385 | Vegetation | Tree - fell into line | Conductor, Overhead | Broken, wire on ground | 2015 | Tier 2 - Elevated | Distribution Circuit | 2 | 10 | 2015-02-10 | 1187318 | Sus | N | Vegetation¦Treefellintoline¦ConductorOverhead¦Brokenwireonground
15-0023310 | Unknown Cause | Patrol - found nothing |  |  | 2015 | Tier 2 - Elevated | Distribution Circuit | 3 | 31 | 2015-03-31 | 1210738 | Sus | N | UnknownCause¦Patrolfoundnothing¦¦
15-0030905 | Equipment Failure/Involved | Other | Transformer | Burned/flashed | 2015 | Tier 2 - Elevated | Distribution Circuit | 4 | 30 | 2015-04-30 | 1227587 | Sus | N | EquipmentFailureInvolved¦Other¦Transformer¦Burnedflashed
15-0033857 | Animal | Squirrel | Fuse | Normal | 2015 | Tier 2 - Elevated | Distribution Circuit | 5 | 13 | 2015-05-13 | 1233826 | Sus | Y | Animal¦Squirrel¦Fuse¦Normal
15-0038972 | Environmental/External | Lightning | Cutout, fuse holder | Failed/Faulted | 2015 | Tier 3 - Extreme | Distribution Circuit | 6 | 5 | 2015-06-05 | 1244560 | Sus | Y | EnvironmentalExternal¦Lightning¦Cutoutfuseholder¦FailedFaulted
15-0040557 | Vegetation | Tree - fell into line | Conductor, Overhead | Broken, wire on ground | 2015 | Tier 2 - Elevated | Distribution Circuit | 6 | 12 | 2015-06-12 | 1249616 | Sus | Y | Vegetation¦Treefellintoline¦ConductorOverhead¦Brokenwireonground
15-0045367 | Unknown Cause | Patrol - found nothing |  |  | 2015 | Tier 2 - Elevated | Distribution Circuit | 7 | 3 | 2015-07-03 | 1262455 | Sus | Y | UnknownCause¦Patrolfoundnothing¦¦
15-0049407 | Unknown Cause | Patrol - not conducted |  |  | 2015 | Tier 2 - Elevated | Transformer only | 7 | 20 | 2015-07-20 | 1274130 | Sus | Y | UnknownCause¦Patrolnotconducted¦¦
15-0049505 | Environmental/External | Lightning | Transformer | Failed/Faulted | 2015 | Tier 3 - Extreme | Transformer only | 7 | 20 | 2015-07-20 | 1273810 | Sus | Y | EnvironmentalExternal¦Lightning¦Transformer¦FailedFaulted
15-0049973 | Equipment Failure/Involved | Overhead | Transformer (OH) | Failed/Faulted | 2015 | Tier 2 - Elevated | Distribution Circuit | 7 | 23 | 2015-07-23 | 1275830 | Sus | Y | EquipmentFailureInvolved¦Overhead¦Transformer(OH)¦FailedFaulted
15-0053599 | Environmental/External | Lightning | Fuse | Failed/Faulted | 2015 | Tier 3 - Extreme | Distribution Circuit | 8 | 7 | 2015-08-07 | 1284519 | Sus | Y | EnvironmentalExternal¦Lightning¦Fuse¦FailedFaulted
15-0053652 | Equipment Failure/Involved | Overhead | Transformer (OH) | Failed/Faulted | 2015 | Tier 3 - Extreme | Distribution Circuit | 8 | 7 | 2015-08-07 | 1284706 | Sus | Y | EquipmentFailureInvolved¦Overhead¦Transformer(OH)¦FailedFaulted
15-0055289 | Equipment Failure/Involved | Overhead | Transformer (OH) | Broken | 2015 | Tier 2 - Elevated | Distribution Circuit | 8 | 16 | 2015-08-16 | 1289162 | Sus | Y | EquipmentFailureInvolved¦Overhead¦Transformer(OH)¦Broken
15-0055870 | Unknown Cause | Patrol - found nothing |  |  | 2015 | Tier 3 - Extreme | Distribution Circuit | 8 | 18 | 2015-08-18 | 1290970 | Sus | Y | UnknownCause¦Patrolfoundnothing¦¦
15-0062577 | Unknown Cause | Patrol - found nothing |  |  | 2015 | Tier 2 - Elevated | Distribution Circuit | 9 | 21 | 2015-09-21 | 1309600 | Sus | Y | UnknownCause¦Patrolfoundnothing¦¦
15-0063158 | Equipment Failure/Involved | Overhead | Transformer (OH) | Leaking | 2015 | Tier 2 - Elevated | Transformer only | 9 | 24 | 2015-09-24 | 1311424 | Sus | Y | EquipmentFailureInvolved¦Overhead¦Transformer(OH)¦Leaking
15-0063597 | Environmental/External | Fire, Forest/Grass | Pole-Wood | Burned/flashed | 2015 | Tier 3 - Extreme | Distribution Circuit | 9 | 12 | 2015-09-12 | 1311975 | Sus | Y | EnvironmentalExternal¦FireForestGrass¦PoleWood¦Burnedflashed
15-0067685 | Vegetation | Tree - branch fell on line | Conductor, Overhead | Normal | 2015 | Tier 2 - Elevated | Distribution Circuit | 10 | 3 | 2015-10-03 | 1316339 | Sus | Y | Vegetation¦Treebranchfellonline¦ConductorOverhead¦Normal
15-0073803 | Vegetation | Tree - fell into line | Conductor, Overhead | Together | 2015 | Tier 2 - Elevated | Distribution Circuit | 10 | 28 | 2015-10-28 | 1330241 | Sus | Y | Vegetation¦Treefellintoline¦ConductorOverhead¦Together
15-0077830 | Unknown Cause | Patrol - not conducted |  |  | 2015 | Tier 2 - Elevated | Transmission line | 11 | 15 | 2015-11-15 | 1341439 | Sus | Y | UnknownCause¦Patrolnotconducted¦¦
15-0078332 | Equipment Failure/Involved | Overhead | Conductor, Overhead | Broken, wire on ground | 2015 | Tier 2 - Elevated | Distribution Circuit | 11 | 16 | 2015-11-16 | 1343144 | Sus | Y | EquipmentFailureInvolved¦Overhead¦ConductorOverhead¦Brokenwireonground
15-0082966 | 3rd Party | Vehicle | Pole-Wood | Broken, wire on ground | 2015 | Tier 3 - Extreme | Distribution Circuit | 12 | 5 | 2015-12-05 | 1354448 | Sus | N | 3rdParty¦Vehicle¦PoleWood¦Brokenwireonground
15-0083868 | Vegetation | Tree - branch fell on line | Conductor, Overhead | On Ground | 2015 | Tier 3 - Extreme | Distribution Circuit | 12 | 10 | 2015-12-10 | 1357307 | Sus | N | Vegetation¦Treebranchfellonline¦ConductorOverhead¦OnGround
15-0083937 | Vegetation | Tree - branch fell on line | Conductor, Overhead | Normal | 2015 | Tier 2 - Elevated | Distribution Circuit | 12 | 10 | 2015-12-10 | 1357086 | Sus | N | Vegetation¦Treebranchfellonline¦ConductorOverhead¦Normal
15-0084401 | Vegetation | Tree - fell into line | Conductor, Overhead | Normal | 2015 | Tier 2 - Elevated | Distribution Circuit | 12 | 12 | 2015-12-12 | 1359447 | Sus | N | Vegetation¦Treefellintoline¦ConductorOverhead¦Normal
15-0084865 | Unknown Cause | Patrol - found nothing |  |  | 2015 | Tier 2 - Elevated | Distribution Circuit | 12 | 13 | 2015-12-13 | 1361434 | Sus | N | UnknownCause¦Patrolfoundnothing¦¦
15-0085072 | Unknown Cause | Patrol - found nothing |  |  | 2015 | Tier 2 - Elevated | Distribution Circuit | 12 | 13 | 2015-12-13 | 1362621 | Sus | N | UnknownCause¦Patrolfoundnothing¦¦
15-0087248 | Vegetation | Tree - fell into line | Pole-Wood | Broken, wire on ground | 2015 | Tier 3 - Extreme | Distribution Circuit | 12 | 24 | 2015-12-24 | 1371495 | Sus | N | Vegetation¦Treefellintoline¦PoleWood¦Brokenwireonground
15-0087527 | Vegetation | Tree - fell into line | Conductor, Overhead | Broken, wire on ground | 2015 | Tier 2 - Elevated | Distribution Circuit | 12 | 27 | 2015-12-27 | 1372872 | Sus | N | Vegetation¦Treefellintoline¦ConductorOverhead¦Brokenwireonground
16-0005744 | Unknown Cause | Patrol - not conducted |  |  | 2016 | Tier 2 - Elevated | Transmission line | 1 | 15 | 2016-01-15 | 1384788 | Sus | N | UnknownCause¦Patrolnotconducted¦¦
16-0006137 | Equipment Failure/Involved | Overhead | Transformer (OH) | Failed/Faulted | 2016 | Tier 3 - Extreme | Transformer only | 1 | 18 | 2016-01-18 | 1386429 | Sus | N | EquipmentFailureInvolved¦Overhead¦Transformer(OH)¦FailedFaulted
16-0006543 | Equipment Failure/Involved | Overhead | Transformer (OH) | Broken | 2016 | Tier 2 - Elevated | Transformer only | 1 | 19 | 2016-01-19 | 1387231 | Sus | N | EquipmentFailureInvolved¦Overhead¦Transformer(OH)¦Broken
16-0007691 | Unknown Cause | Patrol - found nothing |  |  | 2016 | Tier 2 - Elevated | Distribution Circuit | 1 | 23 | 2016-01-23 | 1390513 | Sus | N | UnknownCause¦Patrolfoundnothing¦¦
16-0008032 | Vegetation | Tree - fell into line | Conductor, Overhead | Broken, wire on ground | 2016 | Tier 3 - Extreme | Distribution Circuit | 1 | 25 | 2016-01-25 | 1391497 | Sus | N | Vegetation¦Treefellintoline¦ConductorOverhead¦Brokenwireonground
16-0012702 | Equipment Failure/Involved | Overhead | Transformer | Failed/Faulted | 2016 | Tier 3 - Extreme | Transformer only | 2 | 15 | 2016-02-15 | 1403764 | Sus | N | EquipmentFailureInvolved¦Overhead¦Transformer¦FailedFaulted
16-0014049 | Equipment Failure/Involved | Overhead | Crossarm, Wood | Broken | 2016 | Tier 2 - Elevated | Distribution Circuit | 2 | 19 | 2016-02-19 | 1409014 | Sus | N | EquipmentFailureInvolved¦Overhead¦CrossarmWood¦Broken
16-0014884 | Vegetation | Tree - branch fell on line | Fuse | Normal | 2016 | Tier 2 - Elevated | Distribution Circuit | 2 | 22 | 2016-02-22 | 1410559 | Sus | N | Vegetation¦Treebranchfellonline¦Fuse¦Normal
16-0018051 | Vegetation | Tree - fell into line | Crossarm, Wood | Broken, wire on ground | 2016 | Tier 3 - Extreme | Distribution Circuit | 3 | 5 | 2016-03-05 | 1418557 | Sus | N | Vegetation¦Treefellintoline¦CrossarmWood¦Brokenwireonground
16-0018281 | Vegetation | Tree - fell into line | Conductor, Overhead | Normal | 2016 | Tier 3 - Extreme | Distribution Circuit | 3 | 5 | 2016-03-05 | 1418432 | Sus | N | Vegetation¦Treefellintoline¦ConductorOverhead¦Normal
16-0018311 | Vegetation | Tree - fell into line | Conductor, Overhead | Broken, wire on ground | 2016 | Tier 3 - Extreme | Distribution Circuit | 3 | 6 | 2016-03-06 | 1421259 | Sus | N | Vegetation¦Treefellintoline¦ConductorOverhead¦Brokenwireonground
16-0018444 | Vegetation | Tree - fell into line | Conductor, Overhead | Broken, wire on ground | 2016 | Tier 3 - Extreme | Distribution Circuit | 3 | 6 | 2016-03-06 | 1421337 | Sus | N | Vegetation¦Treefellintoline¦ConductorOverhead¦Brokenwireonground
16-0019915 | Vegetation | Tree - fell into line | Conductor, Overhead | Broken, wire on ground | 2016 | Tier 3 - Extreme | Distribution Circuit | 3 | 10 | 2016-03-10 | 1426456 | Sus | N | Vegetation¦Treefellintoline¦ConductorOverhead¦Brokenwireonground
16-0029039 | Equipment Failure/Involved | Overhead | PGs, Kearneys | Broken, wire on ground | 2016 | Tier 2 - Elevated | Distribution Circuit | 4 | 15 | 2016-04-15 | 1451599 | Sus | N | EquipmentFailureInvolved¦Overhead¦PGsKearneys¦Brokenwireonground
16-0032208 | Equipment Failure/Involved | Overhead | Secondary | Broken | 2016 | Tier 2 - Elevated | Transformer only | 4 | 27 | 2016-04-27 | 1460625 | Sus | N | EquipmentFailureInvolved¦Overhead¦Secondary¦Broken
16-0037338 | Unknown Cause | Patrol - found nothing |  |  | 2016 | Tier 2 - Elevated | Distribution Circuit | 5 | 20 | 2016-05-20 | 1473327 | Sus | Y | UnknownCause¦Patrolfoundnothing¦¦
16-0039690 | Unknown Cause | Patrol - found nothing |  |  | 2016 | Tier 2 - Elevated | Transformer only | 5 | 30 | 2016-05-30 | 1479148 | Sus | Y | UnknownCause¦Patrolfoundnothing¦¦
16-0046824 | Equipment Failure/Involved | Underground | Transformer (UG) | Leaking | 2016 | Tier 2 - Elevated | Distribution Circuit | 6 | 30 | 2016-06-30 | 1498814 | Sus | Y | EquipmentFailureInvolved¦Underground¦Transformer(UG)¦Leaking
16-0049865 | Equipment Failure/Involved | Overhead | Fuse | Normal | 2016 | Tier 2 - Elevated | Distribution Circuit | 7 | 27 | 2016-07-27 | 1516986 | Sus | Y | EquipmentFailureInvolved¦Overhead¦Fuse¦Normal
16-0055864 | Vegetation | Tree - fell into line | Jumper | Normal | 2016 | Tier 2 - Elevated | Distribution Circuit | 8 | 8 | 2016-08-08 | 1523338 | Sus | Y | Vegetation¦Treefellintoline¦Jumper¦Normal
16-0066856 | Equipment Failure/Involved | Underground | Transformer (UG) | Leaking | 2016 | Tier 2 - Elevated | Distribution Circuit | 9 | 23 | 2016-09-23 | 1546550 | Sus | Y | EquipmentFailureInvolved¦Underground¦Transformer(UG)¦Leaking
16-0069007 | Animal | Bird found | Fuse | Failed/Faulted | 2016 | Tier 3 - Extreme | Distribution Circuit | 10 | 2 | 2016-10-02 | 1551251 | Sus | Y | Animal¦Birdfound¦Fuse¦FailedFaulted
16-0076750 | Vegetation | Tree - fell into line | Conductor, Overhead | Broken, wire on ground | 2016 | Tier 2 - Elevated | Distribution Circuit | 10 | 30 | 2016-10-30 | 1572976 | Sus | Y | Vegetation¦Treefellintoline¦ConductorOverhead¦Brokenwireonground
16-0077478 | Equipment Failure/Involved | Underground | Transformer | Deteriorated | 2016 | Tier 2 - Elevated | Transformer only | 11 | 2 | 2016-11-02 | 1575061 | Sus | Y | EquipmentFailureInvolved¦Underground¦Transformer¦Deteriorated
16-0081478 | Vegetation | Tree - fell into line | Conductor, Overhead | Broken, wire on ground | 2016 | Tier 2 - Elevated | Distribution Circuit | 11 | 21 | 2016-11-21 | 1586407 | Sus | Y | Vegetation¦Treefellintoline¦ConductorOverhead¦Brokenwireonground
16-0083755 | Vegetation | Tree - fell into line | Conductor, Overhead | Normal | 2016 | Tier 2 - Elevated | Distribution Circuit | 12 | 3 | 2016-12-03 | 1594060 | Sus | N | Vegetation¦Treefellintoline¦ConductorOverhead¦Normal
16-0085822 | Vegetation | Tree - fell into line | Conductor, Overhead | Broken, wire on ground | 2016 | Tier 3 - Extreme | Distribution Circuit | 12 | 15 | 2016-12-15 | 1603233 | Sus | N | Vegetation¦Treefellintoline¦ConductorOverhead¦Brokenwireonground
16-0085840 | Vegetation | Tree - palm frond fell into line | Conductor, Overhead | Normal | 2016 | Tier 2 - Elevated | Distribution Circuit | 12 | 15 | 2016-12-15 | 1603576 | Sus | N | Vegetation¦Treepalmfrondfellintoline¦ConductorOverhead¦Normal
17-0003334 | Vegetation | Tree - fell into line | Crossarm, Wood | Broken, wire on ground | 2017 | Tier 3 - Extreme | Distribution Circuit | 1 | 3 | 2017-01-03 | 1617141 | Sus | N | Vegetation¦Treefellintoline¦CrossarmWood¦Brokenwireonground
17-0003378 | Unknown Cause | Patrol - found nothing |  |  | 2017 | Tier 3 - Extreme | Distribution Circuit | 1 | 3 | 2017-01-03 | 1617208 | Sus | N | UnknownCause¦Patrolfoundnothing¦¦
17-0003770 | Vegetation | Tree - fell into line | Conductor, Overhead | Broken, wire on ground | 2017 | Tier 2 - Elevated | Distribution Circuit | 1 | 3 | 2017-01-03 | 1618816 | Sus | N | Vegetation¦Treefellintoline¦ConductorOverhead¦Brokenwireonground
17-0004873 | Vegetation | Tree - branch fell on line | Conductor, Overhead | Normal | 2017 | Tier 3 - Extreme | Distribution Circuit | 1 | 7 | 2017-01-07 | 1622294 | Sus | N | Vegetation¦Treebranchfellonline¦ConductorOverhead¦Normal
17-0005390 | Vegetation | Tree - fell into line | Fuse | Failed/Faulted | 2017 | Tier 2 - Elevated | Distribution Circuit | 1 | 8 | 2017-01-08 | 1623635 | Sus | N | Vegetation¦Treefellintoline¦Fuse¦FailedFaulted
17-0005937 | Vegetation | Tree - fell into line | Conductor, Overhead | Broken, wire on ground | 2017 | Tier 3 - Extreme | Distribution Circuit | 1 | 9 | 2017-01-09 | 1630371 | Sus | N | Vegetation¦Treefellintoline¦ConductorOverhead¦Brokenwireonground
17-0007602 | Vegetation | Tree - branch fell on line | Conductor, Overhead | Together | 2017 | Tier 3 - Extreme | Distribution Circuit | 1 | 10 | 2017-01-10 | 1633075 | Sus | N | Vegetation¦Treebranchfellonline¦ConductorOverhead¦Together
17-0007937 | Vegetation | Tree - branch fell on line | Conductor, Overhead | Broken, wire on ground | 2017 | Tier 3 - Extreme | Distribution Circuit | 1 | 11 | 2017-01-11 | 1640692 | Sus | N | Vegetation¦Treebranchfellonline¦ConductorOverhead¦Brokenwireonground
17-0008659 | Vegetation | Tree - fell into line | Conductor, Overhead | Normal | 2017 | Tier 2 - Elevated | Distribution Circuit | 1 | 13 | 2017-01-13 | 1642210 | Sus | N | Vegetation¦Treefellintoline¦ConductorOverhead¦Normal
17-0008829 | Vegetation | Tree - fell into line | Service conductor | Broken | 2017 | Tier 2 - Elevated | Transformer only | 1 | 13 | 2017-01-13 | 1642650 | Sus | N | Vegetation¦Treefellintoline¦Serviceconductor¦Broken
17-0011072 | Equipment Failure/Involved | Overhead | Transformer (OH) | Failed/Faulted | 2017 | Tier 3 - Extreme | Transformer only | 1 | 19 | 2017-01-19 | 1651633 | Sus | N | EquipmentFailureInvolved¦Overhead¦Transformer(OH)¦FailedFaulted
17-0011195 | Vegetation | Tree - fell into line | Conductor, Overhead | Together | 2017 | Tier 3 - Extreme | Distribution Circuit | 1 | 20 | 2017-01-20 | 1652183 | Sus | N | Vegetation¦Treefellintoline¦ConductorOverhead¦Together
17-0011753 | Vegetation | Tree - branch fell on line | Conductor, Overhead | Broken, wire on ground | 2017 | Tier 2 - Elevated | Distribution Circuit | 1 | 20 | 2017-01-20 | 1653783 | Sus | N | Vegetation¦Treebranchfellonline¦ConductorOverhead¦Brokenwireonground
17-0011775 | Unknown Cause | Patrol - found nothing |  |  | 2017 | Tier 3 - Extreme | Distribution Circuit | 1 | 20 | 2017-01-20 | 1654412 | Sus | N | UnknownCause¦Patrolfoundnothing¦¦
17-0011869 | Vegetation | Tree - fell into line | Conductor, Overhead | Normal | 2017 | Tier 3 - Extreme | Distribution Circuit | 1 | 21 | 2017-01-21 | 1655368 | Sus | N | Vegetation¦Treefellintoline¦ConductorOverhead¦Normal
17-0011931 | Vegetation | Tree - fell into line | Pole-Wood | Broken, wire on ground | 2017 | Tier 3 - Extreme | Distribution Circuit | 1 | 21 | 2017-01-21 | 1656099 | Sus | N | Vegetation¦Treefellintoline¦PoleWood¦Brokenwireonground
17-0012775 | Vegetation | Tree - fell into line | Secondary | Normal | 2017 | Tier 2 - Elevated | Distribution Circuit | 1 | 22 | 2017-01-22 | 1658758 | Sus | N | Vegetation¦Treefellintoline¦Secondary¦Normal
17-0013549 | Equipment Failure/Involved | Overhead | Fuse | Broken | 2017 | Tier 2 - Elevated | Transformer only | 1 | 22 | 2017-01-22 | 1662517 | Sus | N | EquipmentFailureInvolved¦Overhead¦Fuse¦Broken
17-0013574 | Vegetation | Tree - fell into line | Conductor, Overhead | Normal | 2017 | Tier 3 - Extreme | Distribution Circuit | 1 | 23 | 2017-01-23 | 1662741 | Sus | N | Vegetation¦Treefellintoline¦ConductorOverhead¦Normal
17-0017072 | Equipment Failure/Involved | Overhead | Transformer | Failed/Faulted | 2017 | Tier 2 - Elevated | Transformer only | 2 | 3 | 2017-02-03 | 1673433 | Sus | N | EquipmentFailureInvolved¦Overhead¦Transformer¦FailedFaulted
17-0019491 | Vegetation | Tree - fell into line | Conductor, Overhead | Broken, wire on ground | 2017 | Tier 2 - Elevated | Distribution Circuit | 2 | 9 | 2017-02-09 | 1684021 | Sus | N | Vegetation¦Treefellintoline¦ConductorOverhead¦Brokenwireonground
17-0019740 | Vegetation | Tree - fell into line | Conductor, Overhead | Broken, wire on ground | 2017 | Tier 2 - Elevated | Distribution Circuit | 2 | 10 | 2017-02-10 | 1684237 | Sus | N | Vegetation¦Treefellintoline¦ConductorOverhead¦Brokenwireonground
17-0019818 | Vegetation | Tree - fell into line | Conductor, Overhead | Normal | 2017 | Tier 2 - Elevated | Distribution Circuit | 2 | 10 | 2017-02-10 | 1684735 | Sus | N | Vegetation¦Treefellintoline¦ConductorOverhead¦Normal
17-0019889 | Environmental/External | Lightning | Transformer | Failed/Faulted | 2017 | Tier 2 - Elevated | Transformer only | 2 | 10 | 2017-02-10 | 1684955 | Sus | N | EnvironmentalExternal¦Lightning¦Transformer¦FailedFaulted
17-0021333 | Vegetation | Tree - branch fell on line | Conductor, Overhead | Normal | 2017 | Tier 3 - Extreme | Distribution Circuit | 2 | 15 | 2017-02-15 | 1689402 | Sus | N | Vegetation¦Treebranchfellonline¦ConductorOverhead¦Normal
17-0023499 | Vegetation | Tree - branch fell on line | Conductor, Overhead | Normal | 2017 | Tier 2 - Elevated | Distribution Circuit | 2 | 19 | 2017-02-19 | 1701904 | Sus | N | Vegetation¦Treebranchfellonline¦ConductorOverhead¦Normal
17-0023623 | Equipment Failure/Involved | Other | Transformer | Failed/Faulted | 2017 | Tier 2 - Elevated | Transformer only | 2 | 20 | 2017-02-20 | 1702332 | Sus | N | EquipmentFailureInvolved¦Other¦Transformer¦FailedFaulted
17-0024894 | Vegetation | Tree - fell into line | Conductor, Overhead | Broken, wire on ground | 2017 | Tier 3 - Extreme | Distribution Circuit | 2 | 20 | 2017-02-20 | 1707556 | Sus | N | Vegetation¦Treefellintoline¦ConductorOverhead¦Brokenwireonground
17-0025257 | Vegetation | Tree - branch fell on line | Crossarm, Wood | Broken, wire on ground | 2017 | Tier 3 - Extreme | Distribution Circuit | 2 | 21 | 2017-02-21 | 1709172 | Sus | N | Vegetation¦Treebranchfellonline¦CrossarmWood¦Brokenwireonground
17-0028497 | Unknown Cause | Patrol - not conducted |  |  | 2017 | Tier 3 - Extreme | Distribution Circuit | 3 | 5 | 2017-03-05 | 1720199 | Sus | N | UnknownCause¦Patrolnotconducted¦¦
17-0033647 | Vegetation | Tree - fell into line | Conductor, Overhead | Normal | 2017 | Tier 2 - Elevated | Distribution Circuit | 3 | 24 | 2017-03-24 | 1735077 | Sus | N | Vegetation¦Treefellintoline¦ConductorOverhead¦Normal
17-0035456 | Unknown Cause | Patrol - not conducted |  |  | 2017 | Tier 2 - Elevated | Distribution Circuit | 3 | 31 | 2017-03-31 | 1740729 | Sus | N | UnknownCause¦Patrolnotconducted¦¦
17-0038178 | Equipment Failure/Involved | Overhead | Conductor, Overhead | Broken, wire on ground | 2017 | Tier 3 - Extreme | Distribution Circuit | 4 | 7 | 2017-04-07 | 1752201 | Sus | N | EquipmentFailureInvolved¦Overhead¦ConductorOverhead¦Brokenwireonground
17-0044519 | Equipment Failure/Involved | Overhead | Transformer | Failed/Faulted | 2017 | Tier 2 - Elevated | Transformer only | 5 | 2 | 2017-05-02 | 1772288 | Sus | Y | EquipmentFailureInvolved¦Overhead¦Transformer¦FailedFaulted
17-0051354 | Animal | Bird found | Conductor, Overhead | Normal | 2017 | Tier 2 - Elevated | Distribution Circuit | 5 | 29 | 2017-05-29 | 1792832 | Sus | Y | Animal¦Birdfound¦ConductorOverhead¦Normal
17-0056826 | Equipment Failure/Involved | Electrical Overload | Transformer | Leaking | 2017 | Tier 3 - Extreme | Transformer only | 6 | 19 | 2017-06-19 | 1811465 | Sus | Y | EquipmentFailureInvolved¦ElectricalOverload¦Transformer¦Leaking
17-0064646 | Equipment Failure/Involved | Overhead | Transformer (OH) | Failed/Faulted | 2017 | Tier 2 - Elevated | Distribution Circuit | 7 | 21 | 2017-07-21 | 1837214 | Sus | Y | EquipmentFailureInvolved¦Overhead¦Transformer(OH)¦FailedFaulted
17-0066269 | Unknown Cause | Patrol - found nothing |  |  | 2017 | Tier 2 - Elevated | Distribution Circuit | 7 | 28 | 2017-07-28 | 1841541 | Sus | Y | UnknownCause¦Patrolfoundnothing¦¦
17-0067550 | Vegetation | Tree - fell into line | Pole-Wood | Broken, wire on ground | 2017 | Tier 3 - Extreme | Distribution Circuit | 8 | 2 | 2017-08-02 | 1845097 | Sus | Y | Vegetation¦Treefellintoline¦PoleWood¦Brokenwireonground
17-0072057 | Equipment Failure/Involved | Underground | Conductor, Underground | Broken | 2017 | Tier 2 - Elevated | Distribution Circuit | 8 | 22 | 2017-08-22 | 1857076 | Sus | Y | EquipmentFailureInvolved¦Underground¦ConductorUnderground¦Broken
17-0076501 | Vegetation | Tree - fell into line | Conductor, Overhead | Broken, wire on ground | 2017 | Tier 3 - Extreme | Distribution Circuit | 9 | 6 | 2017-09-06 | 1871913 | Sus | Y | Vegetation¦Treefellintoline¦ConductorOverhead¦Brokenwireonground
17-0078889 | Unknown Cause | Patrol - found nothing |  |  | 2017 | Tier 2 - Elevated | Distribution Circuit | 9 | 14 | 2017-09-14 | 1878700 | Sus | Y | UnknownCause¦Patrolfoundnothing¦¦
17-0079489 | Animal | Squirrel | Fuse | Failed/Faulted | 2017 | Tier 2 - Elevated | Distribution Circuit | 9 | 16 | 2017-09-16 | 1880176 | Sus | Y | Animal¦Squirrel¦Fuse¦FailedFaulted
17-0085273 | Unknown Cause | Patrol - not conducted |  |  | 2017 | Tier 2 - Elevated | Transmission line | 10 | 8 | 2017-10-08 | 1894312 | Sus | Y | UnknownCause¦Patrolnotconducted¦¦
17-0085429 | Vegetation | Tree - branch fell on line | Conductor, Overhead | Normal | 2017 | Tier 3 - Extreme | Distribution Circuit | 10 | 8 | 2017-10-08 | 1894225 | Sus | Y | Vegetation¦Treebranchfellonline¦ConductorOverhead¦Normal
17-0085430 | Vegetation | Tree - branch fell on line | Conductor, Overhead | Normal | 2017 | Tier 3 - Extreme | Distribution Circuit | 10 | 9 | 2017-10-09 | 1895317 | Sus | Y | Vegetation¦Treebranchfellonline¦ConductorOverhead¦Normal
17-0087498 | Environmental/External | Fire, Forest/Grass | Conductor, Overhead | Normal | 2017 | Tier 2 - Elevated | Distribution Circuit | 10 | 8 | 2017-10-08 | 1901272 | Sus | Y | EnvironmentalExternal¦FireForestGrass¦ConductorOverhead¦Normal
17-0088418 | Environmental/External | Fire, Forest/Grass | Customer Equipment | Burned/flashed | 2017 | Tier 2 - Elevated | Transformer only | 10 | 9 | 2017-10-09 | 1903635 | Sus | Y | EnvironmentalExternal¦FireForestGrass¦CustomerEquipment¦Burnedflashed
17-0089925 | Equipment Failure/Involved | Overhead | Jumper | Burned/flashed | 2017 | Tier 2 - Elevated | Distribution Circuit | 10 | 23 | 2017-10-23 | 1908319 | Sus | Y | EquipmentFailureInvolved¦Overhead¦Jumper¦Burnedflashed
17-0091963 | Equipment Failure/Involved | Overhead | Pole-Wood | Broken | 2017 | Tier 3 - Extreme | Distribution Circuit | 11 | 2 | 2017-11-02 | 1914142 | Sus | Y | EquipmentFailureInvolved¦Overhead¦PoleWood¦Broken
17-0094070 | Equipment Failure/Involved | Overhead | Other | Broken | 2017 | Tier 2 - Elevated | Transformer only | 11 | 9 | 2017-11-09 | 1919736 | Sus | Y | EquipmentFailureInvolved¦Overhead¦Other¦Broken
17-0095562 | Vegetation | Tree - fell into line | Crossarm, Wood | Broken, wire on ground | 2017 | Tier 3 - Extreme | Distribution Circuit | 11 | 16 | 2017-11-16 | 1923771 | Sus | Y | Vegetation¦Treefellintoline¦CrossarmWood¦Brokenwireonground
17-0097194 | Unknown Cause | Patrol - found nothing |  |  | 2017 | Tier 2 - Elevated | Distribution Circuit | 11 | 22 | 2017-11-22 | 1928143 | Sus | Y | UnknownCause¦Patrolfoundnothing¦¦
17-0099698 | Vegetation | Tree - bark fell into line | Conductor, Overhead | Broken | 2017 | Tier 3 - Extreme | Distribution Circuit | 12 | 4 | 2017-12-04 | 1934992 | Sus | N | Vegetation¦Treebarkfellintoline¦ConductorOverhead¦Broken
17-0099731 | Vegetation | Tree - fell into line | Conductor, Overhead | Broken, wire on ground | 2017 | Tier 2 - Elevated | Distribution Circuit | 12 | 4 | 2017-12-04 | 1935634 | Sus | N | Vegetation¦Treefellintoline¦ConductorOverhead¦Brokenwireonground
18-0004069 | Unknown Cause | Patrol - found nothing |  |  | 2018 | Tier 2 - Elevated | Distribution Circuit | 1 | 6 | 2018-01-06 | 3284 | Sus | N | UnknownCause¦Patrolfoundnothing¦¦
18-0004468 | Vegetation | Tree - fell into line | Conductor, Overhead | Broken, wire on ground | 2018 | Tier 3 - Extreme | Distribution Circuit | 1 | 8 | 2018-01-08 | 4323 | Sus | N | Vegetation¦Treefellintoline¦ConductorOverhead¦Brokenwireonground
18-0005621 | Equipment Failure/Involved | Overhead | Connector or Splice (OH) | Arcing | 2018 | Tier 2 - Elevated | Transformer only | 1 | 12 | 2018-01-12 | 7154 | Sus | N | EquipmentFailureInvolved¦Overhead¦ConnectororSplice(OH)¦Arcing
18-0006137 | 3rd Party | Vehicle | Pole-Wood | Broken | 2018 | Tier 2 - Elevated | Distribution Circuit | 1 | 15 | 2018-01-15 | 8251 | Sus | N | 3rdParty¦Vehicle¦PoleWood¦Broken
18-0010772 | Unknown Cause | Patrol - found nothing |  |  | 2018 | Tier 2 - Elevated | Distribution Circuit | 2 | 1 | 2018-02-01 | 17477 | Sus | N | UnknownCause¦Patrolfoundnothing¦¦
18-0014409 | Unknown Cause | Patrol - found nothing |  |  | 2018 | Tier 3 - Extreme | Distribution Circuit | 2 | 14 | 2018-02-14 | 24877 | Sus | N | UnknownCause¦Patrolfoundnothing¦¦
18-0015259 | Vegetation | Tree - branch fell on line | Conductor, Overhead | Broken, wire on ground | 2018 | Tier 3 - Extreme | Distribution Circuit | 2 | 18 | 2018-02-18 | 26786 | Sus | N | Vegetation¦Treebranchfellonline¦ConductorOverhead¦Brokenwireonground
18-0017176 | Vegetation | Tree - branch fell on line | Conductor, Overhead | Broken, wire on ground | 2018 | Tier 3 - Extreme | Distribution Circuit | 2 | 26 | 2018-02-26 | 31608 | Sus | N | Vegetation¦Treebranchfellonline¦ConductorOverhead¦Brokenwireonground
18-0023555 | 3rd Party | Customer Equipment | Conductor, Overhead | Normal | 2018 | Tier 2 - Elevated | Distribution Circuit | 3 | 16 | 2018-03-16 | 46145 | Sus | N | 3rdParty¦CustomerEquipment¦ConductorOverhead¦Normal
18-0023880 | Equipment Failure/Involved | Overhead | Pole-Wood | Broken, wire on ground | 2018 | Tier 3 - Extreme | Distribution Circuit | 3 | 16 | 2018-03-16 | 47310 | Sus | N | EquipmentFailureInvolved¦Overhead¦PoleWood¦Brokenwireonground
18-0023990 | Equipment Failure/Involved | Overhead | Transformer (OH) | Failed/Faulted | 2018 | Tier 3 - Extreme | Transformer only | 3 | 18 | 2018-03-18 | 47589 | Sus | N | EquipmentFailureInvolved¦Overhead¦Transformer(OH)¦FailedFaulted
18-0028226 | Unknown Cause | Patrol - not conducted |  |  | 2018 | Tier 2 - Elevated | Distribution Circuit | 3 | 31 | 2018-03-31 | 57316 | Sus | N | UnknownCause¦Patrolnotconducted¦¦
18-0030135 | Equipment Failure/Involved | Overhead | Crossarm, Wood | Broken | 2018 | Tier 2 - Elevated | Distribution Circuit | 4 | 6 | 2018-04-06 | 61352 | Sus | N | EquipmentFailureInvolved¦Overhead¦CrossarmWood¦Broken
18-0034299 | Equipment Failure/Involved | Overhead | Fuse | Failed/Faulted | 2018 | Tier 2 - Elevated | Transformer only | 4 | 20 | 2018-04-20 | 71080 | Sus | N | EquipmentFailureInvolved¦Overhead¦Fuse¦FailedFaulted
18-0036415 | Equipment Failure/Involved | Overhead | Transformer | Failed/Faulted | 2018 | Tier 2 - Elevated | Transformer only | 4 | 27 | 2018-04-27 | 75665 | Sus | N | EquipmentFailureInvolved¦Overhead¦Transformer¦FailedFaulted
18-0039392 | Equipment Failure/Involved | Overhead | Conductor, Overhead | Burned/flashed | 2018 | Tier 2 - Elevated | Transformer only | 5 | 8 | 2018-05-08 | 81909 | Sus | Y | EquipmentFailureInvolved¦Overhead¦ConductorOverhead¦Burnedflashed
18-0046196 | Unknown Cause | Patrol - found nothing |  |  | 2018 | Tier 3 - Extreme | Distribution Circuit | 5 | 31 | 2018-05-31 | 98212 | Sus | Y | UnknownCause¦Patrolfoundnothing¦¦
18-0046491 | Equipment Failure/Involved | Overhead | Connector or Splice (OH) | Broken | 2018 | Tier 2 - Elevated | Transformer only | 6 | 1 | 2018-06-01 | 99076 | Sus | Y | EquipmentFailureInvolved¦Overhead¦ConnectororSplice(OH)¦Broken
18-0046735 | Animal | Bird found | Conductor, Overhead | Normal | 2018 | Tier 2 - Elevated | Distribution Circuit | 6 | 3 | 2018-06-03 | 99884 | Sus | Y | Animal¦Birdfound¦ConductorOverhead¦Normal
18-0049127 | Animal | Bird found | Fuse | Failed/Faulted | 2018 | Tier 2 - Elevated | Distribution Circuit | 6 | 8 | 2018-06-08 | 104690 | Sus | Y | Animal¦Birdfound¦Fuse¦FailedFaulted
18-0056068 | Unknown Cause | Patrol - found nothing |  |  | 2018 | Tier 2 - Elevated | Distribution Circuit | 7 | 1 | 2018-07-01 | 122230 | Sus | Y | UnknownCause¦Patrolfoundnothing¦¦
18-0056510 | Unknown Cause | Patrol - not conducted |  |  | 2018 | Tier 2 - Elevated | Distribution Circuit | 7 | 2 | 2018-07-02 | 123329 | Sus | Y | UnknownCause¦Patrolnotconducted¦¦
18-0065511 | Vegetation | Tree - fell into line | Conductor, Overhead | Normal | 2018 | Tier 3 - Extreme | Distribution Circuit | 7 | 31 | 2018-07-31 | 146189 | Sus | Y | Vegetation¦Treefellintoline¦ConductorOverhead¦Normal
18-0065894 | Environmental/External | Fire, Forest/Grass | Pole-Wood | Burned/flashed | 2018 | Tier 2 - Elevated | Distribution Circuit | 7 | 23 | 2018-07-23 | 146895 | Sus | Y | EnvironmentalExternal¦FireForestGrass¦PoleWood¦Burnedflashed
18-0066597 | Environmental/External | Fire, Forest/Grass | Pole-Wood | Normal | 2018 | Tier 2 - Elevated | Distribution Circuit | 7 | 28 | 2018-07-28 | 148524 | Sus | Y | EnvironmentalExternal¦FireForestGrass¦PoleWood¦Normal
18-0066705 | Environmental/External | Fire, Forest/Grass | Conductor, Overhead | Broken, wire on ground | 2018 | Tier 2 - Elevated | Distribution Circuit | 7 | 28 | 2018-07-28 | 148785 | Sus | Y | EnvironmentalExternal¦FireForestGrass¦ConductorOverhead¦Brokenwireonground
18-0071673 | 3rd Party | Vehicle | Pole-Wood | Broken | 2018 | Tier 2 - Elevated | Distribution Circuit | 8 | 20 | 2018-08-20 | 158450 | Sus | Y | 3rdParty¦Vehicle¦PoleWood¦Broken
18-0079963 | Unknown Cause | Patrol - found nothing |  |  | 2018 | Tier 2 - Elevated | Distribution Circuit | 9 | 15 | 2018-09-15 | 174745 | Sus | Y | UnknownCause¦Patrolfoundnothing¦¦
18-0085769 | Equipment Failure/Involved | Overhead | Pole-Wood | Contaminated | 2018 | Tier 2 - Elevated | Distribution Circuit | 10 | 2 | 2018-10-02 | 186148 | Sus | Y | EquipmentFailureInvolved¦Overhead¦PoleWood¦Contaminated
18-0086278 | Unknown Cause | Patrol - found nothing |  |  | 2018 | Tier 3 - Extreme | Distribution Circuit | 10 | 3 | 2018-10-03 | 187343 | Sus | Y | UnknownCause¦Patrolfoundnothing¦¦
18-0103744 | Unknown Cause | Patrol - found nothing |  |  | 2018 | Tier 2 - Elevated | Distribution Circuit | 11 | 27 | 2018-11-27 | 225355 | Sus | Y | UnknownCause¦Patrolfoundnothing¦¦
18-0109628 | Equipment Failure/Involved | Overhead | Transformer | Failed/Faulted | 2018 | Tier 3 - Extreme | Transformer only | 12 | 17 | 2018-12-17 | 242053 | Sus | N | EquipmentFailureInvolved¦Overhead¦Transformer¦FailedFaulted
18-0110142 | Vegetation | Tree - fell into line | Conductor, Overhead | Broken | 2018 | Tier 2 - Elevated | Transformer only | 12 | 20 | 2018-12-20 | 244604 | Sus | N | Vegetation¦Treefellintoline¦ConductorOverhead¦Broken
18-0110866 | Vegetation | Tree - fell into line | Conductor, Overhead | Normal | 2018 | Tier 2 - Elevated | Distribution Circuit | 12 | 27 | 2018-12-27 | 248202 | Sus | N | Vegetation¦Treefellintoline¦ConductorOverhead¦Normal
19-0006212 | Vegetation | Tree - branch fell on line | Conductor, Overhead | Broken, wire on ground | 2019 | Tier 3 - Extreme | Distribution Circuit | 1 | 8 | 2019-01-08 | 260237 | Sus | N | Vegetation¦Treebranchfellonline¦ConductorOverhead¦Brokenwireonground
19-0006228 | Vegetation | Tree - fell into line | Pole-Wood | Broken, wire on ground | 2019 | Tier 3 - Extreme | Distribution Circuit | 1 | 8 | 2019-01-08 | 260278 | Sus | N | Vegetation¦Treefellintoline¦PoleWood¦Brokenwireonground
19-0006262 | Equipment Failure/Involved | Overhead | Crossarm, Wood | Broken | 2019 | Tier 2 - Elevated | Distribution Circuit | 1 | 8 | 2019-01-08 | 260455 | Sus | N | EquipmentFailureInvolved¦Overhead¦CrossarmWood¦Broken
19-0009999 | Vegetation | Tree - branch fell on line | Conductor, Overhead | Broken, wire on ground | 2019 | Tier 3 - Extreme | Distribution Circuit | 1 | 16 | 2019-01-16 | 268629 | Sus | N | Vegetation¦Treebranchfellonline¦ConductorOverhead¦Brokenwireonground
19-0011349 | Vegetation | Tree - fell into line | Conductor, Overhead | Together | 2019 | Tier 3 - Extreme | Distribution Circuit | 1 | 16 | 2019-01-16 | 269740 | Sus | N | Vegetation¦Treefellintoline¦ConductorOverhead¦Together
19-0011591 | Unknown Cause | Patrol - found nothing |  |  | 2019 | Tier 3 - Extreme | Distribution Circuit | 1 | 18 | 2019-01-18 | 275363 | Sus | N | UnknownCause¦Patrolfoundnothing¦¦
19-0012125 | Vegetation | Tree - fell into line | Conductor, Overhead | Together | 2019 | Tier 3 - Extreme | Distribution Circuit | 1 | 19 | 2019-01-19 | 276652 | Sus | N | Vegetation¦Treefellintoline¦ConductorOverhead¦Together
19-0017369 | Environmental/External | Lightning | Transformer (OH) | Failed/Faulted | 2019 | Tier 2 - Elevated | Distribution Circuit | 2 | 2 | 2019-02-02 | 287864 | Sus | N | EnvironmentalExternal¦Lightning¦Transformer(OH)¦FailedFaulted
19-0018674 | Vegetation | Tree - fell into line | Conductor, Overhead | Normal | 2019 | Tier 2 - Elevated | Distribution Circuit | 2 | 5 | 2019-02-05 | 291811 | Sus | N | Vegetation¦Treefellintoline¦ConductorOverhead¦Normal
19-0019111 | Equipment Failure/Involved | Overhead | Conductor, Overhead | Broken, wire on ground | 2019 | Tier 3 - Extreme | Distribution Circuit | 2 | 5 | 2019-02-05 | 294198 | Sus | N | EquipmentFailureInvolved¦Overhead¦ConductorOverhead¦Brokenwireonground
19-0019376 | Vegetation | Tree - fell into line | Crossarm, Wood | Broken, wire on ground | 2019 | Tier 3 - Extreme | Distribution Circuit | 2 | 4 | 2019-02-04 | 294845 | Sus | N | Vegetation¦Treefellintoline¦CrossarmWood¦Brokenwireonground
19-0019787 | Vegetation | Tree - fell into line | Crossarm, Wood | Broken, wire on ground | 2019 | Tier 2 - Elevated | Distribution Circuit | 2 | 6 | 2019-02-06 | 294489 | Sus | N | Vegetation¦Treefellintoline¦CrossarmWood¦Brokenwireonground
19-0021790 | Vegetation | Tree - fell into line | Conductor, Overhead | Broken, wire on ground | 2019 | Tier 2 - Elevated | Distribution Circuit | 2 | 13 | 2019-02-13 | 302680 | Sus | N | Vegetation¦Treefellintoline¦ConductorOverhead¦Brokenwireonground
19-0023120 | Unknown Cause | Patrol - found nothing |  |  | 2019 | Tier 3 - Extreme | Distribution Circuit | 2 | 14 | 2019-02-14 | 307909 | Sus | N | UnknownCause¦Patrolfoundnothing¦¦
19-0023891 | Unknown Cause | Patrol - not conducted |  |  | 2019 | Tier 2 - Elevated | Distribution Circuit | 2 | 14 | 2019-02-14 | 309292 | Sus | N | UnknownCause¦Patrolnotconducted¦¦
19-0024674 | Vegetation | Tree - fell into line | Conductor, Overhead | Broken, wire on ground | 2019 | Tier 2 - Elevated | Distribution Circuit | 2 | 15 | 2019-02-15 | 314800 | Sus | N | Vegetation¦Treefellintoline¦ConductorOverhead¦Brokenwireonground
19-0024744 | Unknown Cause | Patrol - found nothing |  |  | 2019 | Tier 2 - Elevated | Distribution Circuit | 2 | 13 | 2019-02-13 | 315015 | Sus | N | UnknownCause¦Patrolfoundnothing¦¦
19-0030869 | Environmental/External | Lightning | Transformer | Failed/Faulted | 2019 | Tier 3 - Extreme | Transformer only | 3 | 5 | 2019-03-05 | 331355 | Sus | N | EnvironmentalExternal¦Lightning¦Transformer¦FailedFaulted
19-0032783 | Equipment Failure/Involved | Overhead | Transformer (OH) | Failed/Faulted | 2019 | Tier 2 - Elevated | Distribution Circuit | 3 | 11 | 2019-03-11 | 336587 | Sus | N | EquipmentFailureInvolved¦Overhead¦Transformer(OH)¦FailedFaulted
19-0033152 | Vegetation | Tree - branch fell on line | Conductor, Overhead | Normal | 2019 | Tier 2 - Elevated | Distribution Circuit | 3 | 12 | 2019-03-12 | 337457 | Sus | N | Vegetation¦Treebranchfellonline¦ConductorOverhead¦Normal
19-0035291 | Unknown Cause | Patrol - found nothing |  |  | 2019 | Tier 3 - Extreme | Distribution Circuit | 3 | 20 | 2019-03-20 | 343457 | Sus | N | UnknownCause¦Patrolfoundnothing¦¦
19-0037729 | Environmental/External | Lightning | Transformer | Failed/Faulted | 2019 | Tier 2 - Elevated | Transformer only | 3 | 27 | 2019-03-27 | 349100 | Sus | N | EnvironmentalExternal¦Lightning¦Transformer¦FailedFaulted
19-0038504 | Equipment Failure/Involved | Electrical Overload | Transformer | Failed/Faulted | 2019 | Tier 3 - Extreme | Transformer only | 3 | 30 | 2019-03-30 | 350769 | Sus | N | EquipmentFailureInvolved¦ElectricalOverload¦Transformer¦FailedFaulted
19-0038507 | Environmental/External | Lightning | Transformer | Failed/Faulted | 2019 | Tier 2 - Elevated | Transformer only | 3 | 30 | 2019-03-30 | 350816 | Sus | N | EnvironmentalExternal¦Lightning¦Transformer¦FailedFaulted
19-0039412 | Equipment Failure/Involved | Underground | Conductor, Underground | Broken | 2019 | Tier 2 - Elevated | Distribution Circuit | 4 | 3 | 2019-04-03 | 353144 | Sus | N | EquipmentFailureInvolved¦Underground¦ConductorUnderground¦Broken
19-0042117 | Equipment Failure/Involved | Overhead | Transformer (OH) | Failed/Faulted | 2019 | Tier 3 - Extreme | Distribution Circuit | 4 | 12 | 2019-04-12 | 359931 | Sus | N | EquipmentFailureInvolved¦Overhead¦Transformer(OH)¦FailedFaulted
19-0047125 | Environmental/External | Lightning | Street Light Equipment | Failed/Faulted | 2019 | Tier 3 - Extreme | Transformer only | 4 | 29 | 2019-04-29 | 370255 | Sus | N | EnvironmentalExternal¦Lightning¦StreetLightEquipment¦FailedFaulted
19-0048448 | Equipment Failure/Involved | Overhead | Pole-Wood | Broken | 2019 | Tier 3 - Extreme | Distribution Circuit | 5 | 3 | 2019-05-03 | 372765 | Sus | Y | EquipmentFailureInvolved¦Overhead¦PoleWood¦Broken
19-0052996 | Vegetation | Tree - branch fell on line | Conductor, Overhead | Normal | 2019 | Zone 1 - HHZ | Distribution Circuit | 5 | 16 | 2019-05-16 | 382878 | Sus | Y | Vegetation¦Treebranchfellonline¦ConductorOverhead¦Normal
19-0060906 | Equipment Failure/Involved | Underground | Secondary | Broken | 2019 | Tier 2 - Elevated | Transformer only | 5 | 31 | 2019-05-31 | 394155 | Sus | Y | EquipmentFailureInvolved¦Underground¦Secondary¦Broken
19-0061460 | Environmental/External | Lightning | Jumper | Burned Open | 2019 | Tier 3 - Extreme | Distribution Circuit | 6 | 1 | 2019-06-01 | 395431 | Sus | Y | EnvironmentalExternal¦Lightning¦Jumper¦BurnedOpen
19-0061730 | Environmental/External | Lightning | Transformer | Failed/Faulted | 2019 | Tier 3 - Extreme | Transformer only | 6 | 2 | 2019-06-02 | 396068 | Sus | Y | EnvironmentalExternal¦Lightning¦Transformer¦FailedFaulted
19-0070999 | Equipment Failure/Involved | Overhead | Pole-Wood | Deteriorated | 2019 | Tier 2 - Elevated | Distribution Circuit | 6 | 22 | 2019-06-22 | 426063 | Sus | Y | EquipmentFailureInvolved¦Overhead¦PoleWood¦Deteriorated
19-0071340 | Equipment Failure/Involved | Overhead | Connector or Splice (OH) | Broken, wire on ground | 2019 | Tier 3 - Extreme | Distribution Circuit | 6 | 24 | 2019-06-24 | 427275 | Sus | Y | EquipmentFailureInvolved¦Overhead¦ConnectororSplice(OH)¦Brokenwireonground
19-0073775 | Vegetation | Tree - fell into line | Conductor, Overhead | Broken, wire on ground | 2019 | Tier 3 - Extreme | Distribution Circuit | 7 | 1 | 2019-07-01 | 439359 | Sus | Y | Vegetation¦Treefellintoline¦ConductorOverhead¦Brokenwireonground
19-0081559 | Vegetation | Tree - fell into line | Conductor, Overhead | Broken, wire on ground | 2019 | Tier 2 - Elevated | Distribution Circuit | 7 | 26 | 2019-07-26 | 472538 | Sus | Y | Vegetation¦Treefellintoline¦ConductorOverhead¦Brokenwireonground
19-0082400 | Vegetation | Tree - fell into line | Conductor, Overhead | Together | 2019 | Tier 3 - Extreme | Transformer only | 7 | 29 | 2019-07-29 | 475175 | Sus | Y | Vegetation¦Treefellintoline¦ConductorOverhead¦Together
19-0086727 | Equipment Failure/Involved | Overhead | Transformer | Failed/Faulted | 2019 | Tier 2 - Elevated | Transformer only | 8 | 12 | 2019-08-12 | 502174 | Sus | Y | EquipmentFailureInvolved¦Overhead¦Transformer¦FailedFaulted
19-0089241 | Vegetation | Tree - branch fell on line | Conductor, Overhead | Normal | 2019 | Tier 2 - Elevated | Distribution Circuit | 8 | 18 | 2019-08-18 | 521771 | Sus | Y | Vegetation¦Treebranchfellonline¦ConductorOverhead¦Normal
19-0089613 | Unknown Cause | Patrol - found nothing |  |  | 2019 | Tier 2 - Elevated | Distribution Circuit | 8 | 19 | 2019-08-19 | 523538 | Sus | Y | UnknownCause¦Patrolfoundnothing¦¦
19-0093402 | Unknown Cause | Patrol - found nothing |  |  | 2019 | Tier 2 - Elevated | Distribution Circuit | 8 | 29 | 2019-08-29 | 545994 | Sus | Y | UnknownCause¦Patrolfoundnothing¦¦
19-0096540 | Vegetation | Tree - branch fell on line | Conductor, Overhead | Normal | 2019 | Tier 3 - Extreme | Distribution Circuit | 9 | 7 | 2019-09-07 | 562272 | Sus | Y | Vegetation¦Treebranchfellonline¦ConductorOverhead¦Normal
19-0096568 | Environmental/External | Fire, Forest/Grass | Pole-Wood | Burned/flashed | 2019 | Tier 2 - Elevated | Distribution Circuit | 9 | 7 | 2019-09-07 | 562539 | Sus | Y | EnvironmentalExternal¦FireForestGrass¦PoleWood¦Burnedflashed
19-0102100 | Unknown Cause | Patrol - found nothing |  |  | 2019 | Tier 2 - Elevated | Distribution Circuit | 9 | 21 | 2019-09-21 | 601093 | Sus | Y | UnknownCause¦Patrolfoundnothing¦¦
19-0103198 | Equipment Failure/Involved | Overhead | Fuse | Failed/Faulted | 2019 | Tier 2 - Elevated | Distribution Circuit | 9 | 24 | 2019-09-24 | 611174 | Sus | Y | EquipmentFailureInvolved¦Overhead¦Fuse¦FailedFaulted
19-0104744 | Unknown Cause | Patrol - found nothing |  |  | 2019 | Tier 2 - Elevated | Distribution Circuit | 9 | 27 | 2019-09-27 | 623418 | Sus | Y | UnknownCause¦Patrolfoundnothing¦¦
19-0108092 | Unknown Cause | Patrol - found nothing |  |  | 2019 | Tier 2 - Elevated | Distribution Circuit | 10 | 6 | 2019-10-06 | 645647 | Sus | Y | UnknownCause¦Patrolfoundnothing¦¦
19-0117658 | Vegetation | Tree - branch fell on line | Conductor, Overhead | Normal | 2019 | Tier 3 - Extreme | Distribution Circuit | 10 | 29 | 2019-10-29 | 690964 | Sus | Y | Vegetation¦Treebranchfellonline¦ConductorOverhead¦Normal
19-0118300 | Equipment Failure/Involved | Overhead | Crossarm, Wood | Broken | 2019 | Tier 3 - Extreme | Transformer only | 10 | 28 | 2019-10-28 | 692671 | Sus | Y | EquipmentFailureInvolved¦Overhead¦CrossarmWood¦Broken
19-0122698 | Unknown Cause | Patrol - found nothing |  |  | 2019 | Tier 2 - Elevated | Distribution Circuit | 11 | 7 | 2019-11-07 | 702220 | Sus | Y | UnknownCause¦Patrolfoundnothing¦¦
19-0129750 | Vegetation | Tree - fell into line | Conductor, Overhead | Broken, wire on ground | 2019 | Tier 2 - Elevated | Distribution Circuit | 11 | 26 | 2019-11-26 | 716330 | Sus | Y | Vegetation¦Treefellintoline¦ConductorOverhead¦Brokenwireonground
19-0130144 | Environmental/External | Fire, Forest/Grass | Fuse | Failed/Faulted | 2019 | Tier 3 - Extreme | Distribution Circuit | 11 | 27 | 2019-11-27 | 720257 | Sus | Y | EnvironmentalExternal¦FireForestGrass¦Fuse¦FailedFaulted
19-0131443 | Vegetation | Tree - branch fell on line | Conductor, Overhead | Together | 2019 | Tier 2 - Elevated | Distribution Circuit | 11 | 30 | 2019-11-30 | 724375 | Sus | Y | Vegetation¦Treebranchfellonline¦ConductorOverhead¦Together
19-0132165 | Vegetation | Tree - fell into line | Conductor, Overhead | Broken, wire on ground | 2019 | Tier 2 - Elevated | Distribution Circuit | 12 | 2 | 2019-12-02 | 726994 | Sus | N | Vegetation¦Treefellintoline¦ConductorOverhead¦Brokenwireonground
19-0137350 | Unknown Cause | Patrol - found nothing |  |  | 2019 | Tier 2 - Elevated | Distribution Circuit | 12 | 20 | 2019-12-20 | 747438 | Sus | N | UnknownCause¦Patrolfoundnothing¦¦
20-0007617 | Vegetation | Tree - fell into line | Transformer | Broken, wire on ground | 2020 | Tier 2 - Elevated | Transformer only | 1 | 11 | 2020-01-11 | 759179 | Sus | N | Vegetation¦Treefellintoline¦Transformer¦Brokenwireonground
20-0012157 | Unknown Cause | Patrol - found nothing |  |  | 2020 | Tier 2 - Elevated | Distribution Circuit | 1 | 22 | 2020-01-22 | 767709 | Sus | N | UnknownCause¦Patrolfoundnothing¦¦
20-0013959 | Company Initiated | Construction Activity/equip, company | Conductor, Overhead | Normal | 2020 | Tier 2 - Elevated | Transformer only | 1 | 27 | 2020-01-27 | 770865 | Sus | N | CompanyInitiated¦ConstructionActivityequipcompany¦ConductorOverhead¦Normal
20-0014263 | Vegetation | Tree - fell into line | Insulator | Broken | 2020 | Tier 3 - Extreme | Distribution Circuit | 1 | 28 | 2020-01-28 | 771361 | Sus | N | Vegetation¦Treefellintoline¦Insulator¦Broken
20-0016887 | Unknown Cause | Patrol - found nothing |  |  | 2020 | Tier 2 - Elevated | Distribution Circuit | 2 | 3 | 2020-02-03 | 777071 | Sus | N | UnknownCause¦Patrolfoundnothing¦¦
20-0018257 | Unknown Cause | Patrol - found nothing |  |  | 2020 | Tier 2 - Elevated | Distribution Circuit | 2 | 6 | 2020-02-06 | 779529 | Sus | N | UnknownCause¦Patrolfoundnothing¦¦
20-0018306 | Unknown Cause | Patrol - found nothing |  |  | 2020 | Tier 2 - Elevated | Distribution Circuit | 2 | 6 | 2020-02-06 | 779571 | Sus | N | UnknownCause¦Patrolfoundnothing¦¦
20-0029499 | Equipment Failure/Involved | Overhead |  | Failed/Faulted | 2020 | Tier 3 - Extreme | Transformer only | 3 | 6 | 2020-03-06 | 835355 | Sus | N | EquipmentFailureInvolved¦Overhead¦¦FailedFaulted
20-0032144 | Vegetation | Tree - fell into line | Conductor, Overhead | Broken, wire on ground | 2020 | Tier 3 - Extreme | Distribution Circuit | 3 | 14 | 2020-03-14 | 851594 | Sus | N | Vegetation¦Treefellintoline¦ConductorOverhead¦Brokenwireonground
20-0032160 | Vegetation | Tree - fell into line | Pole-Wood | Broken, wire on ground | 2020 | Tier 3 - Extreme | Distribution Circuit | 3 | 14 | 2020-03-14 | 851541 | Sus | N | Vegetation¦Treefellintoline¦PoleWood¦Brokenwireonground
20-0033023 | Environmental/External | Ice or snow | Conductor, Overhead | Normal | 2020 | Tier 2 - Elevated | Distribution Circuit | 3 | 16 | 2020-03-16 | 855675 | Sus | N | EnvironmentalExternal¦Iceorsnow¦ConductorOverhead¦Normal
20-0035428 | Vegetation | Tree - fell into line | Conductor, Overhead | Normal | 2020 | Tier 3 - Extreme | Distribution Circuit | 3 | 23 | 2020-03-23 | 862479 | Sus | N | Vegetation¦Treefellintoline¦ConductorOverhead¦Normal
20-0035866 | Environmental/External | Lightning | Transformer (OH) | Failed/Faulted | 2020 | Tier 2 - Elevated | Transformer only | 3 | 24 | 2020-03-24 | 863995 | Sus | N | EnvironmentalExternal¦Lightning¦Transformer(OH)¦FailedFaulted
20-0038503 | Unknown Cause | Patrol - found nothing |  |  | 2020 | Tier 2 - Elevated | Distribution Circuit | 4 | 4 | 2020-04-04 | 882514 | Sus | N | UnknownCause¦Patrolfoundnothing¦¦
20-0042465 | Unknown Cause | Patrol - found nothing |  |  | 2020 | Tier 3 - Extreme | Distribution Circuit | 4 | 17 | 2020-04-17 | 897221 | Sus | N | UnknownCause¦Patrolfoundnothing¦¦
20-0043621 | 3rd Party | Other | Fuse | Normal | 2020 | Tier 2 - Elevated | Distribution Circuit | 4 | 22 | 2020-04-22 | 899316 | Sus | N | 3rdParty¦Other¦Fuse¦Normal
20-0049989 | Equipment Failure/Involved | Overhead | Transformer (OH) | Leaking | 2020 | Tier 3 - Extreme | Distribution Circuit | 5 | 13 | 2020-05-13 | 913362 | Sus | Y | EquipmentFailureInvolved¦Overhead¦Transformer(OH)¦Leaking
20-0050691 | Equipment Failure/Involved | Overhead | Transformer | Failed/Faulted | 2020 | Tier 3 - Extreme | Transformer only | 5 | 15 | 2020-05-15 | 914282 | Sus | Y | EquipmentFailureInvolved¦Overhead¦Transformer¦FailedFaulted
20-0051527 | Unknown Cause | Patrol - found nothing |  |  | 2020 | Tier 2 - Elevated | Distribution Circuit | 5 | 18 | 2020-05-18 | 916792 | Sus | Y | UnknownCause¦Patrolfoundnothing¦¦
20-0053686 | Equipment Failure/Involved | Overhead | Transformer (OH) | Failed/Faulted | 2020 | Tier 2 - Elevated | Transformer only | 5 | 24 | 2020-05-24 | 920480 | Sus | Y | EquipmentFailureInvolved¦Overhead¦Transformer(OH)¦FailedFaulted
20-0055757 | Equipment Failure/Involved | Overhead | Transformer (OH) | Failed/Faulted | 2020 | Tier 2 - Elevated | Distribution Circuit | 5 | 29 | 2020-05-29 | 925529 | Sus | Y | EquipmentFailureInvolved¦Overhead¦Transformer(OH)¦FailedFaulted
20-0058571 | Unknown Cause | Patrol - found nothing |  |  | 2020 | Tier 2 - Elevated | Distribution Circuit | 6 | 7 | 2020-06-07 | 933337 | Sus | Y | UnknownCause¦Patrolfoundnothing¦¦
20-0063997 | Equipment Failure/Involved | Overhead | Cutout, fuse holder | Broken | 2020 | Tier 2 - Elevated | Transformer only | 6 | 23 | 2020-06-23 | 945289 | Sus | Y | EquipmentFailureInvolved¦Overhead¦Cutoutfuseholder¦Broken
20-0064222 | Equipment Failure/Involved | Overhead | Transformer | Failed/Faulted | 2020 | Tier 2 - Elevated | Transformer only | 6 | 23 | 2020-06-23 | 945748 | Sus | Y | EquipmentFailureInvolved¦Overhead¦Transformer¦FailedFaulted
20-0065540 | Vegetation | Tree - bark fell into line | Conductor, Overhead | Deteriorated | 2020 | Tier 2 - Elevated | Distribution Circuit | 6 | 26 | 2020-06-26 | 948207 | Sus | Y | Vegetation¦Treebarkfellintoline¦ConductorOverhead¦Deteriorated
20-0069000 | Equipment Failure/Involved | Overhead | Jumper | Burned Open | 2020 | Tier 3 - Extreme | Distribution Circuit | 7 | 7 | 2020-07-07 | 959127 | Sus | Y | EquipmentFailureInvolved¦Overhead¦Jumper¦BurnedOpen
20-0069576 | Environmental/External | Fire, Forest/Grass | Pole-Wood | Burned/flashed | 2020 | Tier 2 - Elevated | Distribution Circuit | 7 | 8 | 2020-07-08 | 960237 | Sus | Y | EnvironmentalExternal¦FireForestGrass¦PoleWood¦Burnedflashed
20-0073383 | Unknown Cause | Patrol - found nothing |  |  | 2020 | Tier 3 - Extreme | Distribution Circuit | 7 | 18 | 2020-07-18 | 967546 | Sus | Y | UnknownCause¦Patrolfoundnothing¦¦
20-0079934 | Equipment Failure/Involved | Overhead | Transformer (OH) | Broken | 2020 | Tier 2 - Elevated | Distribution Circuit | 8 | 5 | 2020-08-05 | 978975 | Sus | Y | EquipmentFailureInvolved¦Overhead¦Transformer(OH)¦Broken
20-0084707 | Vegetation | Tree - branch fell on line | Conductor, Overhead | Broken, wire on ground | 2020 | Tier 2 - Elevated | Distribution Circuit | 8 | 16 | 2020-08-16 | 1010804 | Sus | Y | Vegetation¦Treebranchfellonline¦ConductorOverhead¦Brokenwireonground
20-0084718 | Vegetation | Tree - fell into line | Conductor, Overhead | Broken, wire on ground | 2020 | Tier 2 - Elevated | Distribution Circuit | 8 | 16 | 2020-08-16 | 1010933 | Sus | Y | Vegetation¦Treefellintoline¦ConductorOverhead¦Brokenwireonground
20-0086524 | Environmental/External | Fire, Forest/Grass | Pole-Wood | Broken, wire on ground | 2020 | Tier 2 - Elevated | Distribution Circuit | 8 | 17 | 2020-08-17 | 1017980 | Sus | Y | EnvironmentalExternal¦FireForestGrass¦PoleWood¦Brokenwireonground
20-0087163 | Environmental/External | Lightning | Transformer | Failed/Faulted | 2020 | Tier 2 - Elevated | Transformer only | 8 | 18 | 2020-08-18 | 1021104 | Sus | Y | EnvironmentalExternal¦Lightning¦Transformer¦FailedFaulted
20-0087384 | Unknown Cause | Patrol - found nothing |  |  | 2020 | Tier 3 - Extreme | Distribution Circuit | 8 | 19 | 2020-08-19 | 1022735 | Sus | Y | UnknownCause¦Patrolfoundnothing¦¦
20-0090246 | Environmental/External | Fire, Forest/Grass | Conductor, Overhead | Normal | 2020 | Tier 3 - Extreme | Distribution Circuit | 8 | 20 | 2020-08-20 | 1032508 | Sus | Y | EnvironmentalExternal¦FireForestGrass¦ConductorOverhead¦Normal
20-0090456 | Environmental/External | Fire, Forest/Grass | Pole-Wood | Burned/flashed | 2020 | Tier 3 - Extreme | Distribution Circuit | 8 | 19 | 2020-08-19 | 1033344 | Sus | Y | EnvironmentalExternal¦FireForestGrass¦PoleWood¦Burnedflashed
20-0090916 | 3rd Party | Vehicle | Pole-Wood | Broken | 2020 | Tier 2 - Elevated | Distribution Circuit | 8 | 28 | 2020-08-28 | 1035478 | Sus | Y | 3rdParty¦Vehicle¦PoleWood¦Broken
20-0092709 | Environmental/External | Fire, Forest/Grass | Pole-Wood | Burned/flashed | 2020 | Tier 2 - Elevated | Distribution Circuit | 8 | 19 | 2020-08-19 | 1050016 | Sus | Y | EnvironmentalExternal¦FireForestGrass¦PoleWood¦Burnedflashed
20-0093946 | Environmental/External | Fire, Forest/Grass | Conductor, Overhead | Normal | 2020 | Tier 3 - Extreme | Distribution Circuit | 8 | 19 | 2020-08-19 | 1057393 | Sus | Y | EnvironmentalExternal¦FireForestGrass¦ConductorOverhead¦Normal
20-0094024 | Equipment Failure/Involved | Underground | Transformer (UG) | Burned/flashed | 2020 | Tier 2 - Elevated | Distribution Circuit | 9 | 6 | 2020-09-06 | 1057696 | Sus | Y | EquipmentFailureInvolved¦Underground¦Transformer(UG)¦Burnedflashed
20-0095610 | Equipment Failure/Involved | Overhead | Transformer | Failed/Faulted | 2020 | Tier 3 - Extreme | Transformer only | 9 | 9 | 2020-09-09 | 1061956 | Sus | Y | EquipmentFailureInvolved¦Overhead¦Transformer¦FailedFaulted
20-0099826 | Environmental/External | Fire, Forest/Grass | Conductor, Overhead | Burned/flashed | 2020 | Tier 3 - Extreme | Distribution Circuit | 9 | 7 | 2020-09-07 | 1086148 | Sus | Y | EnvironmentalExternal¦FireForestGrass¦ConductorOverhead¦Burnedflashed
20-0108317 | Equipment Failure/Involved | Overhead | Jumper | Burned Open | 2020 | Tier 2 - Elevated | Distribution Circuit | 10 | 13 | 2020-10-13 | 1116841 | Sus | Y | EquipmentFailureInvolved¦Overhead¦Jumper¦BurnedOpen
20-0109113 | Vegetation | Tree - branch fell on line | Conductor, Overhead | Normal | 2020 | Tier 3 - Extreme | Distribution Circuit | 10 | 15 | 2020-10-15 | 1118445 | Sus | Y | Vegetation¦Treebranchfellonline¦ConductorOverhead¦Normal
20-0114271 | Equipment Failure/Involved | Overhead | Transformer (OH) | Broken | 2020 | Tier 2 - Elevated | Distribution Circuit | 10 | 28 | 2020-10-28 | 1130627 | Sus | Y | EquipmentFailureInvolved¦Overhead¦Transformer(OH)¦Broken
20-0117572 | Unknown Cause | Patrol - found nothing |  |  | 2020 | Tier 3 - Extreme | Transformer only | 11 | 5 | 2020-11-05 | 1136580 | Sus | Y | UnknownCause¦Patrolfoundnothing¦¦
20-0118255 | Animal | Squirrel | Conductor, Overhead | Normal | 2020 | Tier 3 - Extreme | Distribution Circuit | 11 | 7 | 2020-11-07 | 1138573 | Sus | Y | Animal¦Squirrel¦ConductorOverhead¦Normal
20-0128281 | 3rd Party | Vehicle | Anchor or Guy | Broken | 2020 | Tier 2 - Elevated | Distribution Circuit | 12 | 6 | 2020-12-06 | 1166383 | Sus | N | 3rdParty¦Vehicle¦AnchororGuy¦Broken
20-0130547 | Vegetation | Tree - fell into line | Conductor, Overhead | Bent or Twisted | 2020 | Tier 3 - Extreme | Distribution Circuit | 12 | 15 | 2020-12-15 | 1187738 | Sus | N | Vegetation¦Treefellintoline¦ConductorOverhead¦BentorTwisted
20-0131599 | Company Initiated | Construction Activity/equip, company | Secondary | Normal | 2020 | Tier 3 - Extreme | Transformer only | 12 | 23 | 2020-12-23 | 1197803 | Sus | N | CompanyInitiated¦ConstructionActivityequipcompany¦Secondary¦Normal
21-0010011 | Unknown Cause | Patrol - found nothing |  |  | 2021 | Tier 2 - Elevated | Distribution Circuit | 1 | 19 | 2021-01-19 | 1213783 | Sus | N | UnknownCause¦Patrolfoundnothing¦¦
21-0010406 | Vegetation | Tree - fell into line | Pole-Wood | Broken, wire on ground | 2021 | Tier 2 - Elevated | Distribution Circuit | 1 | 19 | 2021-01-19 | 1214621 | Sus | N | Vegetation¦Treefellintoline¦PoleWood¦Brokenwireonground
21-0015152 | Vegetation | Tree - fell into line | Pole-Wood | Broken, wire on ground | 2021 | Tier 2 - Elevated | Distribution Circuit | 1 | 26 | 2021-01-26 | 1227677 | Sus | N | Vegetation¦Treefellintoline¦PoleWood¦Brokenwireonground
21-0015247 | Unknown Cause | Patrol - found nothing |  |  | 2021 | Tier 2 - Elevated | Distribution Circuit | 1 | 26 | 2021-01-26 | 1229252 | Sus | N | UnknownCause¦Patrolfoundnothing¦¦
21-0015811 | Unknown Cause | Patrol - found nothing |  |  | 2021 | Tier 2 - Elevated | Distribution Circuit | 1 | 27 | 2021-01-27 | 1232637 | Sus | N | UnknownCause¦Patrolfoundnothing¦¦
21-0015991 | Environmental/External | Ice or snow | Conductor, Overhead | Broken, wire on ground | 2021 | Tier 2 - Elevated | Distribution Circuit | 1 | 26 | 2021-01-26 | 1234721 | Sus | N | EnvironmentalExternal¦Iceorsnow¦ConductorOverhead¦Brokenwireonground
21-0016765 | Vegetation | Tree - fell into line | Conductor, Overhead | Together | 2021 | Tier 3 - Extreme | Distribution Circuit | 1 | 27 | 2021-01-27 | 1236271 | Sus | N | Vegetation¦Treefellintoline¦ConductorOverhead¦Together
21-0019900 | Vegetation | Tree - fell into line | Conductor, Overhead | Broken, wire on ground | 2021 | Tier 3 - Extreme | Distribution Circuit | 1 | 28 | 2021-01-28 | 1243666 | Sus | N | Vegetation¦Treefellintoline¦ConductorOverhead¦Brokenwireonground
21-0021550 | Vegetation | Tree - fell into line | Pole-Wood | Broken | 2021 | Tier 2 - Elevated | Distribution Circuit | 2 | 3 | 2021-02-03 | 1247443 | Sus | N | Vegetation¦Treefellintoline¦PoleWood¦Broken
21-0022049 | Vegetation | Tree - branch fell on line | Conductor, Overhead | Normal | 2021 | Tier 3 - Extreme | Distribution Circuit | 2 | 4 | 2021-02-04 | 1248273 | Sus | N | Vegetation¦Treebranchfellonline¦ConductorOverhead¦Normal
21-0023656 | Equipment Failure/Involved | Overhead | Crossarm, Wood | Broken | 2021 | Tier 2 - Elevated | Distribution Circuit | 2 | 9 | 2021-02-09 | 1251819 | Sus | N | EquipmentFailureInvolved¦Overhead¦CrossarmWood¦Broken
21-0030587 | Company Initiated | Improper Construction | Pole-Wood | Normal | 2021 | Tier 2 - Elevated | Distribution Circuit | 3 | 1 | 2021-03-01 | 1264525 | Sus | N | CompanyInitiated¦ImproperConstruction¦PoleWood¦Normal
21-0034483 | Unknown Cause | Patrol - found nothing |  |  | 2021 | Tier 2 - Elevated | Distribution Circuit | 3 | 10 | 2021-03-10 | 1277040 | Sus | N | UnknownCause¦Patrolfoundnothing¦¦
21-0036968 | Animal | Squirrel | Transformer (OH) | Normal | 2021 | Tier 2 - Elevated | Transformer only | 3 | 16 | 2021-03-16 | 1284050 | Sus | N | Animal¦Squirrel¦Transformer(OH)¦Normal
21-0039001 | Vegetation | Tree - fell into line | Conductor, Overhead | Broken, wire on ground | 2021 | Tier 3 - Extreme | Distribution Circuit | 3 | 20 | 2021-03-20 | 1290168 | Sus | N | Vegetation¦Treefellintoline¦ConductorOverhead¦Brokenwireonground
21-0039100 | Equipment Failure/Involved | Overhead | Conductor, Overhead | Together | 2021 | Tier 3 - Extreme | Distribution Circuit | 3 | 21 | 2021-03-21 | 1290720 | Sus | N | EquipmentFailureInvolved¦Overhead¦ConductorOverhead¦Together
21-0040440 | Equipment Failure/Involved | Overhead | Transformer (OH) | Failed/Faulted | 2021 | Tier 2 - Elevated | Transformer only | 3 | 24 | 2021-03-24 | 1295935 | Sus | N | EquipmentFailureInvolved¦Overhead¦Transformer(OH)¦FailedFaulted
21-0041497 | Company Initiated | Construction Activity/equip, company | Conductor, Overhead | Normal | 2021 | Tier 3 - Extreme | Distribution Circuit | 5 | 7 | 2021-05-07 | 1343451 | Sus | Y | CompanyInitiated¦ConstructionActivityequipcompany¦ConductorOverhead¦Normal
21-0045892 | Equipment Failure/Involved | Overhead | Conductor, Overhead | Bent or Twisted | 2021 | Tier 3 - Extreme | Distribution Circuit | 4 | 7 | 2021-04-07 | 1309458 | Sus | N | EquipmentFailureInvolved¦Overhead¦ConductorOverhead¦BentorTwisted
21-0049892 | Equipment Failure/Involved | Overhead | Crossarm, Wood | Burned/flashed | 2021 | Tier 3 - Extreme | Distribution Circuit | 4 | 17 | 2021-04-17 | 1320799 | Sus | N | EquipmentFailureInvolved¦Overhead¦CrossarmWood¦Burnedflashed
21-0050073 | 3rd Party | Dig in, 3rd party | Conductor, Underground | Broken | 2021 | Tier 2 - Elevated | Transformer only | 4 | 18 | 2021-04-18 | 1322079 | Sus | N | 3rdParty¦Digin3rdparty¦ConductorUnderground¦Broken
21-0050824 | Equipment Failure/Involved | Overhead | Connector or Splice (OH) | Burned Open | 2021 | Tier 2 - Elevated | Transformer only | 4 | 20 | 2021-04-20 | 1324479 | Sus | N | EquipmentFailureInvolved¦Overhead¦ConnectororSplice(OH)¦BurnedOpen
21-0051333 | Equipment Failure/Involved | Overhead | Transformer (OH) | Failed/Faulted | 2021 | Tier 2 - Elevated | Transformer only | 4 | 21 | 2021-04-21 | 1326319 | Sus | N | EquipmentFailureInvolved¦Overhead¦Transformer(OH)¦FailedFaulted
21-0052739 | Equipment Failure/Involved | Overhead | Crossarm, Wood | Broken | 2021 | Tier 3 - Extreme | Distribution Circuit | 4 | 24 | 2021-04-24 | 1331816 | Sus | N | EquipmentFailureInvolved¦Overhead¦CrossarmWood¦Broken
21-0056421 | Equipment Failure/Involved | Overhead | Cutout, fuse holder | Burned/flashed | 2021 | Tier 2 - Elevated | Transformer only | 5 | 3 | 2021-05-03 | 1340248 | Sus | Y | EquipmentFailureInvolved¦Overhead¦Cutoutfuseholder¦Burnedflashed
21-0058941 | Vegetation | Tree - fell into line | Conductor, Overhead | Together | 2021 | Tier 3 - Extreme | Distribution Circuit | 5 | 8 | 2021-05-08 | 1344188 | Sus | Y | Vegetation¦Treefellintoline¦ConductorOverhead¦Together
21-0068453 | Equipment Failure/Involved | Overhead | Pole-Wood | Broken | 2021 | Tier 2 - Elevated | Distribution Circuit | 6 | 1 | 2021-06-01 | 1363216 | Sus | Y | EquipmentFailureInvolved¦Overhead¦PoleWood¦Broken
21-0073415 | Unknown Cause | Patrol - found nothing |  |  | 2021 | Tier 2 - Elevated | Distribution Circuit | 6 | 12 | 2021-06-12 | 1371359 | Sus | Y | UnknownCause¦Patrolfoundnothing¦¦
21-0077404 | Unknown Cause | Patrol - found nothing |  |  | 2021 | Tier 2 - Elevated | Distribution Circuit | 6 | 22 | 2021-06-22 | 1382036 | Sus | Y | UnknownCause¦Patrolfoundnothing¦¦
21-0084792 | Unknown Cause | Patrol - found nothing |  |  | 2021 | Tier 2 - Elevated | Transmission line | 7 | 4 | 2021-07-04 | 1391983 | Sus | Y | UnknownCause¦Patrolfoundnothing¦¦
21-0087362 | 3rd Party | Vehicle | Pole-Wood | On Ground | 2021 | Tier 2 - Elevated | Distribution Circuit | 7 | 10 | 2021-07-10 | 1396732 | Sus | Y | 3rdParty¦Vehicle¦PoleWood¦OnGround
21-0087932 | 3rd Party | Vehicle | Pole-Wood | Broken | 2021 | Tier 2 - Elevated | Distribution Circuit | 7 | 12 | 2021-07-12 | 1400772 | Sus | Y | 3rdParty¦Vehicle¦PoleWood¦Broken
21-0088576 | Vegetation | Tree - fell into line | Conductor, Overhead | Broken, wire on ground | 2021 | Tier 2 - Elevated | Distribution Circuit | 7 | 13 | 2021-07-13 | 1402528 | Sus | Y | Vegetation¦Treefellintoline¦ConductorOverhead¦Brokenwireonground
21-0090105 | Unknown Cause | Patrol - found nothing |  |  | 2021 | Tier 2 - Elevated | Distribution Circuit | 7 | 15 | 2021-07-15 | 1405152 | Sus | Y | UnknownCause¦Patrolfoundnothing¦¦
21-0091418 | Unknown Cause | Patrol - found nothing |  |  | 2021 | Tier 3 - Extreme | Transformer only | 7 | 18 | 2021-07-18 | 1407412 | Sus | Y | UnknownCause¦Patrolfoundnothing¦¦
21-0093603 | Unknown Cause | Patrol - found nothing |  |  | 2021 | Tier 2 - Elevated | Distribution Circuit | 7 | 22 | 2021-07-22 | 1411341 | Sus | Y | UnknownCause¦Patrolfoundnothing¦¦
21-0104089 | Equipment Failure/Involved | Overhead | Pole-Wood | Broken | 2021 | Tier 2 - Elevated | Distribution Circuit | 8 | 13 | 2021-08-13 | 1441947 | Sus | Y | EquipmentFailureInvolved¦Overhead¦PoleWood¦Broken
21-0125575 | Unknown Cause | Patrol - found nothing |  |  | 2021 | Tier 2 - Elevated | Distribution Circuit | 10 | 4 | 2021-10-04 | 1486504 | Sus | Y | UnknownCause¦Patrolfoundnothing¦¦
21-0136324 | Unknown Cause | Patrol - found nothing |  |  | 2021 | Tier 2 - Elevated | Distribution Circuit | 10 | 24 | 2021-10-24 | 1511231 | Sus | Y | UnknownCause¦Patrolfoundnothing¦¦
21-0136577 | Vegetation | Tree - fell into line | Conductor, Overhead | Broken, wire on ground | 2021 | Tier 3 - Extreme | Distribution Circuit | 10 | 24 | 2021-10-24 | 1514930 | Sus | Y | Vegetation¦Treefellintoline¦ConductorOverhead¦Brokenwireonground
21-0136708 | Equipment Failure/Involved | Overhead | Transformer (OH) | Normal | 2021 | Tier 3 - Extreme | Transformer only | 10 | 24 | 2021-10-24 | 1514211 | Sus | Y | EquipmentFailureInvolved¦Overhead¦Transformer(OH)¦Normal
21-0137292 | Unknown Cause | Patrol - found nothing |  |  | 2021 | Tier 3 - Extreme | Distribution Circuit | 10 | 24 | 2021-10-24 | 1518868 | Sus | Y | UnknownCause¦Patrolfoundnothing¦¦
21-0137414 | Equipment Failure/Involved | Overhead | Transformer (OH) | Broken | 2021 | Tier 3 - Extreme | Transformer only | 10 | 24 | 2021-10-24 | 1513322 | Sus | Y | EquipmentFailureInvolved¦Overhead¦Transformer(OH)¦Broken
21-0137633 | Vegetation | Tree - fell into line | Conductor, Overhead | Broken, wire on ground | 2021 | Tier 3 - Extreme | Distribution Circuit | 10 | 25 | 2021-10-25 | 1519011 | Sus | Y | Vegetation¦Treefellintoline¦ConductorOverhead¦Brokenwireonground
21-0144731 | Unknown Cause | Patrol - found nothing |  |  | 2021 | Tier 2 - Elevated | Distribution Circuit | 11 | 11 | 2021-11-11 | 1540272 | Sus | Y | UnknownCause¦Patrolfoundnothing¦¦
21-0147709 | Equipment Failure/Involved | Overhead | Transformer (OH) | Failed/Faulted | 2021 | Tier 3 - Extreme | Transformer only | 11 | 18 | 2021-11-18 | 1548882 | Sus | Y | EquipmentFailureInvolved¦Overhead¦Transformer(OH)¦FailedFaulted
21-0157902 | Equipment Failure/Involved | Overhead |  | Failed/Faulted | 2021 | Tier 2 - Elevated | Transformer only | 12 | 13 | 2021-12-13 | 1570024 | Sus | N | EquipmentFailureInvolved¦Overhead¦¦FailedFaulted
21-0158365 | Unknown Cause | Patrol - found nothing |  |  | 2021 | Tier 3 - Extreme | Distribution Circuit | 12 | 15 | 2021-12-15 | 1572130 | Sus | N | UnknownCause¦Patrolfoundnothing¦¦
21-0158962 | Vegetation | Tree - fell into line | Conductor, Overhead | Broken, wire on ground | 2021 | Tier 2 - Elevated | Distribution Circuit | 12 | 15 | 2021-12-15 | 1575086 | Sus | N | Vegetation¦Treefellintoline¦ConductorOverhead¦Brokenwireonground
21-0160782 | Vegetation | Tree - fell into line | Conductor, Overhead | Broken, wire on ground | 2021 | Tier 3 - Extreme | Distribution Circuit | 12 | 26 | 2021-12-26 | 1582635 | Sus | N | Vegetation¦Treefellintoline¦ConductorOverhead¦Brokenwireonground
21-0161214 | Equipment Failure/Involved | Overhead | Other | Broken | 2021 | Tier 2 - Elevated | Transformer only | 12 | 27 | 2021-12-27 | 1585572 | Sus | N | EquipmentFailureInvolved¦Overhead¦Other¦Broken
21-0162055 | Environmental/External | Ice or snow | Conductor, Overhead | Broken, wire on ground | 2021 | Tier 2 - Elevated | Distribution Circuit | 12 | 27 | 2021-12-27 | 1591034 | Sus | N | EnvironmentalExternal¦Iceorsnow¦ConductorOverhead¦Brokenwireonground
22-0005120 | Unknown Cause | Patrol - found nothing |  |  | 2022 | Tier 2 - Elevated | Distribution Circuit | 1 | 1 | 2022-01-01 | 1591913 | Sus | N | UnknownCause¦Patrolfoundnothing¦¦
22-0006128 | Vegetation | Tree - fell into line | Conductor, Overhead | Normal | 2022 | Tier 3 - Extreme | Distribution Circuit | 1 | 4 | 2022-01-04 | 1595074 | Sus | N | Vegetation¦Treefellintoline¦ConductorOverhead¦Normal
22-0006621 | Vegetation | Tree - fell into line | Pole-Wood | Broken, wire on ground | 2021 | Tier 3 - Extreme | Distribution Circuit | 12 | 27 | 2021-12-27 | 1596153 | Sus | N | Vegetation¦Treefellintoline¦PoleWood¦Brokenwireonground
22-0007591 | Vegetation | Tree - fell into line | Pole-Wood | Broken | 2022 | Tier 2 - Elevated | Distribution Circuit | 1 | 8 | 2022-01-08 | 1598163 | Sus | N | Vegetation¦Treefellintoline¦PoleWood¦Broken
22-0007601 | Equipment Failure/Involved | Overhead | Pole-Wood | Broken, wire on ground | 2022 | Tier 2 - Elevated | Distribution Circuit | 1 | 8 | 2022-01-08 | 1598184 | Sus | N | EquipmentFailureInvolved¦Overhead¦PoleWood¦Brokenwireonground
22-0018053 | Equipment Failure/Involved | Overhead | Transformer (OH) | Failed/Faulted | 2022 | Tier 2 - Elevated | Transformer only | 2 | 3 | 2022-02-03 | 1619788 | Sus | N | EquipmentFailureInvolved¦Overhead¦Transformer(OH)¦FailedFaulted
22-0024376 | Unknown Cause | Patrol - found nothing |  |  | 2022 | Tier 2 - Elevated | Distribution Circuit | 2 | 18 | 2022-02-18 | 1632213 | Sus | N | UnknownCause¦Patrolfoundnothing¦¦
22-0030470 | Unknown Cause | Patrol - not conducted |  |  | 2022 | Tier 2 - Elevated | Distribution Circuit | 3 | 6 | 2022-03-06 | 1643494 | Sus | N | UnknownCause¦Patrolnotconducted¦¦
22-0030934 | Vegetation | Tree - branch fell on line | Conductor, Overhead | Broken, wire on ground | 2022 | Tier 2 - Elevated | Distribution Circuit | 3 | 7 | 2022-03-07 | 1644317 | Sus | N | Vegetation¦Treebranchfellonline¦ConductorOverhead¦Brokenwireonground
22-0038909 | Equipment Failure/Involved | Overhead | Transformer (OH) | Failed/Faulted | 2022 | Tier 3 - Extreme | Distribution Circuit | 3 | 26 | 2022-03-26 | 1656353 | Sus | N | EquipmentFailureInvolved¦Overhead¦Transformer(OH)¦FailedFaulted
22-0044239 | Equipment Failure/Involved | Overhead | Crossarm, Wood | Broken | 2022 | Tier 2 - Elevated | Transformer only | 4 | 7 | 2022-04-07 | 1665462 | Sus | N | EquipmentFailureInvolved¦Overhead¦CrossarmWood¦Broken
22-0044982 | Vegetation | Tree - fell into line | Conductor, Overhead | Broken, wire on ground | 2022 | Tier 2 - Elevated | Distribution Circuit | 4 | 9 | 2022-04-09 | 1666886 | Sus | N | Vegetation¦Treefellintoline¦ConductorOverhead¦Brokenwireonground
22-0045159 | Equipment Failure/Involved | Overhead | Service conductor | Broken | 2022 | Tier 2 - Elevated | Distribution Circuit | 4 | 10 | 2022-04-10 | 1667554 | Sus | N | EquipmentFailureInvolved¦Overhead¦Serviceconductor¦Broken
22-0045772 | Vegetation | Tree - branch fell on line | Conductor, Overhead | Normal | 2022 | Tier 3 - Extreme | Distribution Circuit | 4 | 11 | 2022-04-11 | 1668971 | Sus | N | Vegetation¦Treebranchfellonline¦ConductorOverhead¦Normal
22-0055704 | 3rd Party | Dig in, 3rd party | Transformer | Broken | 2022 | Tier 3 - Extreme | Transformer only | 4 | 28 | 2022-04-28 | 1684059 | Sus | N | 3rdParty¦Digin3rdparty¦Transformer¦Broken
22-0060428 | Equipment Failure/Involved | Overhead | Transformer | Failed/Faulted | 2022 | Tier 3 - Extreme | Transformer only | 5 | 10 | 2022-05-10 | 1693381 | Sus | Y | EquipmentFailureInvolved¦Overhead¦Transformer¦FailedFaulted
22-0064879 | Animal | Squirrel | Fuse | Normal | 2022 | Tier 3 - Extreme | Distribution Circuit | 5 | 21 | 2022-05-21 | 1706993 | Sus | Y | Animal¦Squirrel¦Fuse¦Normal
22-0065063 | Unknown Cause | Patrol - found nothing |  |  | 2022 | Tier 3 - Extreme | Distribution Circuit | 5 | 23 | 2022-05-23 | 1707535 | Sus | Y | UnknownCause¦Patrolfoundnothing¦¦
22-0069908 | Animal | Squirrel | Lightning Arrestor | Failed/Faulted | 2022 | Tier 2 - Elevated | Distribution Circuit | 6 | 3 | 2022-06-03 | 1717616 | Sus | Y | Animal¦Squirrel¦LightningArrestor¦FailedFaulted
22-0071848 | Equipment Failure/Involved | Overhead | Jumper | Burned/flashed | 2022 | Tier 3 - Extreme | Distribution Circuit | 6 | 8 | 2022-06-08 | 1724275 | Sus | Y | EquipmentFailureInvolved¦Overhead¦Jumper¦Burnedflashed
22-0075874 | Equipment Failure/Involved | Overhead | Pole-Wood | Deteriorated | 2022 | Tier 2 - Elevated | Distribution Circuit | 6 | 18 | 2022-06-18 | 1734520 | Sus | Y | EquipmentFailureInvolved¦Overhead¦PoleWood¦Deteriorated
22-0076307 | Vegetation | Tree - fell into line | Conductor, Overhead | Broken, wire on ground | 2022 | Tier 3 - Extreme | Distribution Circuit | 6 | 20 | 2022-06-20 | 1736107 | Sus | Y | Vegetation¦Treefellintoline¦ConductorOverhead¦Brokenwireonground
22-0078374 | Equipment Failure/Involved | Overhead | Transformer | Leaking | 2022 | Tier 3 - Extreme | Transformer only | 6 | 24 | 2022-06-24 | 1741425 | Sus | Y | EquipmentFailureInvolved¦Overhead¦Transformer¦Leaking
22-0081354 | Vegetation | Tree - fell into line | Conductor, Overhead | Broken, wire on ground | 2022 | Tier 3 - Extreme | Distribution Circuit | 7 | 2 | 2022-07-02 | 1747687 | Sus | Y | Vegetation¦Treefellintoline¦ConductorOverhead¦Brokenwireonground
22-0081528 | Equipment Failure/Involved | Overhead | Pole-Wood | Broken | 2022 | Tier 2 - Elevated | Distribution Circuit | 7 | 3 | 2022-07-03 | 1748261 | Sus | Y | EquipmentFailureInvolved¦Overhead¦PoleWood¦Broken
22-0083562 | Company Initiated | Personnel, company | Jumper | Normal | 2022 | Tier 3 - Extreme | Distribution Circuit | 7 | 23 | 2022-07-23 | 1763937 | Sus | Y | CompanyInitiated¦Personnelcompany¦Jumper¦Normal
22-0098722 | Unknown Cause | Patrol - found nothing |  |  | 2022 | Tier 2 - Elevated | Distribution Circuit | 8 | 17 | 2022-08-17 | 1783689 | Sus | Y | UnknownCause¦Patrolfoundnothing¦¦
22-0104877 | Unknown Cause | Patrol - found nothing |  |  | 2022 | Tier 2 - Elevated | Transformer only | 9 | 1 | 2022-09-01 | 1797073 | Sus | Y | UnknownCause¦Patrolfoundnothing¦¦
22-0108826 | Vegetation | Tree - grew into line | Conductor, Overhead | Normal | 2022 | Tier 2 - Elevated | Distribution Circuit | 9 | 10 | 2022-09-10 | 1807957 | Sus | Y | Vegetation¦Treegrewintoline¦ConductorOverhead¦Normal
22-0112057 | 3rd Party | Dig in, 3rd party | Transformer (UG) | Normal | 2022 | Tier 3 - Extreme | Distribution Circuit | 9 | 19 | 2022-09-19 | 1816182 | Sus | Y | 3rdParty¦Digin3rdparty¦Transformer(UG)¦Normal
22-0112309 | Unknown Cause | Patrol - found nothing |  |  | 2022 | Tier 2 - Elevated | Distribution Circuit | 9 | 19 | 2022-09-19 | 1816053 | Sus | Y | UnknownCause¦Patrolfoundnothing¦¦
22-0112541 | Equipment Failure/Involved | Overhead | Lightning Arrestor | Failed/Faulted | 2022 | Tier 2 - Elevated | Distribution Circuit | 9 | 20 | 2022-09-20 | 1817165 | Sus | Y | EquipmentFailureInvolved¦Overhead¦LightningArrestor¦FailedFaulted
22-0114608 | Animal | Squirrel | Switch (OH) | Normal | 2022 | Tier 2 - Elevated | Distribution Circuit | 9 | 25 | 2022-09-25 | 1821234 | Sus | Y | Animal¦Squirrel¦Switch(OH)¦Normal
22-0123253 | 3rd Party | Other | Conductor, Overhead | Together | 2022 | Tier 2 - Elevated | Distribution Circuit | 10 | 20 | 2022-10-20 | 1841461 | Sus | Y | 3rdParty¦Other¦ConductorOverhead¦Together
22-0124295 | Equipment Failure/Involved | Overhead | Transformer (OH) | Failed/Faulted | 2022 | Tier 2 - Elevated | Distribution Circuit | 10 | 24 | 2022-10-24 | 1844318 | Sus | Y | EquipmentFailureInvolved¦Overhead¦Transformer(OH)¦FailedFaulted
22-0125682 | Equipment Failure/Involved | Overhead | Regulator | Broken | 2022 | Tier 2 - Elevated | Distribution Circuit | 10 | 28 | 2022-10-28 | 1847680 | Sus | Y | EquipmentFailureInvolved¦Overhead¦Regulator¦Broken
22-0125741 | 3rd Party | Metallic Balloon | Conductor, Overhead | Normal | 2022 | Tier 3 - Extreme | Distribution Circuit | 10 | 28 | 2022-10-28 | 1847809 | Sus | Y | 3rdParty¦MetallicBalloon¦ConductorOverhead¦Normal
22-0128364 | Unknown Cause | Patrol - found nothing |  |  | 2022 | Tier 3 - Extreme | Distribution Circuit | 11 | 6 | 2022-11-06 | 1855513 | Sus | Y | UnknownCause¦Patrolfoundnothing¦¦
22-0128382 | Unknown Cause | Patrol - found nothing |  |  | 2022 | Tier 3 - Extreme | Distribution Circuit | 11 | 7 | 2022-11-07 | 1855564 | Sus | Y | UnknownCause¦Patrolfoundnothing¦¦
22-0129382 | Vegetation | Tree - fell into line | Conductor, Overhead | Broken | 2022 | Tier 3 - Extreme | Distribution Circuit | 11 | 8 | 2022-11-08 | 1858336 | Sus | Y | Vegetation¦Treefellintoline¦ConductorOverhead¦Broken
22-0130642 | Equipment Failure/Involved | Overhead | Secondary | Normal | 2022 | Tier 2 - Elevated | Transformer only | 11 | 12 | 2022-11-12 | 1861343 | Sus | Y | EquipmentFailureInvolved¦Overhead¦Secondary¦Normal
22-0134712 | Unknown Cause | Patrol - found nothing |  |  | 2022 | Tier 2 - Elevated | Distribution Circuit | 11 | 29 | 2022-11-29 | 1871023 | Sus | Y | UnknownCause¦Patrolfoundnothing¦¦
22-0138679 | Unknown Cause | Patrol - found nothing |  |  | 2022 | Tier 3 - Extreme | Distribution Circuit | 12 | 10 | 2022-12-10 | 1883972 | Sus | N | UnknownCause¦Patrolfoundnothing¦¦
22-0138976 | Vegetation | Tree - branch fell on line | Fuse | Burned Open | 2022 | Tier 3 - Extreme | Distribution Circuit | 12 | 11 | 2022-12-11 | 1885001 | Sus | N | Vegetation¦Treebranchfellonline¦Fuse¦BurnedOpen
22-0139014 | Unknown Cause | Patrol - found nothing |  |  | 2022 | Tier 3 - Extreme | Distribution Circuit | 12 | 11 | 2022-12-11 | 1886152 | Sus | N | UnknownCause¦Patrolfoundnothing¦¦
22-0140606 | Equipment Failure/Involved | Overhead | Crossarm, Wood | Broken | 2022 | Tier 3 - Extreme | Distribution Circuit | 12 | 19 | 2022-12-19 | 1892622 | Sus | N | EquipmentFailureInvolved¦Overhead¦CrossarmWood¦Broken
22-0141004 | Vegetation | Tree - fell into line | Conductor, Overhead | Broken, wire on ground | 2022 | Tier 2 - Elevated | Distribution Circuit | 12 | 22 | 2022-12-22 | 1895775 | Sus | N | Vegetation¦Treefellintoline¦ConductorOverhead¦Brokenwireonground
22-0141387 | Vegetation | Tree - fell into line | Pole-Wood | Broken, wire on ground | 2022 | Tier 2 - Elevated | Distribution Circuit | 12 | 26 | 2022-12-26 | 1897820 | Sus | N | Vegetation¦Treefellintoline¦PoleWood¦Brokenwireonground
22-0141461 | Equipment Failure/Involved | Overhead | Jumper | Burned Open | 2022 | Tier 3 - Extreme | Distribution Circuit | 12 | 27 | 2022-12-27 | 1898118 | Sus | N | EquipmentFailureInvolved¦Overhead¦Jumper¦BurnedOpen
15-0010232 | Vegetation | Tree - branch fell on line | Conductor, Overhead | Broken | 2015 | Tier 3 - Extreme | Distribution Circuit | 2 | 6 | 2015-02-06 | 1175532 | Sus | N | Vegetation¦Treebranchfellonline¦ConductorOverhead¦Broken
15-0015812 | Equipment Failure/Involved | Other | Conductor, Overhead | Broken | 2015 | Tier 2 - Elevated | Distribution Circuit | 2 | 25 | 2015-02-25 | 1196029 | Sus | N | EquipmentFailureInvolved¦Other¦ConductorOverhead¦Broken
15-0018546 | Equipment Failure/Involved | Other | Transformer | Failed/Faulted | 2015 | Tier 2 - Elevated | Transformer only | 3 | 10 | 2015-03-10 | 1201594 | Sus | N | EquipmentFailureInvolved¦Other¦Transformer¦FailedFaulted
15-0027563 | Animal | Bird found | Conductor, Overhead | Broken, wire on ground | 2015 | Tier 2 - Elevated | Distribution Circuit | 4 | 18 | 2015-04-18 | 1221215 | Sus | N | Animal¦Birdfound¦ConductorOverhead¦Brokenwireonground
15-0029122 | Animal | Squirrel | Conductor, Overhead | Normal | 2015 | Tier 3 - Extreme | Distribution Circuit | 4 | 24 | 2015-04-24 | 1224061 | Sus | N | Animal¦Squirrel¦ConductorOverhead¦Normal
15-0036192 | Unknown Cause | Patrol - not conducted |  |  | 2015 | Tier 2 - Elevated | Distribution Circuit | 5 | 24 | 2015-05-24 | 1238939 | Sus | Y | UnknownCause¦Patrolnotconducted¦¦
15-0046335 | Vegetation | Tree - cutting, PG&E contractor | Conductor, Overhead | Normal | 2015 | Tier 3 - Extreme | Distribution Circuit | 7 | 8 | 2015-07-08 | 1264978 | Sus | Y | Vegetation¦TreecuttingPG&Econtractor¦ConductorOverhead¦Normal
15-0047322 | Equipment Failure/Involved | Underground | Bushing | Burned/flashed | 2015 | Tier 2 - Elevated | Distribution Circuit | 7 | 14 | 2015-07-14 | 1267836 | Sus | Y | EquipmentFailureInvolved¦Underground¦Bushing¦Burnedflashed
15-0050440 | Equipment Failure/Involved | Underground | Transformer (UG) | Leaking | 2015 | Tier 3 - Extreme | Distribution Circuit | 7 | 25 | 2015-07-25 | 1276940 | Sus | Y | EquipmentFailureInvolved¦Underground¦Transformer(UG)¦Leaking
15-0051139 | 3rd Party | Vehicle | Pole-Wood | Broken, wire on ground | 2015 | Tier 2 - Elevated | Distribution Circuit | 7 | 28 | 2015-07-28 | 1279067 | Sus | Y | 3rdParty¦Vehicle¦PoleWood¦Brokenwireonground
15-0051282 | Equipment Failure/Involved | Overhead | Pole-Wood | Burned/flashed | 2015 | Tier 2 - Elevated | Distribution Circuit | 7 | 29 | 2015-07-29 | 1279439 | Sus | Y | EquipmentFailureInvolved¦Overhead¦PoleWood¦Burnedflashed
15-0058735 | Equipment Failure/Involved | Overhead | Jumper | Burned Open | 2015 | Tier 2 - Elevated | Distribution Circuit | 9 | 1 | 2015-09-01 | 1298498 | Sus | Y | EquipmentFailureInvolved¦Overhead¦Jumper¦BurnedOpen
15-0063595 | Environmental/External | Fire, Forest/Grass | Secondary | Burned Open | 2015 | Tier 3 - Extreme | Distribution Circuit | 9 | 25 | 2015-09-25 | 1311838 | Sus | Y | EnvironmentalExternal¦FireForestGrass¦Secondary¦BurnedOpen
15-0073202 | Equipment Failure/Involved | Overhead | Transformer (OH) | Failed/Faulted | 2015 | Tier 3 - Extreme | Transformer only | 10 | 24 | 2015-10-24 | 1328838 | Sus | Y | EquipmentFailureInvolved¦Overhead¦Transformer(OH)¦FailedFaulted
15-0076900 | Vegetation | Tree - fell into line | Transformer (OH) | Broken, wire on ground | 2015 | Tier 2 - Elevated | Distribution Circuit | 11 | 10 | 2015-11-10 | 1338559 | Sus | Y | Vegetation¦Treefellintoline¦Transformer(OH)¦Brokenwireonground
15-0077310 | Vegetation | Tree - branch fell on line | Conductor, Overhead | Broken, wire on ground | 2015 | Tier 2 - Elevated | Distribution Circuit | 11 | 12 | 2015-11-12 | 1339790 | Sus | Y | Vegetation¦Treebranchfellonline¦ConductorOverhead¦Brokenwireonground
15-0079928 | Vegetation | Tree - fell into line | Conductor, Overhead | Normal | 2015 | Tier 3 - Extreme | Distribution Circuit | 11 | 22 | 2015-11-22 | 1346731 | Sus | Y | Vegetation¦Treefellintoline¦ConductorOverhead¦Normal
15-0083054 | Unknown Cause | Patrol - found nothing |  |  | 2015 | Tier 2 - Elevated | Distribution Circuit | 12 | 6 | 2015-12-06 | 1354651 | Sus | N | UnknownCause¦Patrolfoundnothing¦¦
15-0083821 | Vegetation | Tree - branch fell on line | Conductor, Overhead | Normal | 2015 | Tier 3 - Extreme | Distribution Circuit | 12 | 10 | 2015-12-10 | 1357142 | Sus | N | Vegetation¦Treebranchfellonline¦ConductorOverhead¦Normal
15-0085200 | Equipment Failure/Involved | Overhead | Jumper | Burned Open | 2015 | Tier 2 - Elevated | Distribution Circuit | 12 | 13 | 2015-12-13 | 1363006 | Sus | N | EquipmentFailureInvolved¦Overhead¦Jumper¦BurnedOpen
15-0087079 | Vegetation | Tree - fell into line | Conductor, Overhead | Broken, wire on ground | 2015 | Tier 2 - Elevated | Distribution Circuit | 12 | 24 | 2015-12-24 | 1370809 | Sus | N | Vegetation¦Treefellintoline¦ConductorOverhead¦Brokenwireonground
16-0003755 | Unknown Cause | Patrol - not conducted |  |  | 2016 | Tier 3 - Extreme | Distribution Circuit | 1 | 6 | 2016-01-06 | 1379491 | Sus | N | UnknownCause¦Patrolnotconducted¦¦
16-0013143 | Unknown Cause | Patrol - found nothing |  |  | 2016 | Tier 2 - Elevated | Distribution Circuit | 2 | 17 | 2016-02-17 | 1405020 | Sus | N | UnknownCause¦Patrolfoundnothing¦¦
16-0013444 | Equipment Failure/Involved | Overhead | Stepdown | Failed/Faulted | 2016 | Tier 3 - Extreme | Distribution Circuit | 2 | 17 | 2016-02-17 | 1406562 | Sus | N | EquipmentFailureInvolved¦Overhead¦Stepdown¦FailedFaulted
16-0016101 | Equipment Failure/Involved | Overhead | Secondary | Broken, wire on ground | 2016 | Tier 2 - Elevated | Transformer only | 2 | 28 | 2016-02-28 | 1413342 | Sus | N | EquipmentFailureInvolved¦Overhead¦Secondary¦Brokenwireonground
16-0017391 | Environmental/External | Flood/Erosion | Pole-Wood | Broken | 2016 | Tier 3 - Extreme | Distribution Circuit | 3 | 5 | 2016-03-05 | 1416338 | Sus | N | EnvironmentalExternal¦FloodErosion¦PoleWood¦Broken
16-0017628 | Vegetation | Tree - branch fell on line | Conductor, Overhead | Broken, wire on ground | 2016 | Tier 3 - Extreme | Distribution Circuit | 3 | 5 | 2016-03-05 | 1417015 | Sus | N | Vegetation¦Treebranchfellonline¦ConductorOverhead¦Brokenwireonground
16-0017983 | Equipment Failure/Involved | Overhead | Conductor, Overhead | Broken, wire on ground | 2016 | Tier 2 - Elevated | Distribution Circuit | 3 | 5 | 2016-03-05 | 1417798 | Sus | N | EquipmentFailureInvolved¦Overhead¦ConductorOverhead¦Brokenwireonground
16-0018374 | Equipment Failure/Involved | Overhead | Jumper | Burned Open | 2016 | Tier 2 - Elevated | Distribution Circuit | 3 | 5 | 2016-03-05 | 1421786 | Sus | N | EquipmentFailureInvolved¦Overhead¦Jumper¦BurnedOpen
16-0018613 | Vegetation | Tree - branch fell on line | Conductor, Overhead | Normal | 2016 | Tier 3 - Extreme | Distribution Circuit | 3 | 6 | 2016-03-06 | 1422892 | Sus | N | Vegetation¦Treebranchfellonline¦ConductorOverhead¦Normal
16-0018698 | Vegetation | Tree - fell into line | Transformer | Broken, wire on ground | 2016 | Tier 3 - Extreme | Transformer only | 3 | 7 | 2016-03-07 | 1423161 | Sus | N | Vegetation¦Treefellintoline¦Transformer¦Brokenwireonground
16-0019009 | Vegetation | Tree - fell into line | Pole-Wood | Broken, wire on ground | 2016 | Tier 3 - Extreme | Distribution Circuit | 3 | 7 | 2016-03-07 | 1423875 | Sus | N | Vegetation¦Treefellintoline¦PoleWood¦Brokenwireonground
16-0023359 | 3rd Party | Vehicle | Pole-Wood | Broken | 2016 | Tier 3 - Extreme | Distribution Circuit | 3 | 22 | 2016-03-22 | 1436484 | Sus | N | 3rdParty¦Vehicle¦PoleWood¦Broken
16-0028427 | Vegetation | Tree - fell into line | Conductor, Overhead | Broken | 2016 | Tier 2 - Elevated | Distribution Circuit | 4 | 13 | 2016-04-13 | 1450324 | Sus | N | Vegetation¦Treefellintoline¦ConductorOverhead¦Broken
16-0029503 | Equipment Failure/Involved | Overhead | Transformer (OH) | Failed/Faulted | 2016 | Tier 3 - Extreme | Distribution Circuit | 4 | 18 | 2016-04-18 | 1453256 | Sus | N | EquipmentFailureInvolved¦Overhead¦Transformer(OH)¦FailedFaulted
16-0031618 | 3rd Party | Tree - cutting, 3rd party | Insulator | Broken | 2016 | Tier 3 - Extreme | Distribution Circuit | 4 | 26 | 2016-04-26 | 1459322 | Sus | N | 3rdParty¦Treecutting3rdparty¦Insulator¦Broken
16-0033855 | Equipment Failure/Involved | Overhead | Transformer | Failed/Faulted | 2016 | Tier 2 - Elevated | Transformer only | 5 | 4 | 2016-05-04 | 1464705 | Sus | Y | EquipmentFailureInvolved¦Overhead¦Transformer¦FailedFaulted
16-0037607 | Environmental/External | Lightning | Transformer | Failed/Faulted | 2016 | Tier 2 - Elevated | Transformer only | 5 | 21 | 2016-05-21 | 1474440 | Sus | Y | EnvironmentalExternal¦Lightning¦Transformer¦FailedFaulted
16-0045779 | Equipment Failure/Involved | Overhead | Transformer | Failed/Faulted | 2016 | Tier 2 - Elevated | Transformer only | 6 | 25 | 2016-06-25 | 1495809 | Sus | Y | EquipmentFailureInvolved¦Overhead¦Transformer¦FailedFaulted
16-0048512 | Unknown Cause | Patrol - found nothing |  |  | 2016 | Tier 3 - Extreme | Distribution Circuit | 7 | 7 | 2016-07-07 | 1502557 | Sus | Y | UnknownCause¦Patrolfoundnothing¦¦
16-0050396 | 3rd Party | Vehicle | Pole-Wood | Broken | 2016 | Tier 3 - Extreme | Distribution Circuit | 7 | 16 | 2016-07-16 | 1511234 | Sus | Y | 3rdParty¦Vehicle¦PoleWood¦Broken
16-0051644 | Vegetation | Tree - fell into line | Conductor, Overhead | Normal | 2016 | Tier 2 - Elevated | Distribution Circuit | 7 | 21 | 2016-07-21 | 1513747 | Sus | Y | Vegetation¦Treefellintoline¦ConductorOverhead¦Normal
16-0052702 | Vegetation | Tree - branch fell on line | Fuse | Failed/Faulted | 2016 | Tier 2 - Elevated | Distribution Circuit | 7 | 26 | 2016-07-26 | 1516345 | Sus | Y | Vegetation¦Treebranchfellonline¦Fuse¦FailedFaulted
16-0053129 | Unknown Cause | Patrol - not conducted |  |  | 2016 | Tier 2 - Elevated | Distribution Circuit | 7 | 28 | 2016-07-28 | 1517527 | Sus | Y | UnknownCause¦Patrolnotconducted¦¦
16-0053791 | Equipment Failure/Involved | Overhead | Lightning Arrestor | Failed/Faulted | 2016 | Tier 2 - Elevated | Distribution Circuit | 7 | 29 | 2016-07-29 | 1518815 | Sus | Y | EquipmentFailureInvolved¦Overhead¦LightningArrestor¦FailedFaulted
16-0057165 | Unknown Cause | Patrol - found nothing |  |  | 2016 | Tier 3 - Extreme | Transformer only | 8 | 13 | 2016-08-13 | 1526003 | Sus | Y | UnknownCause¦Patrolfoundnothing¦¦
16-0059815 | Equipment Failure/Involved | Overhead | Other | Broken | 2016 | Tier 3 - Extreme | Transformer only | 8 | 24 | 2016-08-24 | 1531769 | Sus | Y | EquipmentFailureInvolved¦Overhead¦Other¦Broken
16-0066756 | Vegetation | Tree - fell into line | Conductor, Overhead | Broken, wire on ground | 2016 | Tier 2 - Elevated | Distribution Circuit | 9 | 22 | 2016-09-22 | 1546260 | Sus | Y | Vegetation¦Treefellintoline¦ConductorOverhead¦Brokenwireonground
16-0066756 | Vegetation | Tree - fell into line | Conductor, Overhead | Broken, wire on ground | 2016 | Tier 2 - Elevated | Distribution Circuit | 9 | 22 | 2016-09-22 | 1546260 | Sus | Y | Vegetation¦Treefellintoline¦ConductorOverhead¦Brokenwireonground
16-0070257 | Vegetation | Tree - fell into line | Conductor, Overhead | Broken, wire on ground | 2016 | Tier 2 - Elevated | Distribution Circuit | 10 | 6 | 2016-10-06 | 1554344 | Sus | Y | Vegetation¦Treefellintoline¦ConductorOverhead¦Brokenwireonground
16-0070803 | Animal | Squirrel | Conductor, Overhead | Normal | 2016 | Tier 2 - Elevated | Distribution Circuit | 10 | 10 | 2016-10-10 | 1555706 | Sus | Y | Animal¦Squirrel¦ConductorOverhead¦Normal
16-0071191 | Animal | Squirrel | Cutout, fuse holder | Failed/Faulted | 2016 | Tier 2 - Elevated | Distribution Circuit | 10 | 11 | 2016-10-11 | 1556492 | Sus | Y | Animal¦Squirrel¦Cutoutfuseholder¦FailedFaulted
16-0072131 | Unknown Cause | Patrol - found nothing |  |  | 2016 | Tier 3 - Extreme | Distribution Circuit | 10 | 14 | 2016-10-14 | 1559289 | Sus | Y | UnknownCause¦Patrolfoundnothing¦¦
16-0072705 | Vegetation | Tree - branch fell on line | Service conductor | Broken, wire on ground | 2016 | Tier 3 - Extreme | Transformer only | 10 | 15 | 2016-10-15 | 1561938 | Sus | Y | Vegetation¦Treebranchfellonline¦Serviceconductor¦Brokenwireonground
16-0072880 | Vegetation | Tree - fell into line | Conductor, Overhead | Broken, wire on ground | 2016 | Tier 2 - Elevated | Distribution Circuit | 10 | 16 | 2016-10-16 | 1562929 | Sus | Y | Vegetation¦Treefellintoline¦ConductorOverhead¦Brokenwireonground
16-0075586 | Unknown Cause | Patrol - found nothing |  |  | 2016 | Tier 3 - Extreme | Distribution Circuit | 10 | 26 | 2016-10-26 | 1570100 | Sus | Y | UnknownCause¦Patrolfoundnothing¦¦
16-0081298 | Vegetation | Tree - fell into line | Conductor, Overhead | Broken, wire on ground | 2016 | Tier 3 - Extreme | Distribution Circuit | 11 | 20 | 2016-11-20 | 1586018 | Sus | Y | Vegetation¦Treefellintoline¦ConductorOverhead¦Brokenwireonground
16-0083564 | Vegetation | Tree - branch fell on line | Conductor, Overhead | Normal | 2016 | Tier 3 - Extreme | Distribution Circuit | 12 | 2 | 2016-12-02 | 1593198 | Sus | N | Vegetation¦Treebranchfellonline¦ConductorOverhead¦Normal
16-0084727 | Equipment Failure/Involved | Overhead | Transformer | Failed/Faulted | 2016 | Tier 2 - Elevated | Transformer only | 12 | 9 | 2016-12-09 | 1597514 | Sus | N | EquipmentFailureInvolved¦Overhead¦Transformer¦FailedFaulted
16-0085576 | Equipment Failure/Involved | Overhead | Pole-Wood | Broken | 2016 | Tier 2 - Elevated | Distribution Circuit | 12 | 14 | 2016-12-14 | 1601973 | Sus | N | EquipmentFailureInvolved¦Overhead¦PoleWood¦Broken
16-0085702 | Vegetation | Tree - fell into line | Conductor, Overhead | Broken, wire on ground | 2016 | Tier 3 - Extreme | Distribution Circuit | 12 | 15 | 2016-12-15 | 1602551 | Sus | N | Vegetation¦Treefellintoline¦ConductorOverhead¦Brokenwireonground
17-0002866 | Vegetation | Tree - fell into line | Conductor, Overhead | Broken, wire on ground | 2017 | Tier 2 - Elevated | Distribution Circuit | 1 | 2 | 2017-01-02 | 1615151 | Sus | N | Vegetation¦Treefellintoline¦ConductorOverhead¦Brokenwireonground
17-0003742 | Equipment Failure/Involved | Overhead | Jumper | Burned Open | 2017 | Tier 2 - Elevated | Distribution Circuit | 1 | 4 | 2017-01-04 | 1618474 | Sus | N | EquipmentFailureInvolved¦Overhead¦Jumper¦BurnedOpen
17-0003863 | Equipment Failure/Involved | Overhead | Cutout, fuse holder | Broken | 2017 | Tier 2 - Elevated | Distribution Circuit | 1 | 5 | 2017-01-05 | 1619172 | Sus | N | EquipmentFailureInvolved¦Overhead¦Cutoutfuseholder¦Broken
17-0005089 | Vegetation | Tree - fell into line | Conductor, Overhead | Broken, wire on ground | 2017 | Tier 2 - Elevated | Distribution Circuit | 1 | 8 | 2017-01-08 | 1624651 | Sus | N | Vegetation¦Treefellintoline¦ConductorOverhead¦Brokenwireonground
17-0005156 | Vegetation | Tree - fell into line | Conductor, Overhead | Broken, wire on ground | 2017 | Tier 2 - Elevated | Distribution Circuit | 1 | 8 | 2017-01-08 | 1624170 | Sus | N | Vegetation¦Treefellintoline¦ConductorOverhead¦Brokenwireonground
17-0005473 | Vegetation | Tree - fell into line | Conductor, Overhead | Broken, wire on object | 2017 | Tier 2 - Elevated | Distribution Circuit | 1 | 8 | 2017-01-08 | 1626709 | Sus | N | Vegetation¦Treefellintoline¦ConductorOverhead¦Brokenwireonobject
17-0005930 | Vegetation | Tree - fell into line | Conductor, Overhead | Broken, wire on ground | 2017 | Tier 2 - Elevated | Distribution Circuit | 1 | 9 | 2017-01-09 | 1630342 | Sus | N | Vegetation¦Treefellintoline¦ConductorOverhead¦Brokenwireonground
17-0007305 | Vegetation | Tree - fell into line | Secondary | Broken, wire on ground | 2017 | Tier 2 - Elevated | Distribution Circuit | 1 | 10 | 2017-01-10 | 1637692 | Sus | N | Vegetation¦Treefellintoline¦Secondary¦Brokenwireonground
17-0008495 | Vegetation | Tree - fell into line | Fuse | Failed/Faulted | 2017 | Tier 2 - Elevated | Distribution Circuit | 1 | 10 | 2017-01-10 | 1641770 | Sus | N | Vegetation¦Treefellintoline¦Fuse¦FailedFaulted
17-0008531 | Vegetation | Tree - fell into line | Conductor, Overhead | Normal | 2017 | Tier 2 - Elevated | Distribution Circuit | 1 | 13 | 2017-01-13 | 1642265 | Sus | N | Vegetation¦Treefellintoline¦ConductorOverhead¦Normal
17-0010672 | Equipment Failure/Involved | Overhead |  | Failed/Faulted | 2017 | Tier 2 - Elevated | Transformer only | 1 | 19 | 2017-01-19 | 1649896 | Sus | N | EquipmentFailureInvolved¦Overhead¦¦FailedFaulted
17-0010879 | Equipment Failure/Involved | Overhead | Insulator | Broken | 2017 | Tier 3 - Extreme | Distribution Circuit | 1 | 19 | 2017-01-19 | 1650922 | Sus | N | EquipmentFailureInvolved¦Overhead¦Insulator¦Broken
17-0013267 | Vegetation | Tree - fell into line | Pole-Wood | Broken, wire on ground | 2017 | Tier 3 - Extreme | Distribution Circuit | 1 | 21 | 2017-01-21 | 1661647 | Sus | N | Vegetation¦Treefellintoline¦PoleWood¦Brokenwireonground
17-0014760 | Equipment Failure/Involved | Overhead | Pole-Wood | Broken | 2017 | Tier 3 - Extreme | Distribution Circuit | 1 | 23 | 2017-01-23 | 1664425 | Sus | N | EquipmentFailureInvolved¦Overhead¦PoleWood¦Broken
17-0016513 | Unknown Cause | Patrol - found nothing |  |  | 2017 | Tier 2 - Elevated | Distribution Circuit | 2 | 1 | 2017-02-01 | 1671756 | Sus | N | UnknownCause¦Patrolfoundnothing¦¦
17-0018676 | Vegetation | Tree - branch fell on line | Fuse | Failed/Faulted | 2017 | Tier 3 - Extreme | Transformer only | 2 | 7 | 2017-02-07 | 1679992 | Sus | N | Vegetation¦Treebranchfellonline¦Fuse¦FailedFaulted
17-0018981 | Vegetation | Tree - fell into line | Conductor, Overhead | Broken, wire on ground | 2017 | Tier 3 - Extreme | Distribution Circuit | 2 | 8 | 2017-02-08 | 1681807 | Sus | N | Vegetation¦Treefellintoline¦ConductorOverhead¦Brokenwireonground
17-0020244 | Unknown Cause | Patrol - not conducted |  |  | 2017 | Tier 2 - Elevated | Distribution Circuit | 2 | 10 | 2017-02-10 | 1685688 | Sus | N | UnknownCause¦Patrolnotconducted¦¦
17-0022844 | Environmental/External | Flood/Erosion | Conductor, Overhead | Broken, wire on object | 2017 | Tier 3 - Extreme | Distribution Circuit | 2 | 18 | 2017-02-18 | 1698749 | Sus | N | EnvironmentalExternal¦FloodErosion¦ConductorOverhead¦Brokenwireonobject
17-0024770 | Vegetation | Tree - branch fell on line | Conductor, Overhead | Normal | 2017 | Tier 2 - Elevated | Distribution Circuit | 2 | 21 | 2017-02-21 | 1706908 | Sus | N | Vegetation¦Treebranchfellonline¦ConductorOverhead¦Normal
17-0028857 | Vegetation | Tree - fell into line | Conductor, Overhead | Broken, wire on ground | 2017 | Tier 3 - Extreme | Distribution Circuit | 3 | 6 | 2017-03-06 | 1721122 | Sus | N | Vegetation¦Treefellintoline¦ConductorOverhead¦Brokenwireonground
17-0028909 | Equipment Failure/Involved | Underground | Secondary | Burned/flashed | 2017 | Tier 3 - Extreme | Distribution Circuit | 3 | 6 | 2017-03-06 | 1721448 | Sus | N | EquipmentFailureInvolved¦Underground¦Secondary¦Burnedflashed
17-0030130 | Environmental/External | Ice or snow | Conductor, Overhead | Broken, wire on ground | 2017 | Tier 3 - Extreme | Distribution Circuit | 3 | 11 | 2017-03-11 | 1724948 | Sus | N | EnvironmentalExternal¦Iceorsnow¦ConductorOverhead¦Brokenwireonground
17-0031950 | Unknown Cause | Patrol - found nothing |  |  | 2017 | Tier 2 - Elevated | Distribution Circuit | 3 | 20 | 2017-03-20 | 1730470 | Sus | N | UnknownCause¦Patrolfoundnothing¦¦
17-0033809 | Environmental/External | Flood/Erosion | Conductor, Overhead | Normal | 2017 | Tier 3 - Extreme | Distribution Circuit | 3 | 26 | 2017-03-26 | 1735721 | Sus | N | EnvironmentalExternal¦FloodErosion¦ConductorOverhead¦Normal
17-0035097 | Animal | Squirrel | Transformer (OH) | Normal | 2017 | Tier 3 - Extreme | Distribution Circuit | 3 | 30 | 2017-03-30 | 1739370 | Sus | N | Animal¦Squirrel¦Transformer(OH)¦Normal
17-0037400 | Vegetation | Tree - fell into line | Conductor, Overhead | Normal | 2017 | Tier 2 - Elevated | Distribution Circuit | 4 | 6 | 2017-04-06 | 1746031 | Sus | N | Vegetation¦Treefellintoline¦ConductorOverhead¦Normal
17-0037752 | Unknown Cause | Patrol - found nothing |  |  | 2017 | Tier 3 - Extreme | Transformer only | 4 | 6 | 2017-04-06 | 1746025 | Sus | N | UnknownCause¦Patrolfoundnothing¦¦
17-0039381 | Environmental/External | Flood/Erosion | Conductor, Overhead | Broken, wire on ground | 2017 | Tier 3 - Extreme | Distribution Circuit | 4 | 12 | 2017-04-12 | 1755775 | Sus | N | EnvironmentalExternal¦FloodErosion¦ConductorOverhead¦Brokenwireonground
17-0040354 | Animal | Bird found | Bus | Burned/flashed | 2017 | Tier 2 - Elevated | Substation - Distribution | 4 | 14 | 2017-04-14 | 1757973 | Sus | N | Animal¦Birdfound¦Bus¦Burnedflashed
17-0041929 | Unknown Cause | Patrol - found nothing |  |  | 2017 | Tier 2 - Elevated | Distribution Circuit | 4 | 21 | 2017-04-21 | 1763984 | Sus | N | UnknownCause¦Patrolfoundnothing¦¦
17-0042141 | Equipment Failure/Involved | Overhead | Pole-Wood | Broken | 2017 | Tier 3 - Extreme | Distribution Circuit | 4 | 22 | 2017-04-22 | 1764947 | Sus | N | EquipmentFailureInvolved¦Overhead¦PoleWood¦Broken
17-0045737 | 3rd Party | Vehicle | Pole-Wood | Broken, wire on ground | 2017 | Tier 2 - Elevated | Distribution Circuit | 5 | 6 | 2017-05-06 | 1775986 | Sus | Y | 3rdParty¦Vehicle¦PoleWood¦Brokenwireonground
17-0045737 | 3rd Party | Vehicle | Pole-Wood | Broken, wire on ground | 2017 | Tier 2 - Elevated | Distribution Circuit | 5 | 6 | 2017-05-06 | 1775986 | Sus | Y | 3rdParty¦Vehicle¦PoleWood¦Brokenwireonground
17-0047627 | Equipment Failure/Involved | Overhead | Transformer | Failed/Faulted | 2017 | Tier 2 - Elevated | Transformer only | 5 | 12 | 2017-05-12 | 1780814 | Sus | Y | EquipmentFailureInvolved¦Overhead¦Transformer¦FailedFaulted
17-0049464 | Unknown Cause | Patrol - found nothing |  |  | 2017 | Tier 2 - Elevated | Distribution Circuit | 5 | 21 | 2017-05-21 | 1786610 | Sus | Y | UnknownCause¦Patrolfoundnothing¦¦
17-0052555 | 3rd Party | Vehicle | Pole-Wood | Broken, wire on object | 2017 | Tier 2 - Elevated | Distribution Circuit | 6 | 3 | 2017-06-03 | 1796454 | Sus | Y | 3rdParty¦Vehicle¦PoleWood¦Brokenwireonobject
17-0056294 | Equipment Failure/Involved | Electrical Overload | Fuse | Failed/Faulted | 2017 | Tier 2 - Elevated | Distribution Circuit | 6 | 18 | 2017-06-18 | 1808653 | Sus | Y | EquipmentFailureInvolved¦ElectricalOverload¦Fuse¦FailedFaulted
17-0059340 | Equipment Failure/Involved | Overhead | Crossarm, Wood | Broken | 2017 | Tier 2 - Elevated | Distribution Circuit | 6 | 28 | 2017-06-28 | 1820273 | Sus | Y | EquipmentFailureInvolved¦Overhead¦CrossarmWood¦Broken
17-0060723 | Unknown Cause | Patrol - found nothing |  |  | 2017 | Tier 2 - Elevated | Distribution Circuit | 7 | 5 | 2017-07-05 | 1824181 | Sus | Y | UnknownCause¦Patrolfoundnothing¦¦
17-0061560 | Environmental/External | Fire, Forest/Grass | Pole-Wood | Burned/flashed | 2017 | Tier 2 - Elevated | Distribution Circuit | 7 | 9 | 2017-07-09 | 1827545 | Sus | Y | EnvironmentalExternal¦FireForestGrass¦PoleWood¦Burnedflashed
17-0072830 | Vegetation | Tree - branch fell on line | Conductor, Overhead | Normal | 2017 | Tier 3 - Extreme | Distribution Circuit | 8 | 25 | 2017-08-25 | 1859157 | Sus | Y | Vegetation¦Treebranchfellonline¦ConductorOverhead¦Normal
17-0082678 | 3rd Party | Vehicle | Pole-Wood | Broken, wire on ground | 2017 | Tier 2 - Elevated | Distribution Circuit | 9 | 28 | 2017-09-28 | 1887762 | Sus | Y | 3rdParty¦Vehicle¦PoleWood¦Brokenwireonground
17-0083407 | Unknown Cause | Patrol - found nothing |  |  | 2017 | Tier 3 - Extreme | Distribution Circuit | 10 | 2 | 2017-10-02 | 1889384 | Sus | Y | UnknownCause¦Patrolfoundnothing¦¦
17-0083679 | Vegetation | Tree - branch fell on line | Fuse | Failed/Faulted | 2017 | Tier 3 - Extreme | Distribution Circuit | 10 | 3 | 2017-10-03 | 1889972 | Sus | Y | Vegetation¦Treebranchfellonline¦Fuse¦FailedFaulted
17-0087367 | Unknown Cause | Patrol - found nothing |  |  | 2017 | Tier 2 - Elevated | Distribution Circuit | 10 | 14 | 2017-10-14 | 1900783 | Sus | Y | UnknownCause¦Patrolfoundnothing¦¦
17-0087630 | Animal | Other | Pole-Wood | Normal | 2017 | Tier 2 - Elevated | Distribution Circuit | 10 | 16 | 2017-10-16 | 1901514 | Sus | Y | Animal¦Other¦PoleWood¦Normal
17-0088506 | Vegetation | Tree - fell into line | Conductor, Overhead | Normal | 2017 | Tier 3 - Extreme | Distribution Circuit | 10 | 19 | 2017-10-19 | 1903881 | Sus | Y | Vegetation¦Treefellintoline¦ConductorOverhead¦Normal
17-0088698 | Equipment Failure/Involved | Overhead | Pole-Wood | Broken | 2017 | Tier 2 - Elevated | Distribution Circuit | 10 | 8 | 2017-10-08 | 1904440 | Sus | Y | EquipmentFailureInvolved¦Overhead¦PoleWood¦Broken
17-0088701 | Unknown Cause | Patrol - found nothing |  |  | 2017 | Tier 2 - Elevated | Distribution Circuit | 10 | 8 | 2017-10-08 | 1904446 | Sus | Y | UnknownCause¦Patrolfoundnothing¦¦
17-0088907 | Unknown Cause | Patrol - not conducted |  |  | 2017 | Tier 2 - Elevated | Distribution Circuit | 10 | 20 | 2017-10-20 | 1905188 | Sus | Y | UnknownCause¦Patrolnotconducted¦¦
17-0090338 | Equipment Failure/Involved | Underground | Transformer (UG) | Broken | 2017 | Tier 2 - Elevated | Distribution Circuit | 10 | 25 | 2017-10-25 | 1909383 | Sus | Y | EquipmentFailureInvolved¦Underground¦Transformer(UG)¦Broken
17-0091174 | Equipment Failure/Involved | Overhead | Conductor, Overhead | Broken, wire on ground | 2017 | Tier 2 - Elevated | Distribution Circuit | 10 | 30 | 2017-10-30 | 1911936 | Sus | Y | EquipmentFailureInvolved¦Overhead¦ConductorOverhead¦Brokenwireonground
17-0091297 | Unknown Cause | Patrol - found nothing |  |  | 2017 | Tier 3 - Extreme | Distribution Circuit | 10 | 30 | 2017-10-30 | 1912313 | Sus | Y | UnknownCause¦Patrolfoundnothing¦¦
17-0099768 | Unknown Cause | Patrol - found nothing |  |  | 2017 | Tier 3 - Extreme | Distribution Circuit | 12 | 4 | 2017-12-04 | 1935814 | Sus | N | UnknownCause¦Patrolfoundnothing¦¦
17-0101927 | Vegetation | Tree - branch fell on line | Fuse | Failed/Faulted | 2017 | Tier 3 - Extreme | Distribution Circuit | 12 | 16 | 2017-12-16 | 1944038 | Sus | N | Vegetation¦Treebranchfellonline¦Fuse¦FailedFaulted
17-0102037 | Vegetation | Tree - branch fell on line | Conductor, Overhead | Normal | 2017 | Tier 2 - Elevated | Distribution Circuit | 12 | 16 | 2017-12-16 | 1944658 | Sus | N | Vegetation¦Treebranchfellonline¦ConductorOverhead¦Normal
17-0102088 | Vegetation | Tree - fell into line | Conductor, Overhead | Broken, wire on ground | 2017 | Tier 3 - Extreme | Distribution Circuit | 12 | 16 | 2017-12-16 | 1944818 | Sus | N | Vegetation¦Treefellintoline¦ConductorOverhead¦Brokenwireonground
17-0102759 | Vegetation | Tree - fell into line | Crossarm, Wood | Broken | 2017 | Tier 3 - Extreme | Transformer only | 12 | 20 | 2017-12-20 | 1948272 | Sus | N | Vegetation¦Treefellintoline¦CrossarmWood¦Broken
18-0005824 | Equipment Failure/Involved | Overhead | Transformer (OH) | Failed/Faulted | 2018 | Tier 2 - Elevated | Transformer only | 1 | 12 | 2018-01-12 | 7565 | Sus | N | EquipmentFailureInvolved¦Overhead¦Transformer(OH)¦FailedFaulted
18-0008152 | Company Initiated | Construction Activity/equip, company | Pole-Wood | Normal | 2018 | Tier 2 - Elevated | Distribution Circuit | 1 | 23 | 2018-01-23 | 12551 | Sus | N | CompanyInitiated¦ConstructionActivityequipcompany¦PoleWood¦Normal
18-0009156 | Vegetation | Tree - branch fell on line | Fuse | Failed/Faulted | 2018 | Tier 3 - Extreme | Distribution Circuit | 1 | 26 | 2018-01-26 | 14310 | Sus | N | Vegetation¦Treebranchfellonline¦Fuse¦FailedFaulted
18-0010192 | Unknown Cause | Patrol - found nothing |  |  | 2018 | Tier 2 - Elevated | Substation - Distribution | 1 | 30 | 2018-01-30 | 16573 | Sus | N | UnknownCause¦Patrolfoundnothing¦¦
18-0015961 | Vegetation | Tree - branch fell on line | Fuse | Failed/Faulted | 2018 | Tier 3 - Extreme | Distribution Circuit | 2 | 21 | 2018-02-21 | 28666 | Sus | N | Vegetation¦Treebranchfellonline¦Fuse¦FailedFaulted
18-0017515 | Vegetation | Tree - fell into line | Conductor, Overhead | Normal | 2018 | Tier 2 - Elevated | Distribution Circuit | 2 | 26 | 2018-02-26 | 32217 | Sus | N | Vegetation¦Treefellintoline¦ConductorOverhead¦Normal
18-0019333 | Unknown Cause | Patrol - not conducted |  |  | 2018 | Tier 3 - Extreme | Distribution Circuit | 3 | 3 | 2018-03-03 | 37086 | Sus | N | UnknownCause¦Patrolnotconducted¦¦
18-0021068 | Equipment Failure/Involved | Electrical Overload | Transformer | Broken | 2018 | Tier 3 - Extreme | Transformer only | 3 | 8 | 2018-03-08 | 40247 | Sus | N | EquipmentFailureInvolved¦ElectricalOverload¦Transformer¦Broken
18-0021685 | Equipment Failure/Involved | Overhead | Pole-Wood | Broken | 2018 | Tier 3 - Extreme | Distribution Circuit | 3 | 11 | 2018-03-11 | 41985 | Sus | N | EquipmentFailureInvolved¦Overhead¦PoleWood¦Broken
18-0023268 | Unknown Cause | Patrol - found nothing |  |  | 2018 | Tier 3 - Extreme | Distribution Circuit | 3 | 16 | 2018-03-16 | 45289 | Sus | N | UnknownCause¦Patrolfoundnothing¦¦
18-0024408 | Equipment Failure/Involved | Overhead | Transformer (OH) | Normal | 2018 | Tier 2 - Elevated | Transformer only | 3 | 20 | 2018-03-20 | 48406 | Sus | N | EquipmentFailureInvolved¦Overhead¦Transformer(OH)¦Normal
18-0025311 | Vegetation | Tree - fell into line | Pole-Wood | Broken | 2018 | Tier 3 - Extreme | Distribution Circuit | 3 | 22 | 2018-03-22 | 50098 | Sus | N | Vegetation¦Treefellintoline¦PoleWood¦Broken
18-0025755 | Environmental/External | Lightning | Transformer | Broken | 2018 | Tier 3 - Extreme | Transformer only | 3 | 22 | 2018-03-22 | 51060 | Sus | N | EnvironmentalExternal¦Lightning¦Transformer¦Broken
18-0026328 | Equipment Failure/Involved | Overhead | Transformer | Failed/Faulted | 2018 | Tier 2 - Elevated | Transformer only | 3 | 24 | 2018-03-24 | 52712 | Sus | N | EquipmentFailureInvolved¦Overhead¦Transformer¦FailedFaulted
18-0032276 | Equipment Failure/Involved | Overhead | Pole-Wood | Broken | 2018 | Tier 3 - Extreme | Distribution Circuit | 4 | 14 | 2018-04-14 | 66931 | Sus | N | EquipmentFailureInvolved¦Overhead¦PoleWood¦Broken
18-0040016 | Equipment Failure/Involved | Underground | Transformer | Broken | 2018 | Tier 2 - Elevated | Distribution Circuit | 5 | 10 | 2018-05-10 | 83472 | Sus | Y | EquipmentFailureInvolved¦Underground¦Transformer¦Broken
18-0040471 | Animal | Other | Switch (OH) | Burned/flashed | 2018 | Tier 2 - Elevated | Distribution Circuit | 5 | 12 | 2018-05-12 | 84619 | Sus | Y | Animal¦Other¦Switch(OH)¦Burnedflashed
18-0040471 | Animal | Other | Switch (OH) | Burned/flashed | 2018 | Tier 2 - Elevated | Distribution Circuit | 5 | 12 | 2018-05-12 | 84619 | Sus | Y | Animal¦Other¦Switch(OH)¦Burnedflashed
18-0048516 | Equipment Failure/Involved | Overhead | Regulator | Malfunctioning | 2018 | Tier 3 - Extreme | Distribution Circuit | 6 | 25 | 2018-06-25 | 117291 | Sus | Y | EquipmentFailureInvolved¦Overhead¦Regulator¦Malfunctioning
18-0050399 | Vegetation | Tree - fell into line | Conductor, Overhead | Broken | 2018 | Tier 3 - Extreme | Distribution Circuit | 6 | 13 | 2018-06-13 | 107775 | Sus | Y | Vegetation¦Treefellintoline¦ConductorOverhead¦Broken
18-0056038 | Equipment Failure/Involved | Electrical Overload | Transformer (OH) | Failed/Faulted | 2018 | Tier 2 - Elevated | Transformer only | 6 | 30 | 2018-06-30 | 122085 | Sus | Y | EquipmentFailureInvolved¦ElectricalOverload¦Transformer(OH)¦FailedFaulted
18-0056498 | Equipment Failure/Involved | Overhead | Pole-Wood | Broken | 2018 | Tier 3 - Extreme | Distribution Circuit | 7 | 2 | 2018-07-02 | 123266 | Sus | Y | EquipmentFailureInvolved¦Overhead¦PoleWood¦Broken
18-0064418 | Equipment Failure/Involved | Overhead | Secondary | Broken | 2018 | Tier 3 - Extreme | Transformer only | 7 | 27 | 2018-07-27 | 141888 | Sus | Y | EquipmentFailureInvolved¦Overhead¦Secondary¦Broken
18-0066280 | Environmental/External | Fire, Forest/Grass | Pole-Wood | Burned/flashed | 2018 | Tier 3 - Extreme | Distribution Circuit | 7 | 26 | 2018-07-26 | 147845 | Sus | Y | EnvironmentalExternal¦FireForestGrass¦PoleWood¦Burnedflashed
18-0074668 | Unknown Cause | Patrol - found nothing |  |  | 2018 | Tier 3 - Extreme | Distribution Circuit | 8 | 29 | 2018-08-29 | 164505 | Sus | Y | UnknownCause¦Patrolfoundnothing¦¦
18-0078265 | Equipment Failure/Involved | Underground | Transformer (UG) | Broken | 2018 | Tier 2 - Elevated | Distribution Circuit | 9 | 10 | 2018-09-10 | 171658 | Sus | Y | EquipmentFailureInvolved¦Underground¦Transformer(UG)¦Broken
18-0085153 | Unknown Cause | Patrol - found nothing |  |  | 2018 | Tier 2 - Elevated | Distribution Circuit | 10 | 1 | 2018-10-01 | 184845 | Sus | Y | UnknownCause¦Patrolfoundnothing¦¦
18-0091459 | 3rd Party | Vehicle | Pole-Wood | Broken, wire on ground | 2018 | Tier 3 - Extreme | Distribution Circuit | 10 | 17 | 2018-10-17 | 197492 | Sus | Y | 3rdParty¦Vehicle¦PoleWood¦Brokenwireonground
18-0099351 | Environmental/External | Fire, Forest/Grass | Pole-Wood | Normal | 2018 | Tier 2 - Elevated | Distribution Circuit | 11 | 8 | 2018-11-08 | 214423 | Sus | Y | EnvironmentalExternal¦FireForestGrass¦PoleWood¦Normal
18-0102235 | Unknown Cause | Patrol - found nothing |  |  | 2018 | Tier 2 - Elevated | Distribution Circuit | 11 | 22 | 2018-11-22 | 221658 | Sus | Y | UnknownCause¦Patrolfoundnothing¦¦
18-0102347 | Unknown Cause | Patrol - found nothing |  |  | 2018 | Tier 2 - Elevated | Distribution Circuit | 11 | 22 | 2018-11-22 | 222022 | Sus | Y | UnknownCause¦Patrolfoundnothing¦¦
18-0103608 | Environmental/External | Fire, Forest/Grass | Pole-Wood | Burned/flashed | 2018 | Tier 3 - Extreme | Distribution Circuit | 11 | 8 | 2018-11-08 | 225222 | Sus | Y | EnvironmentalExternal¦FireForestGrass¦PoleWood¦Burnedflashed
18-0104743 | Vegetation | Tree - branch fell on line | Conductor, Overhead | Normal | 2018 | Tier 3 - Extreme | Distribution Circuit | 11 | 29 | 2018-11-29 | 227595 | Sus | Y | Vegetation¦Treebranchfellonline¦ConductorOverhead¦Normal
18-0105199 | Vegetation | Tree - branch fell on line | Conductor, Overhead | Broken, wire on ground | 2018 | Tier 2 - Elevated | Distribution Circuit | 11 | 29 | 2018-11-29 | 229048 | Sus | Y | Vegetation¦Treebranchfellonline¦ConductorOverhead¦Brokenwireonground
18-0105689 | Equipment Failure/Involved | Overhead | Other | Normal | 2018 | Tier 2 - Elevated | Distribution Circuit | 11 | 30 | 2018-11-30 | 230377 | Sus | Y | EquipmentFailureInvolved¦Overhead¦Other¦Normal
18-0108996 | Vegetation | Tree - grew into line | Conductor, Overhead | Normal | 2018 | Tier 3 - Extreme | Distribution Circuit | 12 | 13 | 2018-12-13 | 239420 | Sus | N | Vegetation¦Treegrewintoline¦ConductorOverhead¦Normal
18-0110556 | Vegetation | Tree - fell into line | Conductor, Overhead | Broken, wire on ground | 2018 | Tier 3 - Extreme | Distribution Circuit | 12 | 24 | 2018-12-24 | 246717 | Sus | N | Vegetation¦Treefellintoline¦ConductorOverhead¦Brokenwireonground
19-0004729 | Vegetation | Tree - fell into line | Service conductor | Broken, wire on ground | 2019 | Tier 3 - Extreme | Transformer only | 1 | 5 | 2019-01-05 | 254006 | Sus | N | Vegetation¦Treefellintoline¦Serviceconductor¦Brokenwireonground
19-0004804 | Vegetation | Tree - bark fell into line | Fuse | Normal | 2019 | Tier 3 - Extreme | Distribution Circuit | 1 | 5 | 2019-01-05 | 254274 | Sus | N | Vegetation¦Treebarkfellintoline¦Fuse¦Normal
19-0005744 | Vegetation | Tree - fell into line | Conductor, Overhead | Bent or Twisted | 2019 | Tier 3 - Extreme | Distribution Circuit | 1 | 7 | 2019-01-07 | 258750 | Sus | N | Vegetation¦Treefellintoline¦ConductorOverhead¦BentorTwisted
19-0005780 | Vegetation | Tree - fell into line | Conductor, Overhead | Broken, wire on ground | 2019 | Tier 3 - Extreme | Distribution Circuit | 1 | 6 | 2019-01-06 | 258320 | Sus | N | Vegetation¦Treefellintoline¦ConductorOverhead¦Brokenwireonground
19-0005862 | Unknown Cause | Patrol - found nothing |  |  | 2019 | Tier 2 - Elevated | Distribution Circuit | 1 | 7 | 2019-01-07 | 259417 | Sus | N | UnknownCause¦Patrolfoundnothing¦¦
19-0006230 | Equipment Failure/Involved | Overhead | Crossarm, Wood | Broken | 2019 | Tier 2 - Elevated | Distribution Circuit | 1 | 8 | 2019-01-08 | 260677 | Sus | N | EquipmentFailureInvolved¦Overhead¦CrossarmWood¦Broken
19-0008738 | Unknown Cause | Patrol - found nothing |  |  | 2019 | Tier 2 - Elevated | Distribution Circuit | 1 | 14 | 2019-01-14 | 265094 | Sus | N | UnknownCause¦Patrolfoundnothing¦¦
19-0009596 | Vegetation | Tree - branch fell on line | Insulator | Broken | 2019 | Tier 2 - Elevated | Distribution Circuit | 1 | 16 | 2019-01-16 | 266837 | Sus | N | Vegetation¦Treebranchfellonline¦Insulator¦Broken
19-0010193 | Vegetation | Tree - branch fell on line | Conductor, Overhead | Normal | 2019 | Tier 2 - Elevated | Distribution Circuit | 1 | 16 | 2019-01-16 | 270628 | Sus | N | Vegetation¦Treebranchfellonline¦ConductorOverhead¦Normal
19-0011345 | Unknown Cause | Patrol - found nothing |  |  | 2019 | Tier 2 - Elevated | Distribution Circuit | 1 | 16 | 2019-01-16 | 268638 | Sus | N | UnknownCause¦Patrolfoundnothing¦¦
19-0011684 | Equipment Failure/Involved | Overhead | Secondary | Broken | 2019 | Tier 3 - Extreme | Distribution Circuit | 1 | 18 | 2019-01-18 | 275602 | Sus | N | EquipmentFailureInvolved¦Overhead¦Secondary¦Broken
19-0018161 | Vegetation | Tree - fell into line | Conductor, Overhead | Normal | 2019 | Tier 2 - Elevated | Distribution Circuit | 2 | 4 | 2019-02-04 | 290899 | Sus | N | Vegetation¦Treefellintoline¦ConductorOverhead¦Normal
19-0019314 | Vegetation | Tree - fell into line | Transformer | Leaking | 2019 | Tier 2 - Elevated | Transformer only | 2 | 6 | 2019-02-06 | 294536 | Sus | N | Vegetation¦Treefellintoline¦Transformer¦Leaking
19-0019362 | Vegetation | Tree - fell into line | Conductor, Overhead | Broken | 2019 | Tier 3 - Extreme | Distribution Circuit | 2 | 5 | 2019-02-05 | 294769 | Sus | N | Vegetation¦Treefellintoline¦ConductorOverhead¦Broken
19-0020620 | Vegetation | Tree - fell into line | Conductor, Overhead | Broken, wire on ground | 2019 | Tier 3 - Extreme | Distribution Circuit | 2 | 10 | 2019-02-10 | 298029 | Sus | N | Vegetation¦Treefellintoline¦ConductorOverhead¦Brokenwireonground
19-0020805 | Vegetation | Tree - fell into line | Conductor, Overhead | Together | 2019 | Tier 2 - Elevated | Distribution Circuit | 2 | 10 | 2019-02-10 | 299249 | Sus | N | Vegetation¦Treefellintoline¦ConductorOverhead¦Together
19-0021694 | Vegetation | Tree - branch fell on line | Conductor, Overhead | Broken, wire on ground | 2019 | Tier 2 - Elevated | Distribution Circuit | 2 | 12 | 2019-02-12 | 301347 | Sus | N | Vegetation¦Treebranchfellonline¦ConductorOverhead¦Brokenwireonground
19-0021994 | Vegetation | Tree - fell into line | Conductor, Overhead | Broken, wire on ground | 2019 | Tier 2 - Elevated | Distribution Circuit | 2 | 12 | 2019-02-12 | 303503 | Sus | N | Vegetation¦Treefellintoline¦ConductorOverhead¦Brokenwireonground
19-0022378 | Vegetation | Tree - fell into line | Conductor, Overhead | Broken, wire on ground | 2019 | Tier 3 - Extreme | Distribution Circuit | 2 | 9 | 2019-02-09 | 305017 | Sus | N | Vegetation¦Treefellintoline¦ConductorOverhead¦Brokenwireonground
19-0022961 | Equipment Failure/Involved | Overhead | Jumper | Burned Open | 2019 | Tier 2 - Elevated | Distribution Circuit | 2 | 14 | 2019-02-14 | 307072 | Sus | N | EquipmentFailureInvolved¦Overhead¦Jumper¦BurnedOpen
19-0023258 | Vegetation | Tree - fell into line | Conductor, Overhead | Broken, wire on ground | 2019 | Tier 2 - Elevated | Distribution Circuit | 2 | 14 | 2019-02-14 | 308726 | Sus | N | Vegetation¦Treefellintoline¦ConductorOverhead¦Brokenwireonground
19-0023650 | Unknown Cause | Patrol - found nothing |  |  | 2019 | Tier 2 - Elevated | Distribution Circuit | 2 | 14 | 2019-02-14 | 310468 | Sus | N | UnknownCause¦Patrolfoundnothing¦¦
19-0024494 | Equipment Failure/Involved | Overhead | Crossarm, Wood | Broken | 2019 | Tier 2 - Elevated | Distribution Circuit | 2 | 12 | 2019-02-12 | 313924 | Sus | N | EquipmentFailureInvolved¦Overhead¦CrossarmWood¦Broken
19-0024536 | Vegetation | Tree - bark fell into line | Conductor, Overhead | Arcing | 2019 | Tier 3 - Extreme | Distribution Circuit | 2 | 16 | 2019-02-16 | 314138 | Sus | N | Vegetation¦Treebarkfellintoline¦ConductorOverhead¦Arcing
19-0025287 | Vegetation | Tree - fell into line | Crossarm, Wood | Broken | 2019 | Tier 3 - Extreme | Distribution Circuit | 2 | 17 | 2019-02-17 | 315243 | Sus | N | Vegetation¦Treefellintoline¦CrossarmWood¦Broken
19-0026405 | Vegetation | Tree - fell into line | Transformer (UG) | Normal | 2019 | Tier 3 - Extreme | Distribution Circuit | 2 | 20 | 2019-02-20 | 319622 | Sus | N | Vegetation¦Treefellintoline¦Transformer(UG)¦Normal
19-0026827 | Equipment Failure/Involved | Overhead |  | Failed/Faulted | 2019 | Tier 2 - Elevated | Transformer only | 2 | 20 | 2019-02-20 | 319987 | Sus | N | EquipmentFailureInvolved¦Overhead¦¦FailedFaulted
19-0027076 | Equipment Failure/Involved | Overhead | Transformer (OH) | Deteriorated | 2019 | Tier 2 - Elevated | Distribution Circuit | 2 | 21 | 2019-02-21 | 320855 | Sus | N | EquipmentFailureInvolved¦Overhead¦Transformer(OH)¦Deteriorated
19-0029814 | Equipment Failure/Involved | Overhead | Pole-Wood | Broken | 2019 | Tier 3 - Extreme | Distribution Circuit | 3 | 1 | 2019-03-01 | 328969 | Sus | N | EquipmentFailureInvolved¦Overhead¦PoleWood¦Broken
19-0031117 | Vegetation | Tree - fell into line | Pole-Wood | Broken, wire on ground | 2019 | Tier 2 - Elevated | Distribution Circuit | 3 | 6 | 2019-03-06 | 332107 | Sus | N | Vegetation¦Treefellintoline¦PoleWood¦Brokenwireonground
19-0031413 | Vegetation | Tree - fell into line | Conductor, Overhead | Broken, wire on ground | 2019 | Tier 3 - Extreme | Distribution Circuit | 3 | 6 | 2019-03-06 | 332832 | Sus | N | Vegetation¦Treefellintoline¦ConductorOverhead¦Brokenwireonground
19-0033389 | Unknown Cause | Patrol - found nothing |  |  | 2019 | Tier 3 - Extreme | Distribution Circuit | 3 | 13 | 2019-03-13 | 338397 | Sus | N | UnknownCause¦Patrolfoundnothing¦¦
19-0037836 | Environmental/External | Lightning | Transformer (OH) | Failed/Faulted | 2019 | Tier 2 - Elevated | Distribution Circuit | 3 | 28 | 2019-03-28 | 349274 | Sus | N | EnvironmentalExternal¦Lightning¦Transformer(OH)¦FailedFaulted
19-0038153 | Unknown Cause | Patrol - found nothing |  |  | 2019 | Tier 3 - Extreme | Distribution Circuit | 3 | 28 | 2019-03-28 | 349914 | Sus | N | UnknownCause¦Patrolfoundnothing¦¦
19-0040878 | Vegetation | Tree - branch fell on line | Conductor, Overhead | Broken, wire on ground | 2019 | Tier 2 - Elevated | Transformer only | 4 | 9 | 2019-04-09 | 356491 | Sus | N | Vegetation¦Treebranchfellonline¦ConductorOverhead¦Brokenwireonground
19-0041878 | Equipment Failure/Involved | Overhead | Conductor, Overhead | Annealed | 2019 | Tier 3 - Extreme | Distribution Circuit | 4 | 12 | 2019-04-12 | 359528 | Sus | N | EquipmentFailureInvolved¦Overhead¦ConductorOverhead¦Annealed
19-0047954 | Equipment Failure/Involved | Overhead | Woodpin | Broken | 2019 | Tier 2 - Elevated | Distribution Circuit | 5 | 1 | 2019-05-01 | 371813 | Sus | Y | EquipmentFailureInvolved¦Overhead¦Woodpin¦Broken
19-0049285 | Animal | Bird found | Conductor, Overhead | Normal | 2019 | Tier 2 - Elevated | Distribution Circuit | 5 | 6 | 2019-05-06 | 374483 | Sus | Y | Animal¦Birdfound¦ConductorOverhead¦Normal
19-0052605 | 3rd Party | Customer Equipment | Other | Malfunctioning | 2019 | Tier 2 - Elevated | Distribution Circuit | 5 | 16 | 2019-05-16 | 382049 | Sus | Y | 3rdParty¦CustomerEquipment¦Other¦Malfunctioning
19-0052739 | Vegetation | Tree - branch fell on line | Fuse | Failed/Faulted | 2019 | Tier 2 - Elevated | Distribution Circuit | 5 | 16 | 2019-05-16 | 382141 | Sus | Y | Vegetation¦Treebranchfellonline¦Fuse¦FailedFaulted
19-0060327 | Vegetation | Tree - branch fell on line | Transformer | Broken | 2019 | Tier 3 - Extreme | Transformer only | 5 | 30 | 2019-05-30 | 394047 | Sus | Y | Vegetation¦Treebranchfellonline¦Transformer¦Broken
19-0061110 | Equipment Failure/Involved | Overhead | Transformer | Failed/Faulted | 2019 | Tier 2 - Elevated | Transformer only | 5 | 31 | 2019-05-31 | 394974 | Sus | Y | EquipmentFailureInvolved¦Overhead¦Transformer¦FailedFaulted
19-0068368 | Vegetation | Tree - fell into line | Conductor, Overhead | Broken, wire on ground | 2019 | Tier 2 - Elevated | Distribution Circuit | 6 | 16 | 2019-06-16 | 417119 | Sus | Y | Vegetation¦Treefellintoline¦ConductorOverhead¦Brokenwireonground
19-0074245 | Vegetation | Tree - branch fell on line | Pole-Wood | Broken, wire on ground | 2019 | Tier 2 - Elevated | Transformer only | 7 | 3 | 2019-07-03 | 440286 | Sus | Y | Vegetation¦Treebranchfellonline¦PoleWood¦Brokenwireonground
19-0080383 | Equipment Failure/Involved | Overhead | Conductor, Overhead | Broken, wire on ground | 2019 | Tier 3 - Extreme | Distribution Circuit | 7 | 23 | 2019-07-23 | 469660 | Sus | Y | EquipmentFailureInvolved¦Overhead¦ConductorOverhead¦Brokenwireonground
19-0082020 | Unknown Cause | Patrol - found nothing |  |  | 2019 | Tier 3 - Extreme | Distribution Circuit | 7 | 28 | 2019-07-28 | 473982 | Sus | Y | UnknownCause¦Patrolfoundnothing¦¦
19-0084531 | Equipment Failure/Involved | Overhead | Cutout, fuse holder | Arcing | 2019 | Tier 2 - Elevated | Distribution Circuit | 8 | 5 | 2019-08-05 | 485076 | Sus | Y | EquipmentFailureInvolved¦Overhead¦Cutoutfuseholder¦Arcing
19-0087594 | Vegetation | Tree - branch fell on line | Transformer |  | 2019 | Tier 3 - Extreme | Transformer only | 8 | 13 | 2019-08-13 | 507805 | Sus | Y | Vegetation¦Treebranchfellonline¦Transformer¦
19-0087880 | Equipment Failure/Involved | Overhead | Crossarm, Wood | Broken | 2019 | Tier 2 - Elevated | Distribution Circuit | 8 | 14 | 2019-08-14 | 510679 | Sus | Y | EquipmentFailureInvolved¦Overhead¦CrossarmWood¦Broken
19-0097753 | Vegetation | Tree - branch fell on line | Conductor, Overhead | Together | 2019 | Tier 2 - Elevated | Distribution Circuit | 9 | 11 | 2019-09-11 | 570817 | Sus | Y | Vegetation¦Treebranchfellonline¦ConductorOverhead¦Together
19-0102758 | Unknown Cause | Patrol - not conducted |  |  | 2019 | Tier 2 - Elevated | Distribution Circuit | 9 | 23 | 2019-09-23 | 608008 | Sus | Y | UnknownCause¦Patrolnotconducted¦¦
19-0103891 | Animal | Squirrel | Fuse | Failed/Faulted | 2019 | Tier 2 - Elevated | Distribution Circuit | 9 | 26 | 2019-09-26 | 616264 | Sus | Y | Animal¦Squirrel¦Fuse¦FailedFaulted
19-0112769 | 3rd Party | Vehicle | Pole-Wood | Broken | 2019 | Tier 2 - Elevated | Distribution Circuit | 10 | 17 | 2019-10-17 | 664091 | Sus | Y | 3rdParty¦Vehicle¦PoleWood¦Broken
19-0119569 | Wildfire Mitigation | Public Safety Power Shut-off | Conductor, Overhead | Normal | 2019 | Tier 3 - Extreme | Distribution Circuit | 10 | 26 | 2019-10-26 | 696706 | Sus | Y | WildfireMitigation¦PublicSafetyPowerShutoff¦ConductorOverhead¦Normal
19-0121991 | Animal | Squirrel | Fuse | Failed/Faulted | 2019 | Tier 2 - Elevated | Distribution Circuit | 11 | 6 | 2019-11-06 | 701024 | Sus | Y | Animal¦Squirrel¦Fuse¦FailedFaulted
19-0127806 | Vegetation | Tree - fell into line | Conductor, Overhead | Broken, wire on ground | 2019 | Tier 3 - Extreme | Distribution Circuit | 11 | 22 | 2019-11-22 | 713102 | Sus | Y | Vegetation¦Treefellintoline¦ConductorOverhead¦Brokenwireonground
19-0129838 | Vegetation | Tree - branch fell on line | Conductor, Overhead | Normal | 2019 | Tier 3 - Extreme | Distribution Circuit | 11 | 27 | 2019-11-27 | 719669 | Sus | Y | Vegetation¦Treebranchfellonline¦ConductorOverhead¦Normal
19-0130432 | Vegetation | Tree - bark fell into line | Transformer | Broken, wire on ground | 2019 | Tier 2 - Elevated | Distribution Circuit | 11 | 27 | 2019-11-27 | 721762 | Sus | Y | Vegetation¦Treebarkfellintoline¦Transformer¦Brokenwireonground
19-0131684 | Unknown Cause | Patrol - found nothing |  |  | 2019 | Tier 3 - Extreme | Distribution Circuit | 11 | 30 | 2019-11-30 | 725233 | Sus | Y | UnknownCause¦Patrolfoundnothing¦¦
19-0132066 | Vegetation | Tree - fell into line | Conductor, Overhead | Broken, wire on ground | 2019 | Tier 2 - Elevated | Distribution Circuit | 12 | 1 | 2019-12-01 | 726654 | Sus | N | Vegetation¦Treefellintoline¦ConductorOverhead¦Brokenwireonground
19-0134707 | Vegetation | Tree - branch fell on line | Conductor, Overhead | Normal | 2019 | Tier 2 - Elevated | Distribution Circuit | 12 | 7 | 2019-12-07 | 732276 | Sus | N | Vegetation¦Treebranchfellonline¦ConductorOverhead¦Normal
19-0134813 | Unknown Cause | Patrol - found nothing |  |  | 2019 | Tier 2 - Elevated | Distribution Circuit | 12 | 7 | 2019-12-07 | 732800 | Sus | N | UnknownCause¦Patrolfoundnothing¦¦
19-0136659 | Vegetation | Tree - fell into line | Pole-Wood | Broken, wire on ground | 2019 | Tier 2 - Elevated | Distribution Circuit | 12 | 15 | 2019-12-15 | 740305 | Sus | N | Vegetation¦Treefellintoline¦PoleWood¦Brokenwireonground
19-0138272 | Vegetation | Tree - fell into line | Anchor or Guy | Broken, wire on ground | 2019 | Tier 2 - Elevated | Distribution Circuit | 12 | 31 | 2019-12-31 | 752832 | Sus | N | Vegetation¦Treefellintoline¦AnchororGuy¦Brokenwireonground
20-0009746 | Vegetation | Tree - fell into line | Conductor, Overhead | Together | 2020 | Tier 2 - Elevated | Distribution Circuit | 1 | 16 | 2020-01-16 | 762316 | Sus | N | Vegetation¦Treefellintoline¦ConductorOverhead¦Together
20-0009909 | Vegetation | Tree - fell into line | Conductor, Overhead | Broken, wire on ground | 2020 | Tier 3 - Extreme | Distribution Circuit | 1 | 16 | 2020-01-16 | 762714 | Sus | N | Vegetation¦Treefellintoline¦ConductorOverhead¦Brokenwireonground
20-0014789 | Vegetation | Tree - fell into line | Pole-Wood | Broken, wire on ground | 2020 | Tier 3 - Extreme | Distribution Circuit | 1 | 29 | 2020-01-29 | 772282 | Sus | N | Vegetation¦Treefellintoline¦PoleWood¦Brokenwireonground
20-0018877 | Vegetation | Tree - branch fell on line | Conductor, Overhead | Normal | 2020 | Tier 2 - Elevated | Distribution Circuit | 2 | 8 | 2020-02-08 | 780844 | Sus | N | Vegetation¦Treebranchfellonline¦ConductorOverhead¦Normal
20-0027963 | 3rd Party | Tree - cutting, 3rd party | Conductor, Overhead | Broken, wire on ground | 2020 | Tier 2 - Elevated | Distribution Circuit | 3 | 2 | 2020-03-02 | 823433 | Sus | N | 3rdParty¦Treecutting3rdparty¦ConductorOverhead¦Brokenwireonground
20-0031175 | Unknown Cause | Patrol - found nothing |  |  | 2020 | Tier 2 - Elevated | Distribution Circuit | 3 | 11 | 2020-03-11 | 844875 | Sus | N | UnknownCause¦Patrolfoundnothing¦¦
20-0032871 | Vegetation | Tree - branch fell on line | Conductor, Overhead | Broken, wire on ground | 2020 | Tier 2 - Elevated | Distribution Circuit | 3 | 16 | 2020-03-16 | 855076 | Sus | N | Vegetation¦Treebranchfellonline¦ConductorOverhead¦Brokenwireonground
20-0033032 | Vegetation | Tree - branch fell on line | Fuse | Failed/Faulted | 2020 | Tier 3 - Extreme | Distribution Circuit | 3 | 16 | 2020-03-16 | 855117 | Sus | N | Vegetation¦Treebranchfellonline¦Fuse¦FailedFaulted
20-0038641 | Equipment Failure/Involved | Overhead | Transformer (OH) | Failed/Faulted | 2020 | Tier 2 - Elevated | Transformer only | 4 | 5 | 2020-04-05 | 882970 | Sus | N | EquipmentFailureInvolved¦Overhead¦Transformer(OH)¦FailedFaulted
20-0038822 | Vegetation | Tree - branch fell on line | Fuse | Failed/Faulted | 2020 | Tier 3 - Extreme | Distribution Circuit | 4 | 6 | 2020-04-06 | 884639 | Sus | N | Vegetation¦Treebranchfellonline¦Fuse¦FailedFaulted
20-0042149 | Vegetation | Tree - branch fell on line | Conductor, Overhead | Broken, wire on ground | 2020 | Tier 3 - Extreme | Distribution Circuit | 4 | 16 | 2020-04-16 | 896697 | Sus | N | Vegetation¦Treebranchfellonline¦ConductorOverhead¦Brokenwireonground
20-0046602 | Equipment Failure/Involved | Overhead | Pole-Wood | Broken | 2020 | Tier 2 - Elevated | Distribution Circuit | 5 | 2 | 2020-05-02 | 905943 | Sus | Y | EquipmentFailureInvolved¦Overhead¦PoleWood¦Broken
20-0050056 | 3rd Party | Vehicle | Pole-Wood | Broken | 2020 | Tier 2 - Elevated | Distribution Circuit | 5 | 14 | 2020-05-14 | 913429 | Sus | Y | 3rdParty¦Vehicle¦PoleWood¦Broken
20-0050883 | Vegetation | Tree - branch fell on line | Conductor, Overhead | Broken, wire on ground | 2020 | Tier 3 - Extreme | Distribution Circuit | 5 | 16 | 2020-05-16 | 914789 | Sus | Y | Vegetation¦Treebranchfellonline¦ConductorOverhead¦Brokenwireonground
20-0052336 | Vegetation | Tree - fell into line | Conductor, Overhead | Broken, wire on ground | 2020 | Tier 2 - Elevated | Distribution Circuit | 5 | 20 | 2020-05-20 | 918300 | Sus | Y | Vegetation¦Treefellintoline¦ConductorOverhead¦Brokenwireonground
20-0053601 | Vegetation | Tree - branch fell on line | Conductor, Overhead | Together | 2020 | Tier 2 - Elevated | Distribution Circuit | 5 | 23 | 2020-05-23 | 920206 | Sus | Y | Vegetation¦Treebranchfellonline¦ConductorOverhead¦Together
20-0054495 | Unknown Cause | Patrol - found nothing |  |  | 2020 | Tier 2 - Elevated | Distribution Circuit | 5 | 27 | 2020-05-27 | 922745 | Sus | Y | UnknownCause¦Patrolfoundnothing¦¦
20-0056009 | Vegetation | Tree - grew into line | Conductor, Overhead | Contaminated | 2020 | Tier 3 - Extreme | Distribution Circuit | 5 | 30 | 2020-05-30 | 926652 | Sus | Y | Vegetation¦Treegrewintoline¦ConductorOverhead¦Contaminated
20-0068506 | Vegetation | Tree - branch fell on line | Conductor, Overhead | Together | 2020 | Tier 2 - Elevated | Distribution Circuit | 7 | 5 | 2020-07-05 | 958398 | Sus | Y | Vegetation¦Treebranchfellonline¦ConductorOverhead¦Together
20-0075185 | 3rd Party | Vehicle | Pole-Wood | Broken | 2020 | Tier 2 - Elevated | Distribution Circuit | 7 | 23 | 2020-07-23 | 970631 | Sus | Y | 3rdParty¦Vehicle¦PoleWood¦Broken
20-0077677 | Unknown Cause | Patrol - found nothing |  |  | 2020 | Tier 2 - Elevated | Distribution Circuit | 7 | 29 | 2020-07-29 | 974943 | Sus | Y | UnknownCause¦Patrolfoundnothing¦¦
20-0078205 | Vegetation | Tree - fell into line | Conductor, Overhead | Normal | 2020 | Tier 3 - Extreme | Distribution Circuit | 7 | 31 | 2020-07-31 | 975794 | Sus | Y | Vegetation¦Treefellintoline¦ConductorOverhead¦Normal
20-0084791 | Unknown Cause | Patrol - found nothing |  |  | 2020 | Tier 2 - Elevated | Distribution Circuit | 8 | 16 | 2020-08-16 | 1011412 | Sus | Y | UnknownCause¦Patrolfoundnothing¦¦
20-0086206 | Environmental/External | Fire, Forest/Grass | Conductor, Overhead | Normal | 2020 | Tier 2 - Elevated | Distribution Circuit | 8 | 17 | 2020-08-17 | 1017721 | Sus | Y | EnvironmentalExternal¦FireForestGrass¦ConductorOverhead¦Normal
20-0088167 | Equipment Failure/Involved | Overhead | Transformer (OH) | Failed/Faulted | 2020 | Tier 2 - Elevated | Transformer only | 8 | 20 | 2020-08-20 | 1025669 | Sus | Y | EquipmentFailureInvolved¦Overhead¦Transformer(OH)¦FailedFaulted
20-0089157 | Unknown Cause | Patrol - found nothing |  |  | 2020 | Tier 2 - Elevated | Distribution Circuit | 8 | 24 | 2020-08-24 | 1028067 | Sus | Y | UnknownCause¦Patrolfoundnothing¦¦
20-0090380 | Environmental/External | Fire, Forest/Grass | Conductor, Overhead | Normal | 2020 | Tier 3 - Extreme | Distribution Circuit | 8 | 20 | 2020-08-20 | 1033225 | Sus | Y | EnvironmentalExternal¦FireForestGrass¦ConductorOverhead¦Normal
20-0096108 | Environmental/External | Fire, Forest/Grass | Pole-Wood | Burned/flashed | 2020 | Tier 3 - Extreme | Transformer only | 8 | 19 | 2020-08-19 | 1063647 | Sus | Y | EnvironmentalExternal¦FireForestGrass¦PoleWood¦Burnedflashed
20-0097500 | Environmental/External | Fire, Forest/Grass | Conductor, Overhead | Normal | 2020 | Tier 3 - Extreme | Distribution Circuit | 9 | 15 | 2020-09-15 | 1070676 | Sus | Y | EnvironmentalExternal¦FireForestGrass¦ConductorOverhead¦Normal
20-0099239 | Unknown Cause | Patrol - found nothing |  |  | 2020 | Tier 3 - Extreme | Distribution Circuit | 9 | 19 | 2020-09-19 | 1083146 | Sus | Y | UnknownCause¦Patrolfoundnothing¦¦
20-0100064 | Environmental/External | Fire, Forest/Grass | Conductor, Overhead | Burned/flashed | 2020 | Tier 3 - Extreme | Distribution Circuit | 9 | 7 | 2020-09-07 | 1086995 | Sus | Y | EnvironmentalExternal¦FireForestGrass¦ConductorOverhead¦Burnedflashed
20-0105712 | Equipment Failure/Involved | Overhead |  | Failed/Faulted | 2020 | Tier 2 - Elevated | Transformer only | 10 | 6 | 2020-10-06 | 1111973 | Sus | Y | EquipmentFailureInvolved¦Overhead¦¦FailedFaulted
20-0106080 | 3rd Party | Customer Equipment | Transformer (OH) | Deteriorated | 2020 | Tier 3 - Extreme | Distribution Circuit | 10 | 7 | 2020-10-07 | 1112864 | Sus | Y | 3rdParty¦CustomerEquipment¦Transformer(OH)¦Deteriorated
20-0110514 | Unknown Cause | Patrol - found nothing |  |  | 2020 | Tier 3 - Extreme | Distribution Circuit | 10 | 19 | 2020-10-19 | 1121108 | Sus | Y | UnknownCause¦Patrolfoundnothing¦¦
20-0111033 | Wildfire Mitigation | Public Safety Power Shut-off | Conductor, Overhead | Normal | 2020 | Tier 2 - Elevated | Distribution Circuit | 10 | 22 | 2020-10-22 | 1122915 | Sus | Y | WildfireMitigation¦PublicSafetyPowerShutoff¦ConductorOverhead¦Normal
20-0111204 | Wildfire Mitigation | Public Safety Power Shut-off | Conductor, Overhead | Normal | 2020 | Tier 2 - Elevated | Distribution Circuit | 10 | 22 | 2020-10-22 | 1122875 | Sus | Y | WildfireMitigation¦PublicSafetyPowerShutoff¦ConductorOverhead¦Normal
20-0111582 | Company Initiated | Construction Activity/equip, company | Crossarm, Wood | Broken | 2020 | Tier 2 - Elevated | Transformer only | 10 | 22 | 2020-10-22 | 1123357 | Sus | Y | CompanyInitiated¦ConstructionActivityequipcompany¦CrossarmWood¦Broken
20-0115743 | Equipment Failure/Involved | Overhead | Pole-Wood | Deteriorated | 2020 | Tier 3 - Extreme | Distribution Circuit | 11 | 1 | 2020-11-01 | 1133343 | Sus | Y | EquipmentFailureInvolved¦Overhead¦PoleWood¦Deteriorated
20-0122532 | Equipment Failure/Involved | Overhead | Transformer (OH) | Leaking | 2020 | Tier 2 - Elevated | Distribution Circuit | 11 | 18 | 2020-11-18 | 1148576 | Sus | Y | EquipmentFailureInvolved¦Overhead¦Transformer(OH)¦Leaking
20-0130933 | Animal | Squirrel | Fuse | Normal | 2020 | Tier 2 - Elevated | Transformer only | 12 | 17 | 2020-12-17 | 1192349 | Sus | N | Animal¦Squirrel¦Fuse¦Normal
21-0013586 | Vegetation | Tree - fell into line | Pole-Wood | Broken, wire on ground | 2021 | Tier 2 - Elevated | Distribution Circuit | 1 | 25 | 2021-01-25 | 1223291 | Sus | N | Vegetation¦Treefellintoline¦PoleWood¦Brokenwireonground
21-0014569 | Unknown Cause | Patrol - found nothing |  |  | 2021 | Tier 3 - Extreme | Transformer only | 1 | 26 | 2021-01-26 | 1225869 | Sus | N | UnknownCause¦Patrolfoundnothing¦¦
21-0014970 | Vegetation | Tree - fell into line | Conductor, Overhead | Broken, wire on ground | 2021 | Tier 2 - Elevated | Distribution Circuit | 1 | 26 | 2021-01-26 | 1227095 | Sus | N | Vegetation¦Treefellintoline¦ConductorOverhead¦Brokenwireonground
21-0015260 | Environmental/External | Ice or snow | Conductor, Overhead | Broken, wire on ground | 2021 | Tier 2 - Elevated | Transmission line | 1 | 26 | 2021-01-26 | 1229916 | Sus | N | EnvironmentalExternal¦Iceorsnow¦ConductorOverhead¦Brokenwireonground
21-0015333 | Vegetation | Tree - branch fell on line | Conductor, Overhead | Normal | 2021 | Tier 2 - Elevated | Distribution Circuit | 1 | 26 | 2021-01-26 | 1230467 | Sus | N | Vegetation¦Treebranchfellonline¦ConductorOverhead¦Normal
21-0016028 | Vegetation | Tree - fell into line | Conductor, Overhead | Broken, wire on ground | 2021 | Tier 3 - Extreme | Distribution Circuit | 1 | 26 | 2021-01-26 | 1230775 | Sus | N | Vegetation¦Treefellintoline¦ConductorOverhead¦Brokenwireonground
21-0016121 | Equipment Failure/Involved | Underground | Connector or Splice (UG) | Burned/flashed | 2021 | Tier 2 - Elevated | Distribution Circuit | 1 | 27 | 2021-01-27 | 1232882 | Sus | N | EquipmentFailureInvolved¦Underground¦ConnectororSplice(UG)¦Burnedflashed
21-0016427 | Unknown Cause | Patrol - found nothing |  |  | 2021 | Tier 2 - Elevated | Distribution Circuit | 1 | 27 | 2021-01-27 | 1234493 | Sus | N | UnknownCause¦Patrolfoundnothing¦¦
21-0018305 | Animal | Squirrel | Cutout, fuse holder | Normal | 2021 | Tier 2 - Elevated | Distribution Circuit | 1 | 29 | 2021-01-29 | 1241313 | Sus | N | Animal¦Squirrel¦Cutoutfuseholder¦Normal
21-0018551 | Equipment Failure/Involved | Overhead | Transformer (OH) | Failed/Faulted | 2021 | Tier 3 - Extreme | Transformer only | 1 | 29 | 2021-01-29 | 1242178 | Sus | N | EquipmentFailureInvolved¦Overhead¦Transformer(OH)¦FailedFaulted
21-0019379 | Vegetation | Tree - fell into line | Conductor, Overhead | Broken, wire on ground | 2021 | Tier 2 - Elevated | Distribution Circuit | 1 | 30 | 2021-01-30 | 1243520 | Sus | N | Vegetation¦Treefellintoline¦ConductorOverhead¦Brokenwireonground
21-0022812 | Unknown Cause | Patrol - found nothing |  |  | 2021 | Tier 2 - Elevated | Transformer only | 2 | 7 | 2021-02-07 | 1250095 | Sus | N | UnknownCause¦Patrolfoundnothing¦¦
21-0027817 | Unknown Cause | Patrol - found nothing |  |  | 2021 | Tier 2 - Elevated | Distribution Circuit | 2 | 21 | 2021-02-21 | 1258815 | Sus | N | UnknownCause¦Patrolfoundnothing¦¦
21-0028147 | Equipment Failure/Involved | Overhead | Transformer | Broken | 2021 | Tier 3 - Extreme | Transformer only | 2 | 22 | 2021-02-22 | 1259430 | Sus | N | EquipmentFailureInvolved¦Overhead¦Transformer¦Broken
21-0028866 | Animal | Bird found | Conductor, Overhead | Normal | 2021 | Tier 2 - Elevated | Distribution Circuit | 2 | 24 | 2021-02-24 | 1260765 | Sus | N | Animal¦Birdfound¦ConductorOverhead¦Normal
21-0029697 | Unknown Cause | Patrol - not conducted |  |  | 2021 | Tier 2 - Elevated | Distribution Circuit | 2 | 25 | 2021-02-25 | 1262473 | Sus | N | UnknownCause¦Patrolnotconducted¦¦
21-0030484 | Unknown Cause | Patrol - not conducted |  |  | 2021 | Tier 2 - Elevated | Distribution Circuit | 2 | 28 | 2021-02-28 | 1264326 | Sus | N | UnknownCause¦Patrolnotconducted¦¦
21-0035539 | Equipment Failure/Involved | Overhead | Lightning Arrestor | Broken | 2021 | Tier 2 - Elevated | Distribution Circuit | 3 | 11 | 2021-03-11 | 1279028 | Sus | N | EquipmentFailureInvolved¦Overhead¦LightningArrestor¦Broken
21-0036629 | Vegetation | Tree - fell into line | Conductor, Overhead | Together | 2021 | Tier 3 - Extreme | Distribution Circuit | 3 | 15 | 2021-03-15 | 1283119 | Sus | N | Vegetation¦Treefellintoline¦ConductorOverhead¦Together
21-0040044 | Unknown Cause | Patrol - not conducted |  |  | 2021 | Tier 2 - Elevated | Distribution Circuit | 3 | 23 | 2021-03-23 | 1293689 | Sus | N | UnknownCause¦Patrolnotconducted¦¦
21-0040137 | Unknown Cause | Patrol - found nothing |  |  | 2021 | Tier 3 - Extreme | Distribution Circuit | 3 | 23 | 2021-03-23 | 1294551 | Sus | N | UnknownCause¦Patrolfoundnothing¦¦
21-0049924 | Vegetation | Tree - branch fell on line | Pole-Wood | Broken | 2021 | Tier 3 - Extreme | Transformer only | 4 | 17 | 2021-04-17 | 1320957 | Sus | N | Vegetation¦Treebranchfellonline¦PoleWood¦Broken
21-0060096 | Equipment Failure/Involved | Overhead | Pole-Wood | Deteriorated | 2021 | Tier 2 - Elevated | Distribution Circuit | 5 | 12 | 2021-05-12 | 1346697 | Sus | Y | EquipmentFailureInvolved¦Overhead¦PoleWood¦Deteriorated
21-0065983 | Equipment Failure/Involved | Overhead | Transformer (OH) | Failed/Faulted | 2021 | Tier 3 - Extreme | Transformer only | 5 | 25 | 2021-05-25 | 1358510 | Sus | Y | EquipmentFailureInvolved¦Overhead¦Transformer(OH)¦FailedFaulted
21-0067293 | Equipment Failure/Involved | Overhead | Crossarm, Wood | Broken | 2021 | Tier 3 - Extreme | Distribution Circuit | 5 | 28 | 2021-05-28 | 1360449 | Sus | Y | EquipmentFailureInvolved¦Overhead¦CrossarmWood¦Broken
21-0068215 | Animal | Other | Transformer (OH) | Normal | 2021 | Tier 2 - Elevated | Transformer only | 6 | 1 | 2021-06-01 | 1362683 | Sus | Y | Animal¦Other¦Transformer(OH)¦Normal
21-0081712 | Environmental/External | Fire, Forest/Grass | Pole-Wood | Burned/flashed | 2021 | Tier 2 - Elevated | Distribution Circuit | 6 | 29 | 2021-06-29 | 1388358 | Sus | Y | EnvironmentalExternal¦FireForestGrass¦PoleWood¦Burnedflashed
21-0093795 | Unknown Cause | Patrol - found nothing |  |  | 2021 | Tier 2 - Elevated | Distribution Circuit | 7 | 22 | 2021-07-22 | 1411711 | Sus | Y | UnknownCause¦Patrolfoundnothing¦¦
21-0093980 | Company Initiated | Construction Activity/equip, company | Connector or Splice (OH) | Deteriorated | 2021 | Tier 3 - Extreme | Distribution Circuit | 7 | 23 | 2021-07-23 | 1412214 | Sus | Y | CompanyInitiated¦ConstructionActivityequipcompany¦ConnectororSplice(OH)¦Deteriorated
21-0104076 | 3rd Party | Other | Pole-Wood | Broken | 2021 | Tier 2 - Elevated | Distribution Circuit | 8 | 13 | 2021-08-13 | 1441864 | Sus | Y | 3rdParty¦Other¦PoleWood¦Broken
21-0108957 | Unknown Cause | Patrol - found nothing |  |  | 2021 | Tier 2 - Elevated | Distribution Circuit | 8 | 25 | 2021-08-25 | 1452557 | Sus | Y | UnknownCause¦Patrolfoundnothing¦¦
21-0109749 | Equipment Failure/Involved | Overhead | Transformer (OH) | Failed/Faulted | 2021 | Tier 2 - Elevated | Transformer only | 8 | 26 | 2021-08-26 | 1454087 | Sus | Y | EquipmentFailureInvolved¦Overhead¦Transformer(OH)¦FailedFaulted
21-0125280 | Animal | Squirrel | Pothead(Riser Termination) | Normal | 2021 | Tier 2 - Elevated | Distribution Circuit | 10 | 3 | 2021-10-03 | 1485894 | Sus | Y | Animal¦Squirrel¦Pothead(RiserTermination)¦Normal
21-0128971 | Unknown Cause | Patrol - found nothing |  |  | 2021 | Tier 2 - Elevated | Distribution Circuit | 10 | 11 | 2021-10-11 | 1492960 | Sus | Y | UnknownCause¦Patrolfoundnothing¦¦
21-0129207 | Unknown Cause | Patrol - found nothing |  |  | 2021 | Tier 2 - Elevated | Distribution Circuit | 10 | 11 | 2021-10-11 | 1493954 | Sus | Y | UnknownCause¦Patrolfoundnothing¦¦
21-0133673 | Equipment Failure/Involved | Underground | Conductor, Underground | Broken | 2021 | Tier 2 - Elevated | Distribution Circuit | 10 | 20 | 2021-10-20 | 1503056 | Sus | Y | EquipmentFailureInvolved¦Underground¦ConductorUnderground¦Broken
21-0136268 | Equipment Failure/Involved | Overhead | Conductor, Overhead | Broken, wire on ground | 2021 | Tier 2 - Elevated | Distribution Circuit | 10 | 24 | 2021-10-24 | 1509982 | Sus | Y | EquipmentFailureInvolved¦Overhead¦ConductorOverhead¦Brokenwireonground
21-0136636 | Unknown Cause | Patrol - found nothing |  |  | 2021 | Tier 2 - Elevated | Distribution Circuit | 10 | 24 | 2021-10-24 | 1515052 | Sus | Y | UnknownCause¦Patrolfoundnothing¦¦
21-0137307 | Vegetation | Tree - fell into line | Conductor, Overhead | Broken, wire on ground | 2021 | Tier 3 - Extreme | Distribution Circuit | 10 | 24 | 2021-10-24 | 1515155 | Sus | Y | Vegetation¦Treefellintoline¦ConductorOverhead¦Brokenwireonground
21-0138374 | Equipment Failure/Involved | Overhead | Transformer (OH) | Broken | 2021 | Tier 3 - Extreme | Transformer only | 10 | 26 | 2021-10-26 | 1521838 | Sus | Y | EquipmentFailureInvolved¦Overhead¦Transformer(OH)¦Broken
21-0142961 | Animal | Squirrel | Fuse | Burned Open | 2021 | Tier 2 - Elevated | Distribution Circuit | 11 | 5 | 2021-11-05 | 1535953 | Sus | Y | Animal¦Squirrel¦Fuse¦BurnedOpen
21-0155125 | Unknown Cause | Patrol - not conducted |  |  | 2021 | Tier 2 - Elevated | Distribution Circuit | 12 | 6 | 2021-12-06 | 1559907 | Sus | N | UnknownCause¦Patrolnotconducted¦¦
21-0155635 | Equipment Failure/Involved | Overhead | Transformer (OH) | Broken | 2021 | Tier 2 - Elevated | Transformer only | 12 | 7 | 2021-12-07 | 1560945 | Sus | N | EquipmentFailureInvolved¦Overhead¦Transformer(OH)¦Broken
21-0157890 | Unknown Cause | Patrol - found nothing |  |  | 2021 | Tier 3 - Extreme | Distribution Circuit | 12 | 13 | 2021-12-13 | 1570057 | Sus | N | UnknownCause¦Patrolfoundnothing¦¦
21-0160156 | Equipment Failure/Involved | Overhead | Transformer (OH) | Failed/Faulted | 2021 | Tier 2 - Elevated | Transformer only | 12 | 22 | 2021-12-22 | 1579339 | Sus | N | EquipmentFailureInvolved¦Overhead¦Transformer(OH)¦FailedFaulted
21-0160431 | Unknown Cause | Patrol - not conducted |  |  | 2021 | Tier 2 - Elevated | Distribution Circuit | 12 | 24 | 2021-12-24 | 1580679 | Sus | N | UnknownCause¦Patrolnotconducted¦¦
21-0160507 | Unknown Cause | Patrol - not conducted |  |  | 2021 | Tier 2 - Elevated | Distribution Circuit | 12 | 25 | 2021-12-25 | 1581042 | Sus | N | UnknownCause¦Patrolnotconducted¦¦
21-0161390 | Vegetation | Tree - fell into line | Conductor, Overhead | Broken, wire on ground | 2021 | Tier 3 - Extreme | Distribution Circuit | 12 | 26 | 2021-12-26 | 1587284 | Sus | N | Vegetation¦Treefellintoline¦ConductorOverhead¦Brokenwireonground
21-0161862 | Environmental/External | Ice or snow | Conductor, Overhead | Broken, wire on ground | 2021 | Tier 3 - Extreme | Distribution Circuit | 12 | 26 | 2021-12-26 | 1589990 | Sus | N | EnvironmentalExternal¦Iceorsnow¦ConductorOverhead¦Brokenwireonground
22-0005119 | Unknown Cause | Patrol - found nothing |  |  | 2022 | Tier 2 - Elevated | Distribution Circuit | 1 | 1 | 2022-01-01 | 1591835 | Sus | N | UnknownCause¦Patrolfoundnothing¦¦
22-0005658 | Vegetation | Tree - fell into line | Pole-Wood | Broken, wire on ground | 2021 | Tier 2 - Elevated | Distribution Circuit | 12 | 27 | 2021-12-27 | 1593931 | Sus | N | Vegetation¦Treefellintoline¦PoleWood¦Brokenwireonground
22-0008023 | Unknown Cause | Patrol - found nothing |  |  | 2022 | Tier 2 - Elevated | Distribution Circuit | 1 | 10 | 2022-01-10 | 1599211 | Sus | N | UnknownCause¦Patrolfoundnothing¦¦
22-0008666 | Company Initiated | Return Circuit Normal | Conductor, Overhead | Normal | 2022 | Tier 2 - Elevated | Distribution Circuit | 1 | 12 | 2022-01-12 | 1600754 | Sus | N | CompanyInitiated¦ReturnCircuitNormal¦ConductorOverhead¦Normal
22-0009131 | Equipment Failure/Involved | Overhead | Crossarm, Wood | Broken | 2022 | Tier 2 - Elevated | Distribution Circuit | 1 | 12 | 2022-01-12 | 1601196 | Sus | N | EquipmentFailureInvolved¦Overhead¦CrossarmWood¦Broken
22-0011441 | 3rd Party | Tree - cutting, 3rd party | Conductor, Overhead | Broken, wire on ground | 2022 | Tier 2 - Elevated | Distribution Circuit | 1 | 19 | 2022-01-19 | 1605322 | Sus | N | 3rdParty¦Treecutting3rdparty¦ConductorOverhead¦Brokenwireonground
22-0018581 | Unknown Cause | Patrol - found nothing |  |  | 2022 | Tier 3 - Extreme | Transformer only | 2 | 4 | 2022-02-04 | 1620959 | Sus | N | UnknownCause¦Patrolfoundnothing¦¦
22-0034792 | Equipment Failure/Involved | Overhead | Transformer (OH) | Failed/Faulted | 2022 | Tier 2 - Elevated | Transformer only | 3 | 16 | 2022-03-16 | 1649971 | Sus | N | EquipmentFailureInvolved¦Overhead¦Transformer(OH)¦FailedFaulted
22-0035970 | Unknown Cause | Patrol - found nothing |  |  | 2022 | Tier 3 - Extreme | Distribution Circuit | 3 | 19 | 2022-03-19 | 1651549 | Sus | N | UnknownCause¦Patrolfoundnothing¦¦
22-0042113 | Animal | Bird found | Conductor, Overhead | Normal | 2022 | Tier 2 - Elevated | Distribution Circuit | 4 | 3 | 2022-04-03 | 1661900 | Sus | N | Animal¦Birdfound¦ConductorOverhead¦Normal
22-0045703 | Animal | Bird found | Cutout, fuse holder | Burned/flashed | 2022 | Tier 2 - Elevated | Distribution Circuit | 4 | 11 | 2022-04-11 | 1669001 | Sus | N | Animal¦Birdfound¦Cutoutfuseholder¦Burnedflashed
22-0047846 | Equipment Failure/Involved | Overhead | Conductor, Overhead | Broken, wire on ground | 2022 | Tier 2 - Elevated | Distribution Circuit | 4 | 14 | 2022-04-14 | 1672084 | Sus | N | EquipmentFailureInvolved¦Overhead¦ConductorOverhead¦Brokenwireonground
22-0050584 | Unknown Cause | Patrol - found nothing |  |  | 2022 | Tier 2 - Elevated | Distribution Circuit | 4 | 16 | 2022-04-16 | 1674342 | Sus | N | UnknownCause¦Patrolfoundnothing¦¦
22-0050611 | Vegetation | Tree - branch fell on line | Secondary | Normal | 2022 | Tier 3 - Extreme | Transformer only | 4 | 16 | 2022-04-16 | 1674204 | Sus | N | Vegetation¦Treebranchfellonline¦Secondary¦Normal
22-0051193 | Unknown Cause | Patrol - found nothing |  |  | 2022 | Tier 2 - Elevated | Distribution Circuit | 4 | 18 | 2022-04-18 | 1676103 | Sus | N | UnknownCause¦Patrolfoundnothing¦¦
22-0052115 | Vegetation | Tree - branch fell on line | Conductor, Overhead | Normal | 2022 | Tier 2 - Elevated | Distribution Circuit | 4 | 20 | 2022-04-20 | 1677607 | Sus | N | Vegetation¦Treebranchfellonline¦ConductorOverhead¦Normal
22-0054546 | Equipment Failure/Involved | Overhead | Fuse | Broken | 2022 | Tier 2 - Elevated | Transformer only | 4 | 26 | 2022-04-26 | 1681602 | Sus | N | EquipmentFailureInvolved¦Overhead¦Fuse¦Broken
22-0058986 | Unknown Cause | Patrol - not conducted |  |  | 2022 | Tier 2 - Elevated | Distribution Circuit | 5 | 6 | 2022-05-06 | 1689938 | Sus | Y | UnknownCause¦Patrolnotconducted¦¦
22-0059479 | Unknown Cause | Patrol - found nothing |  |  | 2022 | Tier 2 - Elevated | Distribution Circuit | 5 | 8 | 2022-05-08 | 1691348 | Sus | Y | UnknownCause¦Patrolfoundnothing¦¦
22-0061216 | Equipment Failure/Involved | Overhead | Crossarm, Wood | Broken | 2022 | Tier 3 - Extreme | Distribution Circuit | 5 | 12 | 2022-05-12 | 1694642 | Sus | Y | EquipmentFailureInvolved¦Overhead¦CrossarmWood¦Broken
22-0061872 | Equipment Failure/Involved | Overhead | Transformer (OH) | Leaking | 2022 | Tier 2 - Elevated | Transformer only | 5 | 13 | 2022-05-13 | 1695568 | Sus | Y | EquipmentFailureInvolved¦Overhead¦Transformer(OH)¦Leaking
22-0064281 | Vegetation | Tree - fell into line | Conductor, Overhead | Burned/flashed | 2022 | Tier 3 - Extreme | Distribution Circuit | 5 | 20 | 2022-05-20 | 1705249 | Sus | Y | Vegetation¦Treefellintoline¦ConductorOverhead¦Burnedflashed
22-0073414 | Vegetation | Tree - fell into line | Conductor, Overhead | Broken, wire on ground | 2022 | Tier 3 - Extreme | Distribution Circuit | 6 | 12 | 2022-06-12 | 1729428 | Sus | Y | Vegetation¦Treefellintoline¦ConductorOverhead¦Brokenwireonground
22-0075928 | Environmental/External | Lightning | Transformer (OH) | Burned/flashed | 2022 | Tier 2 - Elevated | Transformer only | 6 | 18 | 2022-06-18 | 1734818 | Sus | Y | EnvironmentalExternal¦Lightning¦Transformer(OH)¦Burnedflashed
22-0081046 | Animal | Squirrel | Fuse | Burned Open | 2022 | Tier 3 - Extreme | Transformer only | 7 | 1 | 2022-07-01 | 1747191 | Sus | Y | Animal¦Squirrel¦Fuse¦BurnedOpen
22-0088956 | Equipment Failure/Involved | Overhead | Conductor, Overhead | Deteriorated | 2022 | Tier 3 - Extreme | Distribution Circuit | 7 | 23 | 2022-07-23 | 1763869 | Sus | Y | EquipmentFailureInvolved¦Overhead¦ConductorOverhead¦Deteriorated
22-0089584 | Equipment Failure/Involved | Overhead | Transformer (OH) | Failed/Faulted | 2022 | Tier 3 - Extreme | Transformer only | 7 | 25 | 2022-07-25 | 1765365 | Sus | Y | EquipmentFailureInvolved¦Overhead¦Transformer(OH)¦FailedFaulted
22-0090331 | Vegetation | Tree - fell into line | Conductor, Overhead | Normal | 2022 | Tier 3 - Extreme | Distribution Circuit | 7 | 27 | 2022-07-27 | 1766634 | Sus | Y | Vegetation¦Treefellintoline¦ConductorOverhead¦Normal
22-0093160 | Equipment Failure/Involved | Underground | Transformer (UG) | Broken | 2022 | Tier 2 - Elevated | Distribution Circuit | 8 | 3 | 2022-08-03 | 1772115 | Sus | Y | EquipmentFailureInvolved¦Underground¦Transformer(UG)¦Broken
22-0100515 | Environmental/External | Fire, Forest/Grass | Conductor, Overhead | Normal | 2022 | Tier 2 - Elevated | Distribution Circuit | 8 | 22 | 2022-08-22 | 1787390 | Sus | Y | EnvironmentalExternal¦FireForestGrass¦ConductorOverhead¦Normal
22-0100598 | Vegetation | Tree - fell into line | Conductor, Overhead | Broken, wire on ground | 2022 | Tier 2 - Elevated | Distribution Circuit | 8 | 22 | 2022-08-22 | 1787468 | Sus | Y | Vegetation¦Treefellintoline¦ConductorOverhead¦Brokenwireonground
22-0104123 | Equipment Failure/Involved | Overhead | Anchor or Guy | Broken | 2022 | Tier 3 - Extreme | Distribution Circuit | 8 | 31 | 2022-08-31 | 1796031 | Sus | Y | EquipmentFailureInvolved¦Overhead¦AnchororGuy¦Broken
22-0105091 | Unknown Cause | Patrol - found nothing |  |  | 2022 | Tier 2 - Elevated | Distribution Circuit | 9 | 2 | 2022-09-02 | 1797545 | Sus | Y | UnknownCause¦Patrolfoundnothing¦¦
22-0106855 | Unknown Cause | Patrol - found nothing |  |  | 2022 | Tier 2 - Elevated | Distribution Circuit | 9 | 6 | 2022-09-06 | 1803006 | Sus | Y | UnknownCause¦Patrolfoundnothing¦¦
22-0108748 | Equipment Failure/Involved | Overhead | Connector or Splice (OH) | Broken, wire on ground | 2022 | Tier 2 - Elevated | Distribution Circuit | 9 | 10 | 2022-09-10 | 1807510 | Sus | Y | EquipmentFailureInvolved¦Overhead¦ConnectororSplice(OH)¦Brokenwireonground
22-0111786 | Vegetation | Tree - branch fell on line | Conductor, Overhead | Normal | 2022 | Tier 2 - Elevated | Distribution Circuit | 9 | 18 | 2022-09-18 | 1815296 | Sus | Y | Vegetation¦Treebranchfellonline¦ConductorOverhead¦Normal
22-0115526 | Equipment Failure/Involved | Overhead | Transformer (OH) | Failed/Faulted | 2022 | Tier 2 - Elevated | Distribution Circuit | 9 | 27 | 2022-09-27 | 1822978 | Sus | Y | EquipmentFailureInvolved¦Overhead¦Transformer(OH)¦FailedFaulted
22-0123847 | Equipment Failure/Involved | Overhead | Conductor, Overhead | Broken, wire on ground | 2022 | Tier 2 - Elevated | Transformer only | 10 | 22 | 2022-10-22 | 1842651 | Sus | Y | EquipmentFailureInvolved¦Overhead¦ConductorOverhead¦Brokenwireonground
22-0126441 | Unknown Cause | Patrol - found nothing |  |  | 2022 | Tier 3 - Extreme | Distribution Circuit | 11 | 1 | 2022-11-01 | 1849975 | Sus | Y | UnknownCause¦Patrolfoundnothing¦¦
22-0126593 | Equipment Failure/Involved | Overhead | Secondary | Broken, wire on ground | 2022 | Tier 2 - Elevated | Transformer only | 11 | 1 | 2022-11-01 | 1850169 | Sus | Y | EquipmentFailureInvolved¦Overhead¦Secondary¦Brokenwireonground
22-0126631 | 3rd Party | Dig in, 3rd party | Conductor, Underground | Broken | 2022 | Tier 2 - Elevated | Distribution Circuit | 11 | 1 | 2022-11-01 | 1850416 | Sus | Y | 3rdParty¦Digin3rdparty¦ConductorUnderground¦Broken
22-0128400 | Vegetation | Tree - fell into line | Conductor, Overhead | Normal | 2022 | Tier 3 - Extreme | Distribution Circuit | 11 | 7 | 2022-11-07 | 1855649 | Sus | Y | Vegetation¦Treefellintoline¦ConductorOverhead¦Normal
22-0129693 | Vegetation | Tree - fell into line | Conductor, Overhead | Normal | 2022 | Tier 3 - Extreme | Distribution Circuit | 11 | 8 | 2022-11-08 | 1859342 | Sus | Y | Vegetation¦Treefellintoline¦ConductorOverhead¦Normal
22-0135018 | Unknown Cause | Patrol - not conducted |  |  | 2022 | Tier 2 - Elevated | Distribution Circuit | 11 | 30 | 2022-11-30 | 1871729 | Sus | Y | UnknownCause¦Patrolnotconducted¦¦
22-0138614 | Vegetation | Tree - branch fell on line | Conductor, Overhead | Normal | 2022 | Tier 2 - Elevated | Distribution Circuit | 12 | 10 | 2022-12-10 | 1883529 | Sus | N | Vegetation¦Treebranchfellonline¦ConductorOverhead¦Normal
22-0140865 | Equipment Failure/Involved | Substation | Relay | Normal | 2022 | Tier 2 - Elevated | Substation - Distribution | 12 | 21 | 2022-12-21 | 1894886 | Sus | N | EquipmentFailureInvolved¦Substation¦Relay¦Normal
22-0141845 | Unknown Cause | Patrol - not conducted |  |  | 2022 | Tier 2 - Elevated | Distribution Circuit | 12 | 27 | 2022-12-27 | 1899885 | Sus | N | UnknownCause¦Patrolnotconducted¦¦
22-0142454 | Equipment Failure/Involved | Overhead | Fuse | Failed/Faulted | 2022 | Tier 3 - Extreme | Transformer only | 12 | 30 | 2022-12-30 | 1902805 | Sus | N | EquipmentFailureInvolved¦Overhead¦Fuse¦FailedFaulted
15-0003657 | 3rd Party | Vehicle | Pole-Wood | Broken, wire on ground | 2015 | Tier 2 - Elevated | Distribution Circuit | 1 | 9 | 2015-01-09 | 1161697 | Sus | N | 3rdParty¦Vehicle¦PoleWood¦Brokenwireonground
15-0003797 | Equipment Failure/Involved | Other | Cutout, fuse holder | Broken | 2015 | Tier 2 - Elevated | Transformer only | 1 | 11 | 2015-01-11 | 1162269 | Sus | N | EquipmentFailureInvolved¦Other¦Cutoutfuseholder¦Broken
15-0010557 | Vegetation | Tree - fell into line | Transformer | Broken | 2015 | Tier 2 - Elevated | Transformer only | 2 | 6 | 2015-02-06 | 1177533 | Sus | N | Vegetation¦Treefellintoline¦Transformer¦Broken
15-0024192 | Unknown Cause | Patrol - found nothing |  |  | 2015 | Tier 2 - Elevated | Distribution Circuit | 4 | 4 | 2015-04-04 | 1212529 | Sus | N | UnknownCause¦Patrolfoundnothing¦¦
15-0025181 | Equipment Failure/Involved | Lightning | Transformer | Failed/Faulted | 2015 | Tier 2 - Elevated | Transformer only | 4 | 7 | 2015-04-07 | 1215675 | Sus | N | EquipmentFailureInvolved¦Lightning¦Transformer¦FailedFaulted
15-0032742 | Unknown Cause | Patrol - not conducted |  |  | 2015 | Tier 2 - Elevated | Distribution Circuit | 5 | 7 | 2015-05-07 | 1231212 | Sus | Y | UnknownCause¦Patrolnotconducted¦¦
15-0034141 | Environmental/External | Flood/Erosion | Pole-Wood | Broken | 2015 | Tier 3 - Extreme | Distribution Circuit | 5 | 14 | 2015-05-14 | 1234480 | Sus | Y | EnvironmentalExternal¦FloodErosion¦PoleWood¦Broken
15-0035782 | Environmental/External | Lightning | Fuse | Failed/Faulted | 2015 | Tier 2 - Elevated | Transformer only | 5 | 21 | 2015-05-21 | 1238024 | Sus | Y | EnvironmentalExternal¦Lightning¦Fuse¦FailedFaulted
15-0038367 | Animal | Squirrel | Transformer (OH) | Normal | 2015 | Tier 3 - Extreme | Distribution Circuit | 6 | 4 | 2015-06-04 | 1243407 | Sus | Y | Animal¦Squirrel¦Transformer(OH)¦Normal
15-0038576 | Unknown Cause | Patrol - not conducted |  |  | 2015 | Tier 2 - Elevated | Distribution Circuit | 6 | 4 | 2015-06-04 | 1243746 | Sus | Y | UnknownCause¦Patrolnotconducted¦¦
15-0043670 | Equipment Failure/Involved | Overhead | Cutout, fuse holder | Broken | 2015 | Tier 2 - Elevated | Distribution Circuit | 6 | 26 | 2015-06-26 | 1257350 | Sus | Y | EquipmentFailureInvolved¦Overhead¦Cutoutfuseholder¦Broken
15-0043876 | Vegetation | Tree - fell into line | Conductor, Overhead | Normal | 2015 | Tier 2 - Elevated | Distribution Circuit | 6 | 28 | 2015-06-28 | 1258369 | Sus | Y | Vegetation¦Treefellintoline¦ConductorOverhead¦Normal
15-0050522 | Unknown Cause | Patrol - found nothing |  |  | 2015 | Tier 3 - Extreme | Distribution Circuit | 7 | 25 | 2015-07-25 | 1277326 | Sus | Y | UnknownCause¦Patrolfoundnothing¦¦
15-0057884 | Animal | Squirrel | Transformer (OH) | Normal | 2015 | Tier 3 - Extreme | Distribution Circuit | 8 | 28 | 2015-08-28 | 1295920 | Sus | Y | Animal¦Squirrel¦Transformer(OH)¦Normal
15-0059069 | Animal | Squirrel | Fuse | Failed/Faulted | 2015 | Tier 3 - Extreme | Distribution Circuit | 9 | 3 | 2015-09-03 | 1299503 | Sus | Y | Animal¦Squirrel¦Fuse¦FailedFaulted
15-0061116 | Unknown Cause | Patrol - found nothing |  |  | 2015 | Tier 2 - Elevated | Distribution Circuit | 9 | 13 | 2015-09-13 | 1305129 | Sus | Y | UnknownCause¦Patrolfoundnothing¦¦
15-0062399 | Environmental/External | Fire, Forest/Grass | Pole-Wood | Burned/flashed | 2015 | Tier 2 - Elevated | Distribution Circuit | 9 | 10 | 2015-09-10 | 1309022 | Sus | Y | EnvironmentalExternal¦FireForestGrass¦PoleWood¦Burnedflashed
15-0071197 | Unknown Cause | Patrol - found nothing |  |  | 2015 | Tier 2 - Elevated | Distribution Circuit | 10 | 17 | 2015-10-17 | 1323847 | Sus | Y | UnknownCause¦Patrolfoundnothing¦¦
15-0071558 | Environmental/External | Lightning | Transformer | Failed/Faulted | 2015 | Tier 2 - Elevated | Transformer only | 10 | 18 | 2015-10-18 | 1325554 | Sus | Y | EnvironmentalExternal¦Lightning¦Transformer¦FailedFaulted
15-0073430 | Unknown Cause | Patrol - found nothing |  |  | 2015 | Tier 2 - Elevated | Distribution Circuit | 10 | 26 | 2015-10-26 | 1329445 | Sus | Y | UnknownCause¦Patrolfoundnothing¦¦
15-0078076 | Environmental/External | Lightning |  | Failed/Faulted | 2015 | Tier 2 - Elevated | Transformer only | 11 | 15 | 2015-11-15 | 1342720 | Sus | Y | EnvironmentalExternal¦Lightning¦¦FailedFaulted
15-0081223 | Unknown Cause | Patrol - found nothing |  | Failed/Faulted | 2015 | Tier 3 - Extreme | Distribution Circuit | 11 | 25 | 2015-11-25 | 1348822 | Sus | Y | UnknownCause¦Patrolfoundnothing¦¦FailedFaulted
15-0081691 | Unknown Cause | Patrol - found nothing |  |  | 2015 | Tier 3 - Extreme | Distribution Circuit | 11 | 30 | 2015-11-30 | 1350474 | Sus | Y | UnknownCause¦Patrolfoundnothing¦¦
15-0081711 | Animal | Squirrel |  | Failed/Faulted | 2015 | Tier 3 - Extreme | Transformer only | 11 | 30 | 2015-11-30 | 1350553 | Sus | Y | Animal¦Squirrel¦¦FailedFaulted
15-0084876 | Vegetation | Tree - branch fell on line | Conductor, Overhead | Broken, wire on ground | 2015 | Tier 3 - Extreme | Distribution Circuit | 12 | 13 | 2015-12-13 | 1362302 | Sus | N | Vegetation¦Treebranchfellonline¦ConductorOverhead¦Brokenwireonground
15-0085230 | Unknown Cause | Patrol - found nothing |  |  | 2015 | Tier 2 - Elevated | Distribution Circuit | 12 | 14 | 2015-12-14 | 1363170 | Sus | N | UnknownCause¦Patrolfoundnothing¦¦
15-0086225 | Unknown Cause | Patrol - found nothing |  |  | 2015 | Tier 2 - Elevated | Distribution Circuit | 12 | 19 | 2015-12-19 | 1366846 | Sus | N | UnknownCause¦Patrolfoundnothing¦¦
15-0087140 | Vegetation | Tree - branch fell on line | Conductor, Overhead | Normal | 2015 | Tier 3 - Extreme | Distribution Circuit | 12 | 24 | 2015-12-24 | 1371043 | Sus | N | Vegetation¦Treebranchfellonline¦ConductorOverhead¦Normal
15-0087475 | Vegetation | Tree - fell into line | Conductor, Overhead | Broken, wire on ground | 2015 | Tier 2 - Elevated | Distribution Circuit | 12 | 25 | 2015-12-25 | 1371606 | Sus | N | Vegetation¦Treefellintoline¦ConductorOverhead¦Brokenwireonground
15-0087611 | Vegetation | Tree - fell into line | Conductor, Overhead | Broken, wire on ground | 2015 | Tier 3 - Extreme | Distribution Circuit | 12 | 28 | 2015-12-28 | 1373123 | Sus | N | Vegetation¦Treefellintoline¦ConductorOverhead¦Brokenwireonground
15-0087788 | Equipment Failure/Involved | Overhead | Crossarm, Wood | Broken | 2015 | Tier 2 - Elevated | Distribution Circuit | 12 | 29 | 2015-12-29 | 1374386 | Sus | N | EquipmentFailureInvolved¦Overhead¦CrossarmWood¦Broken
16-0003193 | Equipment Failure/Involved | Overhead | Insulator | Burned/flashed | 2016 | Tier 3 - Extreme | Distribution Circuit | 1 | 5 | 2016-01-05 | 1377734 | Sus | N | EquipmentFailureInvolved¦Overhead¦Insulator¦Burnedflashed
16-0003617 | Vegetation | Tree - fell into line | Service conductor | Broken, wire on ground | 2016 | Tier 2 - Elevated | Transformer only | 1 | 6 | 2016-01-06 | 1378968 | Sus | N | Vegetation¦Treefellintoline¦Serviceconductor¦Brokenwireonground
16-0004362 | 3rd Party | Vehicle | Pole-Wood | Broken, wire on ground | 2016 | Tier 2 - Elevated | Distribution Circuit | 1 | 10 | 2016-01-10 | 1381224 | Sus | N | 3rdParty¦Vehicle¦PoleWood¦Brokenwireonground
16-0005001 | Vegetation | Tree - branch fell on line | Conductor, Overhead | Normal | 2016 | Tier 3 - Extreme | Distribution Circuit | 1 | 13 | 2016-01-13 | 1382693 | Sus | N | Vegetation¦Treebranchfellonline¦ConductorOverhead¦Normal
16-0009507 | Unknown Cause | Patrol - found nothing |  |  | 2016 | Tier 2 - Elevated | Distribution Circuit | 1 | 31 | 2016-01-31 | 1395175 | Sus | N | UnknownCause¦Patrolfoundnothing¦¦
16-0009608 | Environmental/External | Ice or snow | Conductor, Overhead | Broken, wire on ground | 2016 | Tier 2 - Elevated | Distribution Circuit | 1 | 31 | 2016-01-31 | 1395687 | Sus | N | EnvironmentalExternal¦Iceorsnow¦ConductorOverhead¦Brokenwireonground
16-0009641 | Unknown Cause | Patrol - found nothing |  |  | 2016 | Tier 2 - Elevated | Distribution Circuit | 2 | 1 | 2016-02-01 | 1395952 | Sus | N | UnknownCause¦Patrolfoundnothing¦¦
16-0009743 | Equipment Failure/Involved | Overhead | Conductor, Overhead | Together | 2016 | Tier 2 - Elevated | Distribution Circuit | 2 | 1 | 2016-02-01 | 1396134 | Sus | N | EquipmentFailureInvolved¦Overhead¦ConductorOverhead¦Together
16-0012164 | Unknown Cause | Patrol - found nothing |  |  | 2016 | Tier 2 - Elevated | Distribution Circuit | 2 | 11 | 2016-02-11 | 1402016 | Sus | N | UnknownCause¦Patrolfoundnothing¦¦
16-0017160 | Vegetation | Tree - branch fell on line | Conductor, Overhead | Normal | 2016 | Tier 3 - Extreme | Distribution Circuit | 3 | 4 | 2016-03-04 | 1415586 | Sus | N | Vegetation¦Treebranchfellonline¦ConductorOverhead¦Normal
16-0018537 | Vegetation | Tree - fell into line | Conductor, Overhead | Broken, wire on ground | 2016 | Tier 3 - Extreme | Distribution Circuit | 3 | 5 | 2016-03-05 | 1422568 | Sus | N | Vegetation¦Treefellintoline¦ConductorOverhead¦Brokenwireonground
16-0020025 | Vegetation | Tree - fell into line | Secondary | Broken, wire on ground | 2016 | Tier 2 - Elevated | Transformer only | 3 | 10 | 2016-03-10 | 1426617 | Sus | N | Vegetation¦Treefellintoline¦Secondary¦Brokenwireonground
16-0020973 | Vegetation | Tree - branch fell on line | Conductor, Overhead | Normal | 2016 | Tier 2 - Elevated | Distribution Circuit | 3 | 13 | 2016-03-13 | 1430281 | Sus | N | Vegetation¦Treebranchfellonline¦ConductorOverhead¦Normal
16-0023158 | Vegetation | Tree - fell into line | Conductor, Overhead | Broken, wire on ground | 2016 | Tier 3 - Extreme | Distribution Circuit | 3 | 22 | 2016-03-22 | 1435903 | Sus | N | Vegetation¦Treefellintoline¦ConductorOverhead¦Brokenwireonground
16-0026505 | Equipment Failure/Involved | Overhead | Jumper | Arcing | 2016 | Tier 2 - Elevated | Distribution Circuit | 4 | 6 | 2016-04-06 | 1445553 | Sus | N | EquipmentFailureInvolved¦Overhead¦Jumper¦Arcing
16-0027211 | Equipment Failure/Involved | Overhead | Cutout, fuse holder | Burned/flashed | 2016 | Tier 2 - Elevated | Distribution Circuit | 4 | 8 | 2016-04-08 | 1446971 | Sus | N | EquipmentFailureInvolved¦Overhead¦Cutoutfuseholder¦Burnedflashed
16-0028273 | Environmental/External | Lightning |  |  | 2016 | Tier 2 - Elevated | Transformer only | 4 | 13 | 2016-04-13 | 1449970 | Sus | N | EnvironmentalExternal¦Lightning¦¦
16-0032851 | Unknown Cause | Patrol - not conducted |  |  | 2016 | Tier 3 - Extreme | Distribution Circuit | 4 | 30 | 2016-04-30 | 1462012 | Sus | N | UnknownCause¦Patrolnotconducted¦¦
16-0041701 | 3rd Party | Fire, house or bldg. | Conductor, Overhead | Normal | 2016 | Tier 3 - Extreme | Distribution Circuit | 6 | 7 | 2016-06-07 | 1484717 | Sus | Y | 3rdParty¦Firehouseorbldg¦ConductorOverhead¦Normal
16-0044337 | Animal | Bird found | Fuse | Failed/Faulted | 2016 | Tier 2 - Elevated | Distribution Circuit | 6 | 19 | 2016-06-19 | 1492301 | Sus | Y | Animal¦Birdfound¦Fuse¦FailedFaulted
16-0045607 | Vegetation | Tree - fell into line | Conductor, Overhead | Normal | 2016 | Tier 3 - Extreme | Distribution Circuit | 6 | 24 | 2016-06-24 | 1495159 | Sus | Y | Vegetation¦Treefellintoline¦ConductorOverhead¦Normal
16-0045836 | Animal | Bird found | Conductor, Overhead | Normal | 2016 | Tier 2 - Elevated | Distribution Circuit | 6 | 26 | 2016-06-26 | 1495996 | Sus | Y | Animal¦Birdfound¦ConductorOverhead¦Normal
16-0053003 | 3rd Party | Vehicle | Pole-Wood | Broken | 2016 | Tier 2 - Elevated | Distribution Circuit | 7 | 27 | 2016-07-27 | 1517230 | Sus | Y | 3rdParty¦Vehicle¦PoleWood¦Broken
16-0053795 | Equipment Failure/Involved | Underground | Elbow | Failed/Faulted | 2016 | Tier 2 - Elevated | Distribution Circuit | 7 | 30 | 2016-07-30 | 1518832 | Sus | Y | EquipmentFailureInvolved¦Underground¦Elbow¦FailedFaulted
16-0067624 | Vegetation | Tree - branch fell on line | Conductor, Overhead | Broken, wire on ground | 2016 | Tier 3 - Extreme | Distribution Circuit | 9 | 26 | 2016-09-26 | 1547980 | Sus | Y | Vegetation¦Treebranchfellonline¦ConductorOverhead¦Brokenwireonground
16-0072719 | Equipment Failure/Involved | Overhead | Secondary | Broken, wire on ground | 2016 | Tier 2 - Elevated | Transformer only | 10 | 15 | 2016-10-15 | 1561475 | Sus | Y | EquipmentFailureInvolved¦Overhead¦Secondary¦Brokenwireonground
16-0072803 | Equipment Failure/Involved | Overhead | Fuse | Burned Open | 2016 | Tier 2 - Elevated | Distribution Circuit | 10 | 16 | 2016-10-16 | 1562445 | Sus | Y | EquipmentFailureInvolved¦Overhead¦Fuse¦BurnedOpen
16-0074902 | Unknown Cause | Patrol - not conducted |  |  | 2016 | Tier 2 - Elevated | Distribution Circuit | 10 | 24 | 2016-10-24 | 1568363 | Sus | Y | UnknownCause¦Patrolnotconducted¦¦
16-0079379 | 3rd Party | Vehicle | Pole-Wood | Broken | 2016 | Tier 2 - Elevated | Distribution Circuit | 11 | 11 | 2016-11-11 | 1579720 | Sus | Y | 3rdParty¦Vehicle¦PoleWood¦Broken
16-0080459 | Equipment Failure/Involved | Overhead | Connector or Splice (OH) | Broken, wire on ground | 2016 | Tier 2 - Elevated | Distribution Circuit | 11 | 17 | 2016-11-17 | 1583123 | Sus | Y | EquipmentFailureInvolved¦Overhead¦ConnectororSplice(OH)¦Brokenwireonground
16-0084999 | Unknown Cause | Patrol - found nothing |  |  | 2016 | Tier 3 - Extreme | Distribution Circuit | 12 | 10 | 2016-12-10 | 1599178 | Sus | N | UnknownCause¦Patrolfoundnothing¦¦
17-0004528 | Vegetation | Tree - branch fell on line | Conductor, Overhead | Normal | 2017 | Tier 2 - Elevated | Distribution Circuit | 1 | 7 | 2017-01-07 | 1620835 | Sus | N | Vegetation¦Treebranchfellonline¦ConductorOverhead¦Normal
17-0004647 | Equipment Failure/Involved | Overhead | Insulator | Failed/Faulted | 2017 | Tier 2 - Elevated | Distribution Circuit | 1 | 7 | 2017-01-07 | 1621486 | Sus | N | EquipmentFailureInvolved¦Overhead¦Insulator¦FailedFaulted
17-0004910 | Vegetation | Tree - fell into line | Crossarm, Wood | Broken, wire on ground | 2017 | Tier 3 - Extreme | Distribution Circuit | 1 | 8 | 2017-01-08 | 1622495 | Sus | N | Vegetation¦Treefellintoline¦CrossarmWood¦Brokenwireonground
17-0005570 | Unknown Cause | Patrol - found nothing |  |  | 2017 | Tier 2 - Elevated | Distribution Circuit | 1 | 8 | 2017-01-08 | 1628103 | Sus | N | UnknownCause¦Patrolfoundnothing¦¦
17-0005856 | Unknown Cause | Patrol - found nothing |  |  | 2017 | Tier 2 - Elevated | Distribution Circuit | 1 | 8 | 2017-01-08 | 1626369 | Sus | N | UnknownCause¦Patrolfoundnothing¦¦
17-0005943 | Vegetation | Tree - fell into line | Conductor, Overhead | Broken, wire on ground | 2017 | Tier 3 - Extreme | Distribution Circuit | 1 | 8 | 2017-01-08 | 1630333 | Sus | N | Vegetation¦Treefellintoline¦ConductorOverhead¦Brokenwireonground
17-0006161 | Unknown Cause | Patrol - not conducted |  |  | 2017 | Tier 3 - Extreme | Distribution Circuit | 1 | 9 | 2017-01-09 | 1631459 | Sus | N | UnknownCause¦Patrolnotconducted¦¦
17-0006167 | Unknown Cause | Patrol - found nothing |  |  | 2017 | Tier 2 - Elevated | Distribution Circuit | 1 | 8 | 2017-01-08 | 1631478 | Sus | N | UnknownCause¦Patrolfoundnothing¦¦
17-0006226 | Vegetation | Tree - fell into line | Conductor, Overhead | Broken, wire on ground | 2017 | Tier 3 - Extreme | Distribution Circuit | 1 | 9 | 2017-01-09 | 1631729 | Sus | N | Vegetation¦Treefellintoline¦ConductorOverhead¦Brokenwireonground
17-0006245 | Equipment Failure/Involved | Electrical Overload | Conductor, Overhead | Broken | 2017 | Tier 3 - Extreme | Distribution Circuit | 1 | 8 | 2017-01-08 | 1631835 | Sus | N | EquipmentFailureInvolved¦ElectricalOverload¦ConductorOverhead¦Broken
17-0006818 | Equipment Failure/Involved | Overhead | Other | Together | 2017 | Tier 2 - Elevated | Distribution Circuit | 1 | 10 | 2017-01-10 | 1634462 | Sus | N | EquipmentFailureInvolved¦Overhead¦Other¦Together
17-0011896 | Equipment Failure/Involved | Overhead | Conductor, Overhead | Broken, wire on ground | 2017 | Tier 3 - Extreme | Distribution Circuit | 1 | 21 | 2017-01-21 | 1655629 | Sus | N | EquipmentFailureInvolved¦Overhead¦ConductorOverhead¦Brokenwireonground
17-0012089 | Equipment Failure/Involved | Underground | Connector or Splice (UG) | Failed/Faulted | 2017 | Tier 2 - Elevated | Distribution Circuit | 1 | 21 | 2017-01-21 | 1656296 | Sus | N | EquipmentFailureInvolved¦Underground¦ConnectororSplice(UG)¦FailedFaulted
17-0012151 | Vegetation | Tree - fell into line | Conductor, Overhead | Normal | 2017 | Tier 3 - Extreme | Distribution Circuit | 1 | 21 | 2017-01-21 | 1655450 | Sus | N | Vegetation¦Treefellintoline¦ConductorOverhead¦Normal
17-0012596 | Vegetation | Tree - fell into line | Pole-Wood | Broken | 2017 | Tier 3 - Extreme | Distribution Circuit | 1 | 22 | 2017-01-22 | 1657169 | Sus | N | Vegetation¦Treefellintoline¦PoleWood¦Broken
17-0013222 | Vegetation | Tree - fell into line | Pole-Wood | Broken, wire on ground | 2017 | Tier 3 - Extreme | Distribution Circuit | 1 | 21 | 2017-01-21 | 1661350 | Sus | N | Vegetation¦Treefellintoline¦PoleWood¦Brokenwireonground
17-0014450 | Unknown Cause | Patrol - found nothing |  |  | 2017 | Tier 3 - Extreme | Transformer only | 1 | 24 | 2017-01-24 | 1665798 | Sus | N | UnknownCause¦Patrolfoundnothing¦¦
17-0015840 | Vegetation | Tree - branch fell on line | Service conductor | Broken, wire on object | 2017 | Tier 3 - Extreme | Transformer only | 1 | 28 | 2017-01-28 | 1669595 | Sus | N | Vegetation¦Treebranchfellonline¦Serviceconductor¦Brokenwireonobject
17-0018586 | Vegetation | Tree - fell into line | Conductor, Overhead | Broken, wire on ground | 2017 | Tier 3 - Extreme | Distribution Circuit | 2 | 7 | 2017-02-07 | 1680191 | Sus | N | Vegetation¦Treefellintoline¦ConductorOverhead¦Brokenwireonground
17-0019734 | Vegetation | Tree - fell into line | Conductor, Overhead | Broken, wire on ground | 2017 | Tier 3 - Extreme | Distribution Circuit | 2 | 9 | 2017-02-09 | 1684101 | Sus | N | Vegetation¦Treefellintoline¦ConductorOverhead¦Brokenwireonground
17-0019923 | Equipment Failure/Involved | Overhead | Conductor, Overhead | Broken, wire on ground | 2017 | Tier 2 - Elevated | Distribution Circuit | 2 | 10 | 2017-02-10 | 1684614 | Sus | N | EquipmentFailureInvolved¦Overhead¦ConductorOverhead¦Brokenwireonground
17-0023058 | Vegetation | Tree - fell into line | Conductor, Overhead | Normal | 2017 | Tier 2 - Elevated | Distribution Circuit | 2 | 18 | 2017-02-18 | 1700136 | Sus | N | Vegetation¦Treefellintoline¦ConductorOverhead¦Normal
17-0023581 | Vegetation | Tree - branch fell on line | Conductor, Overhead | Broken, wire on ground | 2017 | Tier 2 - Elevated | Distribution Circuit | 2 | 19 | 2017-02-19 | 1702182 | Sus | N | Vegetation¦Treebranchfellonline¦ConductorOverhead¦Brokenwireonground
17-0023801 | Equipment Failure/Involved | Overhead | Conductor, Overhead | Broken, wire on ground | 2017 | Tier 3 - Extreme | Distribution Circuit | 2 | 20 | 2017-02-20 | 1703213 | Sus | N | EquipmentFailureInvolved¦Overhead¦ConductorOverhead¦Brokenwireonground
17-0024741 | Vegetation | Tree - fell into line | Conductor, Overhead | Broken, wire on ground | 2017 | Tier 3 - Extreme | Distribution Circuit | 2 | 17 | 2017-02-17 | 1706770 | Sus | N | Vegetation¦Treefellintoline¦ConductorOverhead¦Brokenwireonground
17-0028642 | Vegetation | Tree - fell into line | Conductor, Overhead | Together | 2017 | Tier 2 - Elevated | Distribution Circuit | 3 | 6 | 2017-03-06 | 1720681 | Sus | N | Vegetation¦Treefellintoline¦ConductorOverhead¦Together
17-0029182 | Unknown Cause | Patrol - found nothing |  |  | 2017 | Tier 2 - Elevated | Distribution Circuit | 3 | 7 | 2017-03-07 | 1721970 | Sus | N | UnknownCause¦Patrolfoundnothing¦¦
17-0030274 | Equipment Failure/Involved | Overhead | Insulator | Broken, wire on object | 2017 | Tier 2 - Elevated | Distribution Circuit | 3 | 12 | 2017-03-12 | 1725652 | Sus | N | EquipmentFailureInvolved¦Overhead¦Insulator¦Brokenwireonobject
17-0031760 | Unknown Cause | Patrol - found nothing |  |  | 2017 | Tier 2 - Elevated | Distribution Circuit | 3 | 19 | 2017-03-19 | 1730096 | Sus | N | UnknownCause¦Patrolfoundnothing¦¦
17-0032918 | Equipment Failure/Involved | Overhead | Transformer | Failed/Faulted | 2017 | Tier 2 - Elevated | Distribution Circuit | 3 | 22 | 2017-03-22 | 1733125 | Sus | N | EquipmentFailureInvolved¦Overhead¦Transformer¦FailedFaulted
17-0034498 | Vegetation | Tree - branch fell on line | Conductor, Overhead | Broken, wire on ground | 2017 | Tier 3 - Extreme | Distribution Circuit | 3 | 28 | 2017-03-28 | 1737644 | Sus | N | Vegetation¦Treebranchfellonline¦ConductorOverhead¦Brokenwireonground
17-0037174 | Unknown Cause | Patrol - found nothing |  |  | 2017 | Tier 2 - Elevated | Distribution Circuit | 4 | 6 | 2017-04-06 | 1745650 | Sus | N | UnknownCause¦Patrolfoundnothing¦¦
17-0039301 | Vegetation | Tree - fell into line | Conductor, Overhead | Normal | 2017 | Tier 2 - Elevated | Distribution Circuit | 4 | 11 | 2017-04-11 | 1755314 | Sus | N | Vegetation¦Treefellintoline¦ConductorOverhead¦Normal
17-0039378 | Equipment Failure/Involved | Overhead | Transformer | Failed/Faulted | 2017 | Tier 2 - Elevated | Transformer only | 4 | 11 | 2017-04-11 | 1755710 | Sus | N | EquipmentFailureInvolved¦Overhead¦Transformer¦FailedFaulted
17-0040330 | Environmental/External | Lightning | Transformer | Failed/Faulted | 2017 | Tier 2 - Elevated | Transformer only | 4 | 14 | 2017-04-14 | 1757803 | Sus | N | EnvironmentalExternal¦Lightning¦Transformer¦FailedFaulted
17-0049419 | Unknown Cause | Patrol - found nothing |  |  | 2017 | Tier 2 - Elevated | Distribution Circuit | 5 | 21 | 2017-05-21 | 1786468 | Sus | Y | UnknownCause¦Patrolfoundnothing¦¦
17-0051077 | Equipment Failure/Involved | Overhead | Transformer (OH) | Failed/Faulted | 2017 | Tier 3 - Extreme | Transformer only | 5 | 26 | 2017-05-26 | 1791342 | Sus | Y | EquipmentFailureInvolved¦Overhead¦Transformer(OH)¦FailedFaulted
17-0051195 | 3rd Party | Vehicle | Pole-Wood | Broken | 2017 | Tier 3 - Extreme | Distribution Circuit | 5 | 28 | 2017-05-28 | 1792130 | Sus | Y | 3rdParty¦Vehicle¦PoleWood¦Broken
17-0052410 | Animal | Bird found | Cutout, fuse holder | Failed/Faulted | 2017 | Tier 2 - Elevated | Distribution Circuit | 6 | 2 | 2017-06-02 | 1795474 | Sus | Y | Animal¦Birdfound¦Cutoutfuseholder¦FailedFaulted
17-0054381 | Equipment Failure/Involved | Overhead | Transformer (OH) | Broken | 2017 | Tier 2 - Elevated | Distribution Circuit | 6 | 11 | 2017-06-11 | 1802201 | Sus | Y | EquipmentFailureInvolved¦Overhead¦Transformer(OH)¦Broken
17-0059473 | Vegetation | Tree - cutting, PG&E contractor | Conductor, Overhead | Normal | 2017 | Tier 2 - Elevated | Distribution Circuit | 6 | 29 | 2017-06-29 | 1820586 | Sus | Y | Vegetation¦TreecuttingPG&Econtractor¦ConductorOverhead¦Normal
17-0068352 | Equipment Failure/Involved | Overhead | Transformer (OH) | Failed/Faulted | 2017 | Tier 3 - Extreme | Transformer only | 8 | 7 | 2017-08-07 | 1847562 | Sus | Y | EquipmentFailureInvolved¦Overhead¦Transformer(OH)¦FailedFaulted
17-0068698 | Vegetation | Tree - fell into line | Conductor, Overhead | Broken, wire on ground | 2017 | Tier 2 - Elevated | Distribution Circuit | 8 | 8 | 2017-08-08 | 1848315 | Sus | Y | Vegetation¦Treefellintoline¦ConductorOverhead¦Brokenwireonground
17-0071878 | Unknown Cause | Patrol - found nothing |  |  | 2017 | Tier 2 - Elevated | Distribution Circuit | 8 | 22 | 2017-08-22 | 1856701 | Sus | Y | UnknownCause¦Patrolfoundnothing¦¦
17-0073259 | Equipment Failure/Involved | Electrical Overload | Fuse | Failed/Faulted | 2017 | Tier 2 - Elevated | Distribution Circuit | 8 | 27 | 2017-08-27 | 1860807 | Sus | Y | EquipmentFailureInvolved¦ElectricalOverload¦Fuse¦FailedFaulted
17-0076989 | Environmental/External | Lightning | Transformer | Failed/Faulted | 2017 | Tier 2 - Elevated | Transformer only | 9 | 8 | 2017-09-08 | 1873340 | Sus | Y | EnvironmentalExternal¦Lightning¦Transformer¦FailedFaulted
17-0077656 | Unknown Cause | Patrol - not conducted |  |  | 2017 | Tier 3 - Extreme | Distribution Circuit | 9 | 11 | 2017-09-11 | 1875262 | Sus | Y | UnknownCause¦Patrolnotconducted¦¦
17-0078187 | Environmental/External | Lightning | Transformer (OH) | Failed/Faulted | 2017 | Tier 2 - Elevated | Transformer only | 9 | 12 | 2017-09-12 | 1877092 | Sus | Y | EnvironmentalExternal¦Lightning¦Transformer(OH)¦FailedFaulted
17-0084652 | Vegetation | Tree - fell into line | Conductor, Overhead | Broken, wire on ground | 2017 | Tier 3 - Extreme | Distribution Circuit | 10 | 6 | 2017-10-06 | 1891798 | Sus | Y | Vegetation¦Treefellintoline¦ConductorOverhead¦Brokenwireonground
17-0085074 | Unknown Cause | Patrol - found nothing |  |  | 2017 | Tier 2 - Elevated | Distribution Circuit | 10 | 8 | 2017-10-08 | 1893031 | Sus | Y | UnknownCause¦Patrolfoundnothing¦¦
17-0085370 | Environmental/External | Fire, Forest/Grass | Conductor, Overhead | Burned/flashed | 2017 | Tier 2 - Elevated | Transmission line | 10 | 9 | 2017-10-09 | 1895467 | Sus | Y | EnvironmentalExternal¦FireForestGrass¦ConductorOverhead¦Burnedflashed
17-0090843 | Equipment Failure/Involved | Overhead | Transformer | Failed/Faulted | 2017 | Tier 2 - Elevated | Transformer only | 10 | 27 | 2017-10-27 | 1910837 | Sus | Y | EquipmentFailureInvolved¦Overhead¦Transformer¦FailedFaulted
17-0091657 | Equipment Failure/Involved | Overhead | Conductor, Overhead | Bent or Twisted | 2017 | Tier 3 - Extreme | Distribution Circuit | 10 | 31 | 2017-10-31 | 1913392 | Sus | Y | EquipmentFailureInvolved¦Overhead¦ConductorOverhead¦BentorTwisted
17-0101111 | 3rd Party | Tree - cutting, 3rd party | Pole-Wood | Broken | 2017 | Tier 2 - Elevated | Distribution Circuit | 12 | 11 | 2017-12-11 | 1940433 | Sus | N | 3rdParty¦Treecutting3rdparty¦PoleWood¦Broken
17-0102302 | Animal | Squirrel | Conductor, Overhead | Burned/flashed | 2017 | Tier 2 - Elevated | Distribution Circuit | 12 | 17 | 2017-12-17 | 1946141 | Sus | N | Animal¦Squirrel¦ConductorOverhead¦Burnedflashed
17-0102322 | Equipment Failure/Involved | Overhead | Pole-Wood | Broken | 2017 | Tier 3 - Extreme | Distribution Circuit | 12 | 17 | 2017-12-17 | 1946221 | Sus | N | EquipmentFailureInvolved¦Overhead¦PoleWood¦Broken
17-0102557 | Equipment Failure/Involved | Overhead | Transformer | Failed/Faulted | 2017 | Tier 3 - Extreme | Transformer only | 12 | 19 | 2017-12-19 | 1947668 | Sus | N | EquipmentFailureInvolved¦Overhead¦Transformer¦FailedFaulted
17-0103355 | Animal | Other | Sectionalizer | Burned/flashed | 2017 | Tier 2 - Elevated | Distribution Circuit | 12 | 26 | 2017-12-26 | 1951636 | Sus | N | Animal¦Other¦Sectionalizer¦Burnedflashed
18-0007983 | Vegetation | Tree - branch fell on line | Conductor, Overhead | Broken, wire on ground | 2018 | Tier 2 - Elevated | Distribution Circuit | 1 | 22 | 2018-01-22 | 12217 | Sus | N | Vegetation¦Treebranchfellonline¦ConductorOverhead¦Brokenwireonground
18-0020086 | Equipment Failure/Involved | Overhead | Transformer | Failed/Faulted | 2018 | Tier 2 - Elevated | Transformer only | 3 | 5 | 2018-03-05 | 38783 | Sus | N | EquipmentFailureInvolved¦Overhead¦Transformer¦FailedFaulted
18-0022458 | Vegetation | Tree - branch fell on line | Conductor, Overhead | Normal | 2018 | Tier 2 - Elevated | Distribution Circuit | 3 | 13 | 2018-03-13 | 43656 | Sus | N | Vegetation¦Treebranchfellonline¦ConductorOverhead¦Normal
18-0025274 | Vegetation | Tree - fell into line | Fuse | Failed/Faulted | 2018 | Tier 2 - Elevated | Distribution Circuit | 3 | 22 | 2018-03-22 | 50175 | Sus | N | Vegetation¦Treefellintoline¦Fuse¦FailedFaulted
18-0026632 | Animal | Bird found | Conductor, Overhead | Normal | 2018 | Tier 2 - Elevated | Distribution Circuit | 3 | 26 | 2018-03-26 | 53385 | Sus | N | Animal¦Birdfound¦ConductorOverhead¦Normal
18-0029041 | 3rd Party | Vehicle | Pole-Wood | Broken | 2018 | Tier 2 - Elevated | Distribution Circuit | 4 | 3 | 2018-04-03 | 59138 | Sus | N | 3rdParty¦Vehicle¦PoleWood¦Broken
18-0044920 | Animal | Other | Pole-Wood | Deteriorated | 2018 | Tier 2 - Elevated | Distribution Circuit | 5 | 28 | 2018-05-28 | 95414 | Sus | Y | Animal¦Other¦PoleWood¦Deteriorated
18-0046656 | Equipment Failure/Involved | Overhead | Transformer | Failed/Faulted | 2018 | Tier 3 - Extreme | Transformer only | 6 | 2 | 2018-06-02 | 99493 | Sus | Y | EquipmentFailureInvolved¦Overhead¦Transformer¦FailedFaulted
18-0046786 | Vegetation | Tree - branch fell on line | Conductor, Overhead | Together | 2018 | Tier 2 - Elevated | Distribution Circuit | 6 | 3 | 2018-06-03 | 100279 | Sus | Y | Vegetation¦Treebranchfellonline¦ConductorOverhead¦Together
18-0046786 | Vegetation | Tree - branch fell on line | Conductor, Overhead | Together | 2018 | Tier 2 - Elevated | Distribution Circuit | 6 | 3 | 2018-06-03 | 100279 | Sus | Y | Vegetation¦Treebranchfellonline¦ConductorOverhead¦Together
18-0055871 | Vegetation | Tree - grew into line | Conductor, Overhead | Normal | 2018 | Tier 3 - Extreme | Distribution Circuit | 6 | 30 | 2018-06-30 | 121635 | Sus | Y | Vegetation¦Treegrewintoline¦ConductorOverhead¦Normal
18-0057073 | Vegetation | Tree - branch fell on line | Conductor, Overhead | Broken, wire on ground | 2018 | Tier 3 - Extreme | Distribution Circuit | 7 | 5 | 2018-07-05 | 124683 | Sus | Y | Vegetation¦Treebranchfellonline¦ConductorOverhead¦Brokenwireonground
18-0061885 | Vegetation | Tree - fell into line | Conductor, Overhead | Broken, wire on ground | 2018 | Tier 2 - Elevated | Distribution Circuit | 7 | 20 | 2018-07-20 | 136234 | Sus | Y | Vegetation¦Treefellintoline¦ConductorOverhead¦Brokenwireonground
18-0062622 | Company Initiated | Return Circuit Normal | Conductor, Underground | Normal | 2018 | Tier 2 - Elevated | Distribution Circuit | 8 | 23 | 2018-08-23 | 160734 | Sus | Y | CompanyInitiated¦ReturnCircuitNormal¦ConductorUnderground¦Normal
18-0067909 | Environmental/External | Fire, Forest/Grass | Secondary | Burned/flashed | 2018 | Tier 3 - Extreme | Transformer only | 8 | 8 | 2018-08-08 | 151305 | Sus | Y | EnvironmentalExternal¦FireForestGrass¦Secondary¦Burnedflashed
18-0078776 | Unknown Cause | Patrol - not conducted |  |  | 2018 | Tier 2 - Elevated | Distribution Circuit | 9 | 11 | 2018-09-11 | 172692 | Sus | Y | UnknownCause¦Patrolnotconducted¦¦
18-0078856 | Animal | Squirrel | Transformer (OH) | Normal | 2018 | Tier 3 - Extreme | Distribution Circuit | 9 | 12 | 2018-09-12 | 172819 | Sus | Y | Animal¦Squirrel¦Transformer(OH)¦Normal
18-0080791 | Animal | Squirrel | Fuse | Failed/Faulted | 2018 | Tier 3 - Extreme | Distribution Circuit | 9 | 18 | 2018-09-18 | 176364 | Sus | Y | Animal¦Squirrel¦Fuse¦FailedFaulted
18-0081705 | Vegetation | Tree - grew into line | Crossarm, Wood | Broken | 2018 | Tier 3 - Extreme | Transformer only | 9 | 20 | 2018-09-20 | 178141 | Sus | Y | Vegetation¦Treegrewintoline¦CrossarmWood¦Broken
18-0082624 | Vegetation | Tree - branch fell on line | Conductor, Overhead | Normal | 2018 | Tier 2 - Elevated | Distribution Circuit | 9 | 23 | 2018-09-23 | 179894 | Sus | Y | Vegetation¦Treebranchfellonline¦ConductorOverhead¦Normal
18-0088315 | Equipment Failure/Involved | Electrical Overload | Conductor, Overhead | Normal | 2018 | Tier 2 - Elevated | Distribution Circuit | 10 | 8 | 2018-10-08 | 191102 | Sus | Y | EquipmentFailureInvolved¦ElectricalOverload¦ConductorOverhead¦Normal
18-0088945 | Unknown Cause | Patrol - not conducted |  |  | 2018 | Tier 2 - Elevated | Distribution Circuit | 10 | 10 | 2018-10-10 | 192198 | Sus | Y | UnknownCause¦Patrolnotconducted¦¦
18-0090788 | Equipment Failure/Involved | Overhead | Crossarm, Wood | Broken | 2018 | Tier 3 - Extreme | Distribution Circuit | 10 | 16 | 2018-10-16 | 196216 | Sus | Y | EquipmentFailureInvolved¦Overhead¦CrossarmWood¦Broken
18-0096752 | Wildfire Mitigation | CWSP - Vegetation Removal |  |  | 2018 | Tier 3 - Extreme | Distribution Circuit | 11 | 3 | 2018-11-03 | 207884 | Sus | Y | WildfireMitigation¦CWSPVegetationRemoval¦¦
18-0100865 | Environmental/External | Fire, Forest/Grass | Pole-Wood | Burned/flashed | 2018 | Tier 3 - Extreme | Distribution Circuit | 11 | 8 | 2018-11-08 | 217921 | Sus | Y | EnvironmentalExternal¦FireForestGrass¦PoleWood¦Burnedflashed
18-0101144 | Environmental/External | Fire, Forest/Grass | Pole-Wood | Burned/flashed | 2018 | Tier 3 - Extreme | Distribution Circuit | 11 | 8 | 2018-11-08 | 218422 | Sus | Y | EnvironmentalExternal¦FireForestGrass¦PoleWood¦Burnedflashed
18-0110753 | Equipment Failure/Involved | Overhead | Conductor, Overhead | Broken | 2018 | Tier 2 - Elevated | Distribution Circuit | 12 | 26 | 2018-12-26 | 247579 | Sus | N | EquipmentFailureInvolved¦Overhead¦ConductorOverhead¦Broken
18-0110835 | 3rd Party | Tree - cutting, 3rd party | Conductor, Overhead | Normal | 2018 | Tier 3 - Extreme | Distribution Circuit | 12 | 27 | 2018-12-27 | 248073 | Sus | N | 3rdParty¦Treecutting3rdparty¦ConductorOverhead¦Normal
19-0004767 | Vegetation | Tree - branch fell on line | Conductor, Overhead | Normal | 2019 | Tier 2 - Elevated | Distribution Circuit | 1 | 5 | 2019-01-05 | 254066 | Sus | N | Vegetation¦Treebranchfellonline¦ConductorOverhead¦Normal
19-0005151 | Vegetation | Tree - fell into line | Conductor, Overhead | Normal | 2019 | Tier 3 - Extreme | Distribution Circuit | 1 | 6 | 2019-01-06 | 255501 | Sus | N | Vegetation¦Treefellintoline¦ConductorOverhead¦Normal
19-0010175 | Vegetation | Tree - fell into line | Conductor, Overhead | Broken, wire on ground | 2019 | Tier 3 - Extreme | Distribution Circuit | 1 | 16 | 2019-01-16 | 268915 | Sus | N | Vegetation¦Treefellintoline¦ConductorOverhead¦Brokenwireonground
19-0010325 | Unknown Cause | Patrol - found nothing |  |  | 2019 | Tier 3 - Extreme | Distribution Circuit | 1 | 16 | 2019-01-16 | 271090 | Sus | N | UnknownCause¦Patrolfoundnothing¦¦
19-0010601 | Unknown Cause | Patrol - found nothing |  |  | 2019 | Tier 3 - Extreme | Distribution Circuit | 1 | 17 | 2019-01-17 | 272374 | Sus | N | UnknownCause¦Patrolfoundnothing¦¦
19-0011229 | Vegetation | Tree - fell into line | Conductor, Overhead | Together | 2019 | Tier 2 - Elevated | Distribution Circuit | 1 | 16 | 2019-01-16 | 271664 | Sus | N | Vegetation¦Treefellintoline¦ConductorOverhead¦Together
19-0011249 | Vegetation | Tree - branch fell on line | Conductor, Overhead | Together | 2019 | Tier 2 - Elevated | Distribution Circuit | 1 | 16 | 2019-01-16 | 268825 | Sus | N | Vegetation¦Treebranchfellonline¦ConductorOverhead¦Together
19-0012585 | Unknown Cause | Patrol - not conducted |  |  | 2019 | Tier 2 - Elevated | Distribution Circuit | 1 | 20 | 2019-01-20 | 277359 | Sus | N | UnknownCause¦Patrolnotconducted¦¦
19-0013221 | Vegetation | Tree - fell into line | Conductor, Overhead | Broken | 2019 | Tier 3 - Extreme | Distribution Circuit | 1 | 22 | 2019-01-22 | 278987 | Sus | N | Vegetation¦Treefellintoline¦ConductorOverhead¦Broken
19-0019776 | Vegetation | Tree - fell into line | Conductor, Overhead | Normal | 2019 | Tier 3 - Extreme | Distribution Circuit | 2 | 5 | 2019-02-05 | 295674 | Sus | N | Vegetation¦Treefellintoline¦ConductorOverhead¦Normal
19-0021550 | Vegetation | Tree - fell into line | Conductor, Overhead | Broken, wire on ground | 2019 | Tier 2 - Elevated | Distribution Circuit | 2 | 10 | 2019-02-10 | 300892 | Sus | N | Vegetation¦Treefellintoline¦ConductorOverhead¦Brokenwireonground
19-0021793 | Vegetation | Tree - fell into line | Crossarm, Wood | Broken | 2019 | Tier 2 - Elevated | Distribution Circuit | 2 | 12 | 2019-02-12 | 301378 | Sus | N | Vegetation¦Treefellintoline¦CrossarmWood¦Broken
19-0023082 | Vegetation | Tree - fell into line | Conductor, Overhead | Normal | 2019 | Tier 3 - Extreme | Distribution Circuit | 2 | 14 | 2019-02-14 | 306263 | Sus | N | Vegetation¦Treefellintoline¦ConductorOverhead¦Normal
19-0023213 | Vegetation | Tree - fell into line | Secondary | Broken, wire on ground | 2019 | Tier 2 - Elevated | Distribution Circuit | 2 | 13 | 2019-02-13 | 308962 | Sus | N | Vegetation¦Treefellintoline¦Secondary¦Brokenwireonground
19-0023441 | Unknown Cause | Patrol - found nothing |  |  | 2019 | Tier 3 - Extreme | Distribution Circuit | 2 | 14 | 2019-02-14 | 306133 | Sus | N | UnknownCause¦Patrolfoundnothing¦¦
19-0024250 | Equipment Failure/Involved | Underground | Transformer (UG) | Failed/Faulted | 2019 | Tier 2 - Elevated | Distribution Circuit | 2 | 15 | 2019-02-15 | 312421 | Sus | N | EquipmentFailureInvolved¦Underground¦Transformer(UG)¦FailedFaulted
19-0025433 | Vegetation | Tree - fell into line | Secondary | Broken, wire on ground | 2019 | Tier 2 - Elevated | Transformer only | 2 | 17 | 2019-02-17 | 315847 | Sus | N | Vegetation¦Treefellintoline¦Secondary¦Brokenwireonground
19-0025640 | Vegetation | Tree - fell into line | Conductor, Overhead | Broken, wire on ground | 2019 | Tier 2 - Elevated | Distribution Circuit | 2 | 12 | 2019-02-12 | 317714 | Sus | N | Vegetation¦Treefellintoline¦ConductorOverhead¦Brokenwireonground
19-0028042 | Vegetation | Tree - bark fell into line | Conductor, Overhead | Normal | 2019 | Tier 3 - Extreme | Distribution Circuit | 2 | 25 | 2019-02-25 | 323667 | Sus | N | Vegetation¦Treebarkfellintoline¦ConductorOverhead¦Normal
19-0029065 | Equipment Failure/Involved | Overhead | Crossarm, Wood | Broken | 2019 | Tier 2 - Elevated | Distribution Circuit | 2 | 27 | 2019-02-27 | 327151 | Sus | N | EquipmentFailureInvolved¦Overhead¦CrossarmWood¦Broken
19-0030469 | Animal | Bird found | Conductor, Overhead | Normal | 2019 | Tier 2 - Elevated | Distribution Circuit | 3 | 4 | 2019-03-04 | 330484 | Sus | N | Animal¦Birdfound¦ConductorOverhead¦Normal
19-0033077 | Vegetation | Tree - branch fell on line | Service conductor | Normal | 2019 | Tier 3 - Extreme | Distribution Circuit | 3 | 12 | 2019-03-12 | 337126 | Sus | N | Vegetation¦Treebranchfellonline¦Serviceconductor¦Normal
19-0033548 | Unknown Cause | Patrol - found nothing |  |  | 2019 | Tier 2 - Elevated | Distribution Circuit | 3 | 13 | 2019-03-13 | 338653 | Sus | N | UnknownCause¦Patrolfoundnothing¦¦
19-0033880 | Unknown Cause | Patrol - found nothing |  |  | 2019 | Tier 3 - Extreme | Distribution Circuit | 3 | 14 | 2019-03-14 | 339304 | Sus | N | UnknownCause¦Patrolfoundnothing¦¦
19-0034076 | Equipment Failure/Involved | Overhead | Insulator | Broken | 2019 | Tier 3 - Extreme | Distribution Circuit | 3 | 15 | 2019-03-15 | 339897 | Sus | N | EquipmentFailureInvolved¦Overhead¦Insulator¦Broken
19-0034486 | Equipment Failure/Involved | Overhead | Other | Broken | 2019 | Tier 2 - Elevated | Distribution Circuit | 3 | 17 | 2019-03-17 | 341471 | Sus | N | EquipmentFailureInvolved¦Overhead¦Other¦Broken
19-0037575 | Environmental/External | Lightning | Transformer (OH) | Failed/Faulted | 2019 | Tier 3 - Extreme | Distribution Circuit | 3 | 27 | 2019-03-27 | 348625 | Sus | N | EnvironmentalExternal¦Lightning¦Transformer(OH)¦FailedFaulted
19-0049816 | Unknown Cause | Patrol - found nothing |  |  | 2019 | Tier 3 - Extreme | Distribution Circuit | 5 | 7 | 2019-05-07 | 375947 | Sus | Y | UnknownCause¦Patrolfoundnothing¦¦
19-0052300 | Vegetation | Tree - branch fell on line | Conductor, Overhead | Together | 2019 | Tier 2 - Elevated | Distribution Circuit | 5 | 15 | 2019-05-15 | 381173 | Sus | Y | Vegetation¦Treebranchfellonline¦ConductorOverhead¦Together
19-0052594 | Equipment Failure/Involved | Overhead | Transformer | Failed/Faulted | 2019 | Tier 2 - Elevated | Transformer only | 5 | 16 | 2019-05-16 | 382028 | Sus | Y | EquipmentFailureInvolved¦Overhead¦Transformer¦FailedFaulted
19-0053313 | Vegetation | Tree - branch fell on line | Conductor, Overhead | Broken, wire on ground | 2019 | Tier 2 - Elevated | Distribution Circuit | 5 | 17 | 2019-05-17 | 383488 | Sus | Y | Vegetation¦Treebranchfellonline¦ConductorOverhead¦Brokenwireonground
19-0066938 | Equipment Failure/Involved | Underground | Transformer (UG) | Failed/Faulted | 2019 | Tier 2 - Elevated | Distribution Circuit | 6 | 12 | 2019-06-12 | 408062 | Sus | Y | EquipmentFailureInvolved¦Underground¦Transformer(UG)¦FailedFaulted
19-0069843 | Unknown Cause | Patrol - found nothing |  |  | 2019 | Tier 2 - Elevated | Distribution Circuit | 6 | 19 | 2019-06-19 | 421613 | Sus | Y | UnknownCause¦Patrolfoundnothing¦¦
19-0076283 | 3rd Party | Tree - cutting, 3rd party | Pole-Wood | Broken | 2019 | Tier 3 - Extreme | Distribution Circuit | 7 | 11 | 2019-07-11 | 444862 | Sus | Y | 3rdParty¦Treecutting3rdparty¦PoleWood¦Broken
19-0080493 | Vegetation | Tree - branch fell on line | Conductor, Overhead | Normal | 2019 | Tier 3 - Extreme | Distribution Circuit | 7 | 24 | 2019-07-24 | 469866 | Sus | Y | Vegetation¦Treebranchfellonline¦ConductorOverhead¦Normal
19-0086175 | Unknown Cause | Patrol - found nothing |  |  | 2019 | Tier 2 - Elevated | Distribution Circuit | 8 | 9 | 2019-08-09 | 495620 | Sus | Y | UnknownCause¦Patrolfoundnothing¦¦
19-0086654 | Vegetation | Tree - branch fell on line | Conductor, Overhead | Normal | 2019 | Tier 2 - Elevated | Distribution Circuit | 8 | 11 | 2019-08-11 | 501978 | Sus | Y | Vegetation¦Treebranchfellonline¦ConductorOverhead¦Normal
19-0091450 | Vegetation | Tree - grew into line | Fuse | Normal | 2019 | Tier 3 - Extreme | Distribution Circuit | 8 | 23 | 2019-08-23 | 533240 | Sus | Y | Vegetation¦Treegrewintoline¦Fuse¦Normal
19-0108712 | Company Initiated | Return Circuit Normal | Switch (OH) | Broken | 2019 | Tier 2 - Elevated | Distribution Circuit | 10 | 8 | 2019-10-08 | 647477 | Sus | Y | CompanyInitiated¦ReturnCircuitNormal¦Switch(OH)¦Broken
19-0108712 | Company Initiated | Return Circuit Normal | Switch (OH) | Broken | 2019 | Tier 2 - Elevated | Distribution Circuit | 10 | 8 | 2019-10-08 | 647477 | Sus | Y | CompanyInitiated¦ReturnCircuitNormal¦Switch(OH)¦Broken
19-0114282 | 3rd Party | Vehicle | Pole-Wood | Broken | 2019 | Tier 2 - Elevated | Distribution Circuit | 10 | 22 | 2019-10-22 | 676558 | Sus | Y | 3rdParty¦Vehicle¦PoleWood¦Broken
19-0117562 | Wildfire Mitigation | Public Safety Power Shut-off | Conductor, Overhead | Broken, wire on ground | 2019 | Tier 3 - Extreme | Distribution Circuit | 10 | 26 | 2019-10-26 | 690352 | Sus | Y | WildfireMitigation¦PublicSafetyPowerShutoff¦ConductorOverhead¦Brokenwireonground
19-0119747 | Equipment Failure/Involved | Overhead | Jumper | Burned Open | 2019 | Tier 2 - Elevated | Distribution Circuit | 10 | 30 | 2019-10-30 | 697011 | Sus | Y | EquipmentFailureInvolved¦Overhead¦Jumper¦BurnedOpen
19-0120721 | Unknown Cause | Patrol - found nothing |  |  | 2019 | Tier 2 - Elevated | Distribution Circuit | 11 | 4 | 2019-11-04 | 698955 | Sus | Y | UnknownCause¦Patrolfoundnothing¦¦
19-0129637 | Unknown Cause | Patrol - found nothing |  |  | 2019 | Tier 2 - Elevated | Distribution Circuit | 11 | 26 | 2019-11-26 | 718240 | Sus | Y | UnknownCause¦Patrolfoundnothing¦¦
19-0130215 | Vegetation | Tree - branch fell on line | Conductor, Overhead | Broken, wire on ground | 2019 | Tier 3 - Extreme | Distribution Circuit | 11 | 26 | 2019-11-26 | 720387 | Sus | Y | Vegetation¦Treebranchfellonline¦ConductorOverhead¦Brokenwireonground
19-0130575 | Vegetation | Tree - fell into line | Conductor, Overhead | Broken, wire on ground | 2019 | Tier 3 - Extreme | Distribution Circuit | 11 | 27 | 2019-11-27 | 721990 | Sus | Y | Vegetation¦Treefellintoline¦ConductorOverhead¦Brokenwireonground
19-0131414 | Equipment Failure/Involved | Fire, pole | Pole-Wood | Burned/flashed | 2019 | Tier 2 - Elevated | Distribution Circuit | 11 | 30 | 2019-11-30 | 724234 | Sus | Y | EquipmentFailureInvolved¦Firepole¦PoleWood¦Burnedflashed
19-0134865 | Vegetation | Tree - branch fell on line | Conductor, Overhead | Normal | 2019 | Tier 2 - Elevated | Distribution Circuit | 12 | 7 | 2019-12-07 | 732978 | Sus | N | Vegetation¦Treebranchfellonline¦ConductorOverhead¦Normal
19-0136056 | Unknown Cause | Patrol - found nothing |  |  | 2019 | Tier 3 - Extreme | Distribution Circuit | 12 | 11 | 2019-12-11 | 737018 | Sus | N | UnknownCause¦Patrolfoundnothing¦¦
19-0136280 | Equipment Failure/Involved | Overhead | Crossarm, Wood | Broken | 2019 | Tier 2 - Elevated | Distribution Circuit | 12 | 12 | 2019-12-12 | 737935 | Sus | N | EquipmentFailureInvolved¦Overhead¦CrossarmWood¦Broken
19-0136597 | Equipment Failure/Involved | Overhead | Other | Broken | 2019 | Tier 2 - Elevated | Distribution Circuit | 12 | 14 | 2019-12-14 | 739714 | Sus | N | EquipmentFailureInvolved¦Overhead¦Other¦Broken
20-0006189 | 3rd Party | Customer Equipment | Switch (OH) | Normal | 2020 | Tier 2 - Elevated | Distribution Circuit | 1 | 8 | 2020-01-08 | 757030 | Sus | N | 3rdParty¦CustomerEquipment¦Switch(OH)¦Normal
20-0009780 | Vegetation | Tree - fell into line | Conductor, Overhead | Deteriorated | 2020 | Tier 3 - Extreme | Distribution Circuit | 1 | 16 | 2020-01-16 | 762703 | Sus | N | Vegetation¦Treefellintoline¦ConductorOverhead¦Deteriorated
20-0018522 | Equipment Failure/Involved | Overhead | Pole-Wood | Broken | 2020 | Tier 2 - Elevated | Distribution Circuit | 2 | 7 | 2020-02-07 | 780100 | Sus | N | EquipmentFailureInvolved¦Overhead¦PoleWood¦Broken
20-0019641 | Equipment Failure/Involved | Overhead | Connector or Splice (OH) | Deteriorated | 2020 | Tier 2 - Elevated | Distribution Circuit | 2 | 9 | 2020-02-09 | 786572 | Sus | N | EquipmentFailureInvolved¦Overhead¦ConnectororSplice(OH)¦Deteriorated
20-0022990 | Equipment Failure/Involved | Overhead | Transformer (OH) | Failed/Faulted | 2020 | Tier 2 - Elevated | Distribution Circuit | 2 | 17 | 2020-02-17 | 793050 | Sus | N | EquipmentFailureInvolved¦Overhead¦Transformer(OH)¦FailedFaulted
20-0025403 | Vegetation | Tree - branch fell on line | Conductor, Overhead | Normal | 2020 | Tier 3 - Extreme | Distribution Circuit | 2 | 24 | 2020-02-24 | 804394 | Sus | N | Vegetation¦Treebranchfellonline¦ConductorOverhead¦Normal
20-0028419 | Equipment Failure/Involved | Overhead | Pole-Wood | Broken | 2020 | Tier 2 - Elevated | Distribution Circuit | 3 | 3 | 2020-03-03 | 827934 | Sus | N | EquipmentFailureInvolved¦Overhead¦PoleWood¦Broken
20-0032668 | Vegetation | Tree - branch fell on line | Conductor, Overhead | Broken, wire on ground | 2020 | Tier 3 - Extreme | Distribution Circuit | 3 | 16 | 2020-03-16 | 853962 | Sus | N | Vegetation¦Treebranchfellonline¦ConductorOverhead¦Brokenwireonground
20-0033776 | Vegetation | Tree - fell into line | Conductor, Overhead | Broken, wire on ground | 2020 | Tier 3 - Extreme | Distribution Circuit | 3 | 15 | 2020-03-15 | 857955 | Sus | N | Vegetation¦Treefellintoline¦ConductorOverhead¦Brokenwireonground
20-0034212 | Unknown Cause | Patrol - found nothing |  |  | 2020 | Tier 3 - Extreme | Distribution Circuit | 3 | 16 | 2020-03-16 | 854542 | Sus | N | UnknownCause¦Patrolfoundnothing¦¦
20-0038996 | Unknown Cause | Patrol - found nothing |  |  | 2020 | Tier 2 - Elevated | Transformer only | 4 | 6 | 2020-04-06 | 885504 | Sus | N | UnknownCause¦Patrolfoundnothing¦¦
20-0043996 | Vegetation | Tree - cutting, PG&E contractor | Conductor, Overhead | Normal | 2020 | Tier 2 - Elevated | Distribution Circuit | 4 | 23 | 2020-04-23 | 900053 | Sus | N | Vegetation¦TreecuttingPG&Econtractor¦ConductorOverhead¦Normal
20-0049642 | Vegetation | Tree - fell into line | Conductor, Overhead | Broken, wire on ground | 2020 | Tier 3 - Extreme | Distribution Circuit | 5 | 12 | 2020-05-12 | 912789 | Sus | Y | Vegetation¦Treefellintoline¦ConductorOverhead¦Brokenwireonground
20-0051877 | Unknown Cause | Patrol - found nothing |  |  | 2020 | Tier 3 - Extreme | Distribution Circuit | 5 | 19 | 2020-05-19 | 917621 | Sus | Y | UnknownCause¦Patrolfoundnothing¦¦
20-0054622 | Equipment Failure/Involved | Overhead | Crossarm, Wood | Broken, wire on ground | 2020 | Tier 3 - Extreme | Distribution Circuit | 5 | 27 | 2020-05-27 | 923103 | Sus | Y | EquipmentFailureInvolved¦Overhead¦CrossarmWood¦Brokenwireonground
20-0060841 | Environmental/External | Lightning | Transformer (OH) | Failed/Faulted | 2020 | Tier 2 - Elevated | Transformer only | 6 | 12 | 2020-06-12 | 938145 | Sus | Y | EnvironmentalExternal¦Lightning¦Transformer(OH)¦FailedFaulted
20-0065621 | Vegetation | Tree - branch fell on line | Conductor, Overhead | Normal | 2020 | Tier 2 - Elevated | Distribution Circuit | 6 | 27 | 2020-06-27 | 948464 | Sus | Y | Vegetation¦Treebranchfellonline¦ConductorOverhead¦Normal
20-0066149 | 3rd Party | Tree - cutting, 3rd party | Conductor, Overhead | Normal | 2020 | Tier 2 - Elevated | Distribution Circuit | 6 | 29 | 2020-06-29 | 953144 | Sus | Y | 3rdParty¦Treecutting3rdparty¦ConductorOverhead¦Normal
20-0078843 | Environmental/External | Fire, Forest/Grass | Conductor, Overhead | Normal | 2020 | Tier 2 - Elevated | Distribution Circuit | 8 | 2 | 2020-08-02 | 977117 | Sus | Y | EnvironmentalExternal¦FireForestGrass¦ConductorOverhead¦Normal
20-0084759 | Environmental/External | Lightning | Conductor, Overhead | Normal | 2020 | Tier 2 - Elevated | Distribution Circuit | 8 | 16 | 2020-08-16 | 1010040 | Sus | Y | EnvironmentalExternal¦Lightning¦ConductorOverhead¦Normal
20-0085150 | Equipment Failure/Involved | Overhead | Transformer (OH) | Deteriorated | 2020 | Tier 2 - Elevated | Transformer only | 8 | 16 | 2020-08-16 | 1012004 | Sus | Y | EquipmentFailureInvolved¦Overhead¦Transformer(OH)¦Deteriorated
20-0088251 | Animal | Squirrel |  | Normal | 2020 | Tier 3 - Extreme | Transformer only | 8 | 20 | 2020-08-20 | 1025917 | Sus | Y | Animal¦Squirrel¦¦Normal
20-0088899 | Vegetation | Tree - branch fell on line | Conductor, Overhead | Normal | 2020 | Tier 2 - Elevated | Distribution Circuit | 8 | 22 | 2020-08-22 | 1027035 | Sus | Y | Vegetation¦Treebranchfellonline¦ConductorOverhead¦Normal
20-0088960 | Vegetation | Tree - fell into line | Secondary | Broken | 2020 | Tier 2 - Elevated | Transformer only | 8 | 22 | 2020-08-22 | 1027074 | Sus | Y | Vegetation¦Treefellintoline¦Secondary¦Broken
20-0089923 | Unknown Cause | Patrol - found nothing |  |  | 2020 | Tier 2 - Elevated | Distribution Circuit | 8 | 25 | 2020-08-25 | 1029634 | Sus | Y | UnknownCause¦Patrolfoundnothing¦¦
20-0093689 | Environmental/External | Fire, Forest/Grass | Pole-Wood | Burned/flashed | 2020 | Tier 3 - Extreme | Distribution Circuit | 8 | 19 | 2020-08-19 | 1055657 | Sus | Y | EnvironmentalExternal¦FireForestGrass¦PoleWood¦Burnedflashed
20-0095727 | Vegetation | Tree - fell into line | Conductor, Overhead | Normal | 2020 | Tier 2 - Elevated | Distribution Circuit | 9 | 9 | 2020-09-09 | 1062367 | Sus | Y | Vegetation¦Treefellintoline¦ConductorOverhead¦Normal
20-0098193 | Environmental/External | Fire, Forest/Grass | Conductor, Overhead | Burned/flashed | 2020 | Tier 3 - Extreme | Distribution Circuit | 8 | 18 | 2020-08-18 | 1075693 | Sus | Y | EnvironmentalExternal¦FireForestGrass¦ConductorOverhead¦Burnedflashed
20-0099673 | 3rd Party | Customer Equipment | Secondary | Normal | 2020 | Tier 2 - Elevated | Distribution Circuit | 9 | 21 | 2020-09-21 | 1085376 | Sus | Y | 3rdParty¦CustomerEquipment¦Secondary¦Normal
20-0107311 | Unknown Cause | Patrol - found nothing |  |  | 2020 | Tier 2 - Elevated | Distribution Circuit | 10 | 11 | 2020-10-11 | 1115147 | Sus | Y | UnknownCause¦Patrolfoundnothing¦¦
20-0108252 | Wildfire Mitigation | Public Safety Power Shut-off | Conductor, Overhead | Normal | 2020 | Tier 2 - Elevated | Distribution Circuit | 10 | 14 | 2020-10-14 | 1117920 | Sus | Y | WildfireMitigation¦PublicSafetyPowerShutoff¦ConductorOverhead¦Normal
20-0109427 | Equipment Failure/Involved | Overhead | Transformer | Failed/Faulted | 2020 | Tier 2 - Elevated | Transformer only | 10 | 15 | 2020-10-15 | 1118896 | Sus | Y | EquipmentFailureInvolved¦Overhead¦Transformer¦FailedFaulted
20-0113476 | Equipment Failure/Involved | Overhead | Jumper | Broken | 2020 | Tier 3 - Extreme | Distribution Circuit | 10 | 26 | 2020-10-26 | 1128647 | Sus | Y | EquipmentFailureInvolved¦Overhead¦Jumper¦Broken
20-0113870 | Animal | Squirrel | Conductor, Overhead | Normal | 2020 | Tier 2 - Elevated | Distribution Circuit | 10 | 27 | 2020-10-27 | 1129883 | Sus | Y | Animal¦Squirrel¦ConductorOverhead¦Normal
20-0117052 | Unknown Cause | Patrol - found nothing |  |  | 2020 | Tier 2 - Elevated | Distribution Circuit | 11 | 4 | 2020-11-04 | 1135964 | Sus | Y | UnknownCause¦Patrolfoundnothing¦¦
20-0117611 | Vegetation | Tree - fell into line | Conductor, Overhead | Normal | 2020 | Tier 3 - Extreme | Distribution Circuit | 11 | 6 | 2020-11-06 | 1137071 | Sus | Y | Vegetation¦Treefellintoline¦ConductorOverhead¦Normal
20-0129472 | Equipment Failure/Involved | Overhead | Transformer (OH) | Failed/Faulted | 2020 | Tier 2 - Elevated | Transformer only | 12 | 10 | 2020-12-10 | 1177195 | Sus | N | EquipmentFailureInvolved¦Overhead¦Transformer(OH)¦FailedFaulted
20-0132355 | Unknown Cause | Patrol - found nothing |  |  | 2020 | Tier 3 - Extreme | Distribution Circuit | 12 | 31 | 2020-12-31 | 1201758 | Sus | N | UnknownCause¦Patrolfoundnothing¦¦
21-0004245 | Unknown Cause | Patrol - found nothing |  |  | 2021 | Tier 2 - Elevated | Distribution Circuit | 1 | 1 | 2021-01-01 | 1202151 | Sus | N | UnknownCause¦Patrolfoundnothing¦¦
21-0004339 | Animal | Squirrel | Conductor, Overhead | Normal | 2021 | Tier 3 - Extreme | Distribution Circuit | 1 | 2 | 2021-01-02 | 1202487 | Sus | N | Animal¦Squirrel¦ConductorOverhead¦Normal
21-0009642 | Vegetation | Tree - branch fell on line | Conductor, Overhead | Normal | 2021 | Tier 2 - Elevated | Distribution Circuit | 1 | 18 | 2021-01-18 | 1212397 | Sus | N | Vegetation¦Treebranchfellonline¦ConductorOverhead¦Normal
21-0010684 | Equipment Failure/Involved | Overhead | Conductor, Overhead | Broken, wire on ground | 2021 | Tier 2 - Elevated | Transformer only | 1 | 19 | 2021-01-19 | 1214547 | Sus | N | EquipmentFailureInvolved¦Overhead¦ConductorOverhead¦Brokenwireonground
21-0012373 | Vegetation | Tree - fell into line | Conductor, Overhead | Broken, wire on ground | 2021 | Tier 3 - Extreme | Distribution Circuit | 1 | 21 | 2021-01-21 | 1220274 | Sus | N | Vegetation¦Treefellintoline¦ConductorOverhead¦Brokenwireonground
21-0013820 | Equipment Failure/Involved | Overhead | Conductor, Overhead | Broken, wire on ground | 2021 | Tier 2 - Elevated | Distribution Circuit | 1 | 25 | 2021-01-25 | 1223243 | Sus | N | EquipmentFailureInvolved¦Overhead¦ConductorOverhead¦Brokenwireonground
21-0014840 | Vegetation | Tree - fell into line | Conductor, Overhead | On Ground | 2021 | Tier 2 - Elevated | Distribution Circuit | 1 | 26 | 2021-01-26 | 1226654 | Sus | N | Vegetation¦Treefellintoline¦ConductorOverhead¦OnGround
21-0016370 | Unknown Cause | Patrol - found nothing |  |  | 2021 | Tier 3 - Extreme | Distribution Circuit | 1 | 27 | 2021-01-27 | 1235100 | Sus | N | UnknownCause¦Patrolfoundnothing¦¦
21-0016591 | Vegetation | Tree - branch fell on line | Conductor, Overhead | Normal | 2021 | Tier 3 - Extreme | Distribution Circuit | 1 | 27 | 2021-01-27 | 1234874 | Sus | N | Vegetation¦Treebranchfellonline¦ConductorOverhead¦Normal
21-0017092 | Vegetation | Tree - branch fell on line | Conductor, Overhead | Broken, wire on ground | 2021 | Tier 2 - Elevated | Distribution Circuit | 1 | 26 | 2021-01-26 | 1231012 | Sus | N | Vegetation¦Treebranchfellonline¦ConductorOverhead¦Brokenwireonground
21-0017737 | Vegetation | Tree - branch fell on line | Conductor, Overhead | Normal | 2021 | Tier 2 - Elevated | Distribution Circuit | 1 | 28 | 2021-01-28 | 1240041 | Sus | N | Vegetation¦Treebranchfellonline¦ConductorOverhead¦Normal
21-0017859 | Vegetation | Tree - fell into line | Conductor, Overhead | Broken, wire on ground | 2021 | Tier 2 - Elevated | Distribution Circuit | 1 | 28 | 2021-01-28 | 1240385 | Sus | N | Vegetation¦Treefellintoline¦ConductorOverhead¦Brokenwireonground
21-0020610 | Unknown Cause | Patrol - found nothing |  |  | 2021 | Tier 2 - Elevated | Distribution Circuit | 2 | 1 | 2021-02-01 | 1245524 | Sus | N | UnknownCause¦Patrolfoundnothing¦¦
21-0021922 | Equipment Failure/Involved | Overhead | Transformer (OH) | Failed/Faulted | 2021 | Tier 3 - Extreme | Transformer only | 2 | 4 | 2021-02-04 | 1248010 | Sus | N | EquipmentFailureInvolved¦Overhead¦Transformer(OH)¦FailedFaulted
21-0021997 | Animal | Squirrel | Fuse | Broken | 2021 | Tier 2 - Elevated | Transformer only | 2 | 4 | 2021-02-04 | 1248043 | Sus | N | Animal¦Squirrel¦Fuse¦Broken
21-0029436 | Equipment Failure/Involved | Overhead | Crossarm, Wood | Broken, wire on object | 2021 | Tier 2 - Elevated | Distribution Circuit | 2 | 25 | 2021-02-25 | 1262075 | Sus | N | EquipmentFailureInvolved¦Overhead¦CrossarmWood¦Brokenwireonobject
21-0030341 | 3rd Party | Tree - cutting, 3rd party | Conductor, Overhead | Broken, wire on ground | 2021 | Tier 2 - Elevated | Distribution Circuit | 2 | 27 | 2021-02-27 | 1263518 | Sus | N | 3rdParty¦Treecutting3rdparty¦ConductorOverhead¦Brokenwireonground
21-0030350 | Equipment Failure/Involved | Overhead | Transformer (OH) | Failed/Faulted | 2021 | Tier 2 - Elevated | Transformer only | 2 | 27 | 2021-02-27 | 1263709 | Sus | N | EquipmentFailureInvolved¦Overhead¦Transformer(OH)¦FailedFaulted
21-0035216 | Unknown Cause | Patrol - found nothing |  |  | 2021 | Tier 3 - Extreme | Distribution Circuit | 3 | 11 | 2021-03-11 | 1278375 | Sus | N | UnknownCause¦Patrolfoundnothing¦¦
21-0049746 | Unknown Cause | Patrol - found nothing |  |  | 2021 | Tier 2 - Elevated | Distribution Circuit | 4 | 16 | 2021-04-16 | 1319922 | Sus | N | UnknownCause¦Patrolfoundnothing¦¦
21-0049917 | Vegetation | Tree - fell into line | Conductor, Overhead | Normal | 2021 | Tier 2 - Elevated | Transformer only | 4 | 17 | 2021-04-17 | 1321055 | Sus | N | Vegetation¦Treefellintoline¦ConductorOverhead¦Normal
21-0055936 | Unknown Cause | Patrol - found nothing |  |  | 2021 | Tier 2 - Elevated | Distribution Circuit | 5 | 2 | 2021-05-02 | 1339378 | Sus | Y | UnknownCause¦Patrolfoundnothing¦¦
21-0060213 | Equipment Failure/Involved | Overhead | Crossarm, Wood | Deteriorated | 2021 | Tier 2 - Elevated | Distribution Circuit | 5 | 12 | 2021-05-12 | 1346921 | Sus | Y | EquipmentFailureInvolved¦Overhead¦CrossarmWood¦Deteriorated
21-0062413 | 3rd Party | Customer Equipment | Transformer (OH) | Failed/Faulted | 2021 | Tier 2 - Elevated | Transformer only | 5 | 17 | 2021-05-17 | 1351736 | Sus | Y | 3rdParty¦CustomerEquipment¦Transformer(OH)¦FailedFaulted
21-0070729 | Unknown Cause | Patrol - found nothing |  |  | 2021 | Tier 2 - Elevated | Distribution Circuit | 6 | 7 | 2021-06-07 | 1367185 | Sus | Y | UnknownCause¦Patrolfoundnothing¦¦
21-0080339 | Animal | Squirrel | Fuse | Normal | 2021 | Tier 2 - Elevated | Distribution Circuit | 6 | 26 | 2021-06-26 | 1385829 | Sus | Y | Animal¦Squirrel¦Fuse¦Normal
21-0087479 | Equipment Failure/Involved | Overhead | Conductor, Overhead | Normal | 2021 | Tier 3 - Extreme | Distribution Circuit | 7 | 10 | 2021-07-10 | 1398198 | Sus | Y | EquipmentFailureInvolved¦Overhead¦ConductorOverhead¦Normal
21-0091822 | Equipment Failure/Involved | Overhead | Insulator | Broken | 2021 | Tier 2 - Elevated | Distribution Circuit | 7 | 19 | 2021-07-19 | 1408038 | Sus | Y | EquipmentFailureInvolved¦Overhead¦Insulator¦Broken
21-0096247 | Equipment Failure/Involved | Overhead | Transformer (OH) | Leaking | 2021 | Tier 2 - Elevated | Transformer only | 7 | 28 | 2021-07-28 | 1417656 | Sus | Y | EquipmentFailureInvolved¦Overhead¦Transformer(OH)¦Leaking
21-0096421 | Unknown Cause | Patrol - found nothing |  |  | 2021 | Tier 3 - Extreme | Distribution Circuit | 7 | 28 | 2021-07-28 | 1417924 | Sus | Y | UnknownCause¦Patrolfoundnothing¦¦
21-0097001 | Equipment Failure/Involved | Overhead | Pole-Wood | Deteriorated | 2021 | Tier 2 - Elevated | Distribution Circuit | 7 | 29 | 2021-07-29 | 1420160 | Sus | Y | EquipmentFailureInvolved¦Overhead¦PoleWood¦Deteriorated
21-0097713 | Unknown Cause | Patrol - not conducted |  |  | 2021 | Tier 2 - Elevated | Distribution Circuit | 7 | 30 | 2021-07-30 | 1423802 | Sus | Y | UnknownCause¦Patrolnotconducted¦¦
21-0108643 | Vegetation | Tree - fell into line | Conductor, Overhead | Broken, wire on ground | 2021 | Tier 2 - Elevated | Distribution Circuit | 8 | 24 | 2021-08-24 | 1451640 | Sus | Y | Vegetation¦Treefellintoline¦ConductorOverhead¦Brokenwireonground
21-0112881 | Unknown Cause | Patrol - found nothing |  |  | 2021 | Tier 2 - Elevated | Distribution Circuit | 9 | 2 | 2021-09-02 | 1461175 | Sus | Y | UnknownCause¦Patrolfoundnothing¦¦
21-0120100 | Equipment Failure/Involved | Overhead | Pole-Wood | Deteriorated | 2021 | Tier 3 - Extreme | Transformer only | 9 | 20 | 2021-09-20 | 1476620 | Sus | Y | EquipmentFailureInvolved¦Overhead¦PoleWood¦Deteriorated
21-0120883 | Equipment Failure/Involved | Overhead | Pole-Wood | Deteriorated | 2021 | Tier 2 - Elevated | Distribution Circuit | 9 | 22 | 2021-09-22 | 1477935 | Sus | Y | EquipmentFailureInvolved¦Overhead¦PoleWood¦Deteriorated
21-0121887 | Vegetation | Tree - grew into line | Secondary | Normal | 2021 | Tier 3 - Extreme | Transformer only | 9 | 24 | 2021-09-24 | 1479426 | Sus | Y | Vegetation¦Treegrewintoline¦Secondary¦Normal
21-0123869 | 3rd Party | Dig in, 3rd party | Customer Equipment | Broken | 2021 | Tier 3 - Extreme | Distribution Circuit | 9 | 29 | 2021-09-29 | 1483440 | Sus | Y | 3rdParty¦Digin3rdparty¦CustomerEquipment¦Broken
21-0124223 | Equipment Failure/Involved | Overhead | Pole-Wood | Deteriorated | 2021 | Tier 2 - Elevated | Transformer only | 9 | 30 | 2021-09-30 | 1484041 | Sus | Y | EquipmentFailureInvolved¦Overhead¦PoleWood¦Deteriorated
21-0126912 | 3rd Party | Vehicle | Pole-Wood | Broken | 2021 | Tier 3 - Extreme | Distribution Circuit | 10 | 6 | 2021-10-06 | 1489102 | Sus | Y | 3rdParty¦Vehicle¦PoleWood¦Broken
21-0132042 | 3rd Party | Vehicle | Pole-Wood | Broken, wire on object | 2021 | Tier 2 - Elevated | Distribution Circuit | 10 | 17 | 2021-10-17 | 1499586 | Sus | Y | 3rdParty¦Vehicle¦PoleWood¦Brokenwireonobject
21-0136028 | Vegetation | Tree - fell into line | Conductor, Overhead | Broken, wire on ground | 2021 | Tier 3 - Extreme | Distribution Circuit | 10 | 24 | 2021-10-24 | 1509231 | Sus | Y | Vegetation¦Treefellintoline¦ConductorOverhead¦Brokenwireonground
21-0136516 | Vegetation | Tree - fell into line | Conductor, Overhead | Together | 2021 | Tier 2 - Elevated | Distribution Circuit | 10 | 24 | 2021-10-24 | 1514501 | Sus | Y | Vegetation¦Treefellintoline¦ConductorOverhead¦Together
21-0138556 | Vegetation | Tree - branch fell on line | Other | Normal | 2021 | Tier 3 - Extreme | Distribution Circuit | 10 | 27 | 2021-10-27 | 1522540 | Sus | Y | Vegetation¦Treebranchfellonline¦Other¦Normal
21-0140069 | Unknown Cause | Patrol - found nothing |  |  | 2021 | Tier 2 - Elevated | Distribution Circuit | 10 | 29 | 2021-10-29 | 1525519 | Sus | Y | UnknownCause¦Patrolfoundnothing¦¦
21-0141468 | Vegetation | Tree - fell into line | Conductor, Overhead | Broken, wire on ground | 2021 | Tier 2 - Elevated | Distribution Circuit | 11 | 2 | 2021-11-02 | 1532040 | Sus | Y | Vegetation¦Treefellintoline¦ConductorOverhead¦Brokenwireonground
21-0146937 | Unknown Cause | Patrol - found nothing |  |  | 2021 | Tier 3 - Extreme | Transformer only | 11 | 17 | 2021-11-17 | 1547443 | Sus | Y | UnknownCause¦Patrolfoundnothing¦¦
21-0152317 | Animal | Bird found | Conductor, Overhead | Normal | 2021 | Tier 2 - Elevated | Distribution Circuit | 11 | 28 | 2021-11-28 | 1555293 | Sus | Y | Animal¦Birdfound¦ConductorOverhead¦Normal
21-0156399 | Equipment Failure/Involved | Overhead | Connector or Splice (OH) | Burned Open | 2021 | Tier 2 - Elevated | Distribution Circuit | 12 | 9 | 2021-12-09 | 1563172 | Sus | N | EquipmentFailureInvolved¦Overhead¦ConnectororSplice(OH)¦BurnedOpen
21-0157327 | Equipment Failure/Involved | Overhead | Secondary | Broken | 2021 | Tier 2 - Elevated | Transformer only | 12 | 13 | 2021-12-13 | 1567346 | Sus | N | EquipmentFailureInvolved¦Overhead¦Secondary¦Broken
21-0158097 | Vegetation | Tree - fell into line | Conductor, Overhead | Broken, wire on ground | 2021 | Tier 2 - Elevated | Distribution Circuit | 12 | 13 | 2021-12-13 | 1571434 | Sus | N | Vegetation¦Treefellintoline¦ConductorOverhead¦Brokenwireonground
21-0158200 | Vegetation | Tree - fell into line | Conductor, Overhead | Broken, wire on ground | 2021 | Tier 3 - Extreme | Distribution Circuit | 12 | 14 | 2021-12-14 | 1570827 | Sus | N | Vegetation¦Treefellintoline¦ConductorOverhead¦Brokenwireonground
21-0158920 | Vegetation | Tree - fell into line | Conductor, Overhead | Normal | 2021 | Tier 3 - Extreme | Distribution Circuit | 12 | 16 | 2021-12-16 | 1574176 | Sus | N | Vegetation¦Treefellintoline¦ConductorOverhead¦Normal
21-0160793 | Vegetation | Tree - fell into line | Conductor, Overhead | Normal | 2021 | Tier 2 - Elevated | Distribution Circuit | 12 | 26 | 2021-12-26 | 1582680 | Sus | N | Vegetation¦Treefellintoline¦ConductorOverhead¦Normal
21-0160834 | Vegetation | Tree - fell into line | Crossarm, Wood | Broken | 2021 | Tier 2 - Elevated | Distribution Circuit | 12 | 26 | 2021-12-26 | 1582905 | Sus | N | Vegetation¦Treefellintoline¦CrossarmWood¦Broken
21-0160915 | Unknown Cause | Patrol - not conducted |  |  | 2021 | Tier 2 - Elevated | Transmission line | 12 | 27 | 2021-12-27 | 1583401 | Sus | N | UnknownCause¦Patrolnotconducted¦¦
21-0161465 | 3rd Party | Vehicle | Pole-Wood | Broken | 2021 | Tier 2 - Elevated | Distribution Circuit | 12 | 28 | 2021-12-28 | 1587641 | Sus | N | 3rdParty¦Vehicle¦PoleWood¦Broken
21-0161809 | Unknown Cause | Patrol - found nothing |  |  | 2021 | Tier 2 - Elevated | Distribution Circuit | 12 | 27 | 2021-12-27 | 1585904 | Sus | N | UnknownCause¦Patrolfoundnothing¦¦
21-0161873 | Vegetation | Tree - fell into line | Conductor, Overhead | Broken, wire on ground | 2021 | Tier 2 - Elevated | Distribution Circuit | 12 | 26 | 2021-12-26 | 1590031 | Sus | N | Vegetation¦Treefellintoline¦ConductorOverhead¦Brokenwireonground
22-0006172 | Equipment Failure/Involved | Overhead | Connector or Splice (OH) | Broken | 2021 | Tier 2 - Elevated | Distribution Circuit | 12 | 31 | 2021-12-31 | 1590484 | Sus | N | EquipmentFailureInvolved¦Overhead¦ConnectororSplice(OH)¦Broken
22-0008378 | Unknown Cause | Patrol - found nothing |  |  | 2022 | Tier 2 - Elevated | Distribution Circuit | 1 | 11 | 2022-01-11 | 1599851 | Sus | N | UnknownCause¦Patrolfoundnothing¦¦
22-0013025 | Vegetation | Tree - fell into line | Conductor, Overhead | Broken, wire on ground | 2022 | Tier 3 - Extreme | Distribution Circuit | 1 | 22 | 2022-01-22 | 1608893 | Sus | N | Vegetation¦Treefellintoline¦ConductorOverhead¦Brokenwireonground
22-0014665 | Equipment Failure/Involved | Overhead | Transformer | Broken | 2022 | Tier 3 - Extreme | Transformer only | 1 | 26 | 2022-01-26 | 1612807 | Sus | N | EquipmentFailureInvolved¦Overhead¦Transformer¦Broken
22-0039314 | Vegetation | Tree - fell into line | Conductor, Overhead | Normal | 2022 | Tier 3 - Extreme | Transformer only | 3 | 28 | 2022-03-28 | 1657709 | Sus | N | Vegetation¦Treefellintoline¦ConductorOverhead¦Normal
22-0045512 | 3rd Party | Vehicle | Pole-Wood | Broken | 2022 | Tier 2 - Elevated | Distribution Circuit | 4 | 11 | 2022-04-11 | 1668770 | Sus | N | 3rdParty¦Vehicle¦PoleWood¦Broken
22-0050529 | Vegetation | Tree - branch fell on line | Conductor, Overhead | Broken, wire on ground | 2022 | Tier 3 - Extreme | Distribution Circuit | 4 | 16 | 2022-04-16 | 1674409 | Sus | N | Vegetation¦Treebranchfellonline¦ConductorOverhead¦Brokenwireonground
22-0052885 | Unknown Cause | Patrol - found nothing |  |  | 2022 | Tier 2 - Elevated | Distribution Circuit | 4 | 21 | 2022-04-21 | 1678400 | Sus | N | UnknownCause¦Patrolfoundnothing¦¦
22-0063251 | Equipment Failure/Involved | Overhead | Pole-Wood | Broken | 2022 | Tier 3 - Extreme | Distribution Circuit | 5 | 18 | 2022-05-18 | 1699859 | Sus | Y | EquipmentFailureInvolved¦Overhead¦PoleWood¦Broken
22-0068854 | Unknown Cause | Patrol - found nothing |  |  | 2022 | Tier 2 - Elevated | Distribution Circuit | 6 | 1 | 2022-06-01 | 1715638 | Sus | Y | UnknownCause¦Patrolfoundnothing¦¦
22-0070291 | Vegetation | Tree - fell into line | Conductor, Overhead | Normal | 2022 | Tier 3 - Extreme | Distribution Circuit | 6 | 5 | 2022-06-05 | 1719460 | Sus | Y | Vegetation¦Treefellintoline¦ConductorOverhead¦Normal
22-0079416 | 3rd Party | Vehicle | Pole-Wood | Broken | 2022 | Tier 2 - Elevated | Distribution Circuit | 6 | 28 | 2022-06-28 | 1744283 | Sus | Y | 3rdParty¦Vehicle¦PoleWood¦Broken
22-0084505 | Equipment Failure/Involved | Underground | Transformer (UG) | Leaking | 2022 | Tier 3 - Extreme | Distribution Circuit | 7 | 12 | 2022-07-12 | 1754739 | Sus | Y | EquipmentFailureInvolved¦Underground¦Transformer(UG)¦Leaking
22-0084541 | 3rd Party | Contact with High Voltage, 3rd party | Pole-Wood | Broken, wire on ground | 2022 | Tier 2 - Elevated | Distribution Circuit | 7 | 12 | 2022-07-12 | 1754884 | Sus | Y | 3rdParty¦ContactwithHighVoltage3rdparty¦PoleWood¦Brokenwireonground
22-0092549 | Vegetation | Tree - branch fell on line | Service conductor | Normal | 2022 | Tier 2 - Elevated | Transformer only | 8 | 2 | 2022-08-02 | 1771056 | Sus | Y | Vegetation¦Treebranchfellonline¦Serviceconductor¦Normal
22-0093307 | Unknown Cause | Patrol - found nothing |  |  | 2022 | Tier 3 - Extreme | Distribution Circuit | 8 | 3 | 2022-08-03 | 1772276 | Sus | Y | UnknownCause¦Patrolfoundnothing¦¦
22-0093478 | Animal | Squirrel | Lightning Arrestor | Normal | 2022 | Tier 2 - Elevated | Distribution Circuit | 8 | 4 | 2022-08-04 | 1772750 | Sus | Y | Animal¦Squirrel¦LightningArrestor¦Normal
22-0093876 | Unknown Cause | Patrol - found nothing |  |  | 2022 | Tier 2 - Elevated | Distribution Circuit | 8 | 4 | 2022-08-04 | 1773391 | Sus | Y | UnknownCause¦Patrolfoundnothing¦¦
22-0093935 | 3rd Party | Tree - cutting, 3rd party | Conductor, Overhead | Together | 2022 | Tier 2 - Elevated | Distribution Circuit | 8 | 4 | 2022-08-04 | 1773567 | Sus | Y | 3rdParty¦Treecutting3rdparty¦ConductorOverhead¦Together
22-0096620 | Equipment Failure/Involved | Overhead | Transformer (OH) | Leaking | 2022 | Tier 3 - Extreme | Transformer only | 8 | 11 | 2022-08-11 | 1779115 | Sus | Y | EquipmentFailureInvolved¦Overhead¦Transformer(OH)¦Leaking
22-0101167 | Vegetation | Tree - fell into line | Conductor, Overhead | Together | 2022 | Tier 2 - Elevated | Distribution Circuit | 8 | 24 | 2022-08-24 | 1788684 | Sus | Y | Vegetation¦Treefellintoline¦ConductorOverhead¦Together
22-0103297 | Equipment Failure/Involved | Substation | Transformer | Failed/Faulted | 2022 | Tier 3 - Extreme | Transformer only | 8 | 29 | 2022-08-29 | 1794306 | Sus | Y | EquipmentFailureInvolved¦Substation¦Transformer¦FailedFaulted
22-0105412 | Vegetation | Tree - fell into line | Transformer (UG) | Broken, wire on ground | 2022 | Tier 3 - Extreme | Transformer only | 9 | 2 | 2022-09-02 | 1798012 | Sus | Y | Vegetation¦Treefellintoline¦Transformer(UG)¦Brokenwireonground
22-0122677 | Unknown Cause | Patrol - found nothing |  |  | 2022 | Tier 2 - Elevated | Distribution Circuit | 10 | 19 | 2022-10-19 | 1840176 | Sus | Y | UnknownCause¦Patrolfoundnothing¦¦
22-0123369 | Company Initiated | Personnel, company | Recloser | Normal | 2022 | Tier 2 - Elevated | Distribution Circuit | 10 | 20 | 2022-10-20 | 1841591 | Sus | Y | CompanyInitiated¦Personnelcompany¦Recloser¦Normal
22-0129262 | Vegetation | Tree - fell into line | Conductor, Overhead | Normal | 2022 | Tier 3 - Extreme | Distribution Circuit | 11 | 8 | 2022-11-08 | 1857734 | Sus | Y | Vegetation¦Treefellintoline¦ConductorOverhead¦Normal
22-0134540 | Unknown Cause | Patrol - found nothing |  |  | 2022 | Tier 3 - Extreme | Transformer only | 11 | 28 | 2022-11-28 | 1870498 | Sus | Y | UnknownCause¦Patrolfoundnothing¦¦
22-0138592 | Vegetation | Tree - fell into line | Conductor, Overhead | Normal | 2022 | Tier 3 - Extreme | Distribution Circuit | 12 | 10 | 2022-12-10 | 1883482 | Sus | N | Vegetation¦Treefellintoline¦ConductorOverhead¦Normal
22-0139055 | Vegetation | Tree - branch fell on line | Cutout, fuse holder | Normal | 2022 | Tier 3 - Extreme | Distribution Circuit | 12 | 11 | 2022-12-11 | 1886115 | Sus | N | Vegetation¦Treebranchfellonline¦Cutoutfuseholder¦Normal
22-0141592 | Vegetation | Tree - fell into line | Conductor, Overhead | Broken, wire on ground | 2022 | Tier 2 - Elevated | Distribution Circuit | 12 | 27 | 2022-12-27 | 1898685 | Sus | N | Vegetation¦Treefellintoline¦ConductorOverhead¦Brokenwireonground
22-0141615 | Unknown Cause | Patrol - found nothing |  |  | 2022 | Tier 3 - Extreme | Transformer only | 12 | 27 | 2022-12-27 | 1898759 | Sus | N | UnknownCause¦Patrolfoundnothing¦¦
22-0142448 | Vegetation | Tree - fell into line | Conductor, Overhead | Broken, wire on ground | 2022 | Tier 3 - Extreme | Distribution Circuit | 12 | 31 | 2022-12-31 | 1902898 | Sus | N | Vegetation¦Treefellintoline¦ConductorOverhead¦Brokenwireonground
22-0142499 | Vegetation | Tree - fell into line | Conductor, Overhead | Broken, wire on ground | 2022 | Tier 2 - Elevated | Distribution Circuit | 12 | 31 | 2022-12-31 | 1903222 | Sus | N | Vegetation¦Treefellintoline¦ConductorOverhead¦Brokenwireonground
15-0024096 | Vegetation | Tree - branch fell on line | Conductor, Overhead | Broken, wire on ground | 2015 | Tier 2 - Elevated | Distribution Circuit | 4 | 3 | 2015-04-03 | 1212170 | Sus | N | Vegetation¦Treebranchfellonline¦ConductorOverhead¦Brokenwireonground
15-0032369 | Unknown Cause | Patrol - found nothing |  |  | 2015 | Tier 2 - Elevated | Distribution Circuit | 5 | 7 | 2015-05-07 | 1230301 | Sus | Y | UnknownCause¦Patrolfoundnothing¦¦
15-0033757 | Vegetation | Tree - fell into line | Conductor, Overhead | Normal | 2015 | Tier 3 - Extreme | Distribution Circuit | 5 | 13 | 2015-05-13 | 1233592 | Sus | Y | Vegetation¦Treefellintoline¦ConductorOverhead¦Normal
15-0038307 | Equipment Failure/Involved | Overhead | Secondary | Broken | 2015 | Tier 2 - Elevated | Transformer only | 6 | 4 | 2015-06-04 | 1243371 | Sus | Y | EquipmentFailureInvolved¦Overhead¦Secondary¦Broken
15-0038801 | Equipment Failure/Involved | Overhead | Transformer (OH) | Leaking | 2015 | Tier 2 - Elevated | Transformer only | 6 | 5 | 2015-06-05 | 1244158 | Sus | Y | EquipmentFailureInvolved¦Overhead¦Transformer(OH)¦Leaking
15-0039663 | Unknown Cause | Patrol - found nothing |  |  | 2015 | Tier 3 - Extreme | Distribution Circuit | 6 | 9 | 2015-06-09 | 1247255 | Sus | Y | UnknownCause¦Patrolfoundnothing¦¦
15-0042140 | Unknown Cause | Patrol - found nothing |  |  | 2015 | Tier 3 - Extreme | Distribution Circuit | 6 | 19 | 2015-06-19 | 1253336 | Sus | Y | UnknownCause¦Patrolfoundnothing¦¦
15-0042242 | 3rd Party | Vehicle | Pole-Wood | Broken | 2015 | Tier 2 - Elevated | Distribution Circuit | 6 | 20 | 2015-06-20 | 1253599 | Sus | Y | 3rdParty¦Vehicle¦PoleWood¦Broken
15-0045294 | Equipment Failure/Involved | Overhead | Crossarm, Wood | Deteriorated | 2015 | Tier 2 - Elevated | Distribution Circuit | 7 | 3 | 2015-07-03 | 1262335 | Sus | Y | EquipmentFailureInvolved¦Overhead¦CrossarmWood¦Deteriorated
15-0046169 | Unknown Cause | Patrol - found nothing |  |  | 2015 | Tier 2 - Elevated | Distribution Circuit | 7 | 7 | 2015-07-07 | 1264606 | Sus | Y | UnknownCause¦Patrolfoundnothing¦¦
15-0046729 | Vegetation | Tree - fell into line | Pole-Wood | Broken, wire on ground | 2015 | Tier 2 - Elevated | Distribution Circuit | 7 | 10 | 2015-07-10 | 1266004 | Sus | Y | Vegetation¦Treefellintoline¦PoleWood¦Brokenwireonground
15-0049378 | Environmental/External | Lightning | Transformer (OH) | Failed/Faulted | 2015 | Tier 2 - Elevated | Transformer only | 7 | 20 | 2015-07-20 | 1274346 | Sus | Y | EnvironmentalExternal¦Lightning¦Transformer(OH)¦FailedFaulted
15-0053419 | Unknown Cause | Patrol - found nothing |  |  | 2015 | Tier 2 - Elevated | Distribution Circuit | 8 | 7 | 2015-08-07 | 1284155 | Sus | Y | UnknownCause¦Patrolfoundnothing¦¦
15-0058469 | Unknown Cause | Patrol - found nothing |  |  | 2015 | Tier 2 - Elevated | Distribution Circuit | 8 | 31 | 2015-08-31 | 1297800 | Sus | Y | UnknownCause¦Patrolfoundnothing¦¦
15-0059590 | Equipment Failure/Involved | Overhead |  | Failed/Faulted | 2015 | Tier 2 - Elevated | Transformer only | 9 | 6 | 2015-09-06 | 1300911 | Sus | Y | EquipmentFailureInvolved¦Overhead¦¦FailedFaulted
15-0060284 | Environmental/External | Fire, Forest/Grass | Pole-Wood | Burned/flashed | 2015 | Tier 2 - Elevated | Transmission line | 9 | 9 | 2015-09-09 | 1302827 | Sus | Y | EnvironmentalExternal¦FireForestGrass¦PoleWood¦Burnedflashed
15-0062022 | Environmental/External | Fire, Forest/Grass | Pole-Wood | Burned/flashed | 2015 | Tier 3 - Extreme | Distribution Circuit | 9 | 12 | 2015-09-12 | 1307834 | Sus | Y | EnvironmentalExternal¦FireForestGrass¦PoleWood¦Burnedflashed
15-0062134 | Vegetation | Tree - fell into line | Conductor, Overhead | Normal | 2015 | Tier 3 - Extreme | Distribution Circuit | 9 | 18 | 2015-09-18 | 1308025 | Sus | Y | Vegetation¦Treefellintoline¦ConductorOverhead¦Normal
15-0066934 | Vegetation | Tree - fell into line | Conductor, Overhead | On Ground | 2015 | Tier 2 - Elevated | Distribution Circuit | 9 | 30 | 2015-09-30 | 1314445 | Sus | Y | Vegetation¦Treefellintoline¦ConductorOverhead¦OnGround
15-0067855 | Vegetation | Tree - branch fell on line | Conductor, Overhead | Normal | 2015 | Tier 3 - Extreme | Distribution Circuit | 10 | 4 | 2015-10-04 | 1316865 | Sus | Y | Vegetation¦Treebranchfellonline¦ConductorOverhead¦Normal
15-0068776 | Equipment Failure/Involved | Overhead | Transformer (OH) | Deteriorated | 2015 | Tier 2 - Elevated | Transformer only | 10 | 7 | 2015-10-07 | 1318407 | Sus | Y | EquipmentFailureInvolved¦Overhead¦Transformer(OH)¦Deteriorated
15-0071317 | Environmental/External | Lightning | Transformer (OH) | Failed/Faulted | 2015 | Tier 2 - Elevated | Transformer only | 10 | 17 | 2015-10-17 | 1324351 | Sus | Y | EnvironmentalExternal¦Lightning¦Transformer(OH)¦FailedFaulted
15-0071324 | Environmental/External | Lightning | Transformer (UG) | Failed/Faulted | 2015 | Tier 2 - Elevated | Distribution Circuit | 10 | 17 | 2015-10-17 | 1324108 | Sus | Y | EnvironmentalExternal¦Lightning¦Transformer(UG)¦FailedFaulted
15-0071549 | Unknown Cause | Patrol - found nothing |  |  | 2015 | Tier 3 - Extreme | Distribution Circuit | 10 | 18 | 2015-10-18 | 1325499 | Sus | Y | UnknownCause¦Patrolfoundnothing¦¦
15-0072238 | Unknown Cause | Patrol - found nothing |  |  | 2015 | Tier 3 - Extreme | Distribution Circuit | 10 | 20 | 2015-10-20 | 1326788 | Sus | Y | UnknownCause¦Patrolfoundnothing¦¦
15-0073992 | Equipment Failure/Involved | Overhead | Crossarm, Wood | Broken, wire on ground | 2015 | Tier 2 - Elevated | Distribution Circuit | 10 | 29 | 2015-10-29 | 1330817 | Sus | Y | EquipmentFailureInvolved¦Overhead¦CrossarmWood¦Brokenwireonground
15-0082631 | Vegetation | Tree - branch fell on line | Fuse | Normal | 2015 | Tier 2 - Elevated | Distribution Circuit | 12 | 3 | 2015-12-03 | 1353309 | Sus | N | Vegetation¦Treebranchfellonline¦Fuse¦Normal
15-0083014 | Vegetation | Tree - fell into line | Crossarm, Wood | Broken, wire on object | 2015 | Tier 2 - Elevated | Distribution Circuit | 12 | 6 | 2015-12-06 | 1354555 | Sus | N | Vegetation¦Treefellintoline¦CrossarmWood¦Brokenwireonobject
15-0085251 | Unknown Cause | Patrol - found nothing |  |  | 2015 | Tier 3 - Extreme | Transformer only | 12 | 14 | 2015-12-14 | 1363281 | Sus | N | UnknownCause¦Patrolfoundnothing¦¦
15-0086040 | Unknown Cause | Patrol - not conducted |  |  | 2015 | Tier 2 - Elevated | Distribution Circuit | 12 | 18 | 2015-12-18 | 1365953 | Sus | N | UnknownCause¦Patrolnotconducted¦¦
15-0086843 | Vegetation | Tree - fell into line | Conductor, Overhead | Broken, wire on ground | 2015 | Tier 3 - Extreme | Distribution Circuit | 12 | 22 | 2015-12-22 | 1368896 | Sus | N | Vegetation¦Treefellintoline¦ConductorOverhead¦Brokenwireonground
15-0087287 | Equipment Failure/Involved | Electrical Overload |  | Failed/Faulted | 2015 | Tier 2 - Elevated | Transformer only | 12 | 25 | 2015-12-25 | 1371685 | Sus | N | EquipmentFailureInvolved¦ElectricalOverload¦¦FailedFaulted
16-0005983 | Vegetation | Tree - fell into line | Conductor, Overhead | Normal | 2016 | Tier 3 - Extreme | Distribution Circuit | 1 | 17 | 2016-01-17 | 1385782 | Sus | N | Vegetation¦Treefellintoline¦ConductorOverhead¦Normal
16-0008725 | Equipment Failure/Involved | Overhead | Lightning Arrestor | Failed/Faulted | 2016 | Tier 2 - Elevated | Distribution Circuit | 1 | 27 | 2016-01-27 | 1393004 | Sus | N | EquipmentFailureInvolved¦Overhead¦LightningArrestor¦FailedFaulted
16-0010316 | Equipment Failure/Involved | Overhead | Cutout, fuse holder | Broken | 2016 | Tier 3 - Extreme | Distribution Circuit | 2 | 3 | 2016-02-03 | 1397579 | Sus | N | EquipmentFailureInvolved¦Overhead¦Cutoutfuseholder¦Broken
16-0011565 | Vegetation | Tree - branch fell on line | Conductor, Overhead | On Ground | 2016 | Tier 3 - Extreme | Distribution Circuit | 2 | 9 | 2016-02-09 | 1400784 | Sus | N | Vegetation¦Treebranchfellonline¦ConductorOverhead¦OnGround
16-0018033 | Vegetation | Tree - fell into line | Conductor, Overhead | Broken, wire on ground | 2016 | Tier 2 - Elevated | Distribution Circuit | 3 | 5 | 2016-03-05 | 1417392 | Sus | N | Vegetation¦Treefellintoline¦ConductorOverhead¦Brokenwireonground
16-0018152 | Vegetation | Tree - fell into line | Conductor, Overhead | On Ground | 2016 | Tier 3 - Extreme | Distribution Circuit | 3 | 5 | 2016-03-05 | 1418159 | Sus | N | Vegetation¦Treefellintoline¦ConductorOverhead¦OnGround
16-0018237 | Equipment Failure/Involved | Overhead | Conductor, Overhead | Broken, wire on ground | 2016 | Tier 3 - Extreme | Distribution Circuit | 3 | 5 | 2016-03-05 | 1421101 | Sus | N | EquipmentFailureInvolved¦Overhead¦ConductorOverhead¦Brokenwireonground
16-0018361 | Unknown Cause | Patrol - found nothing |  |  | 2016 | Tier 2 - Elevated | Distribution Circuit | 3 | 5 | 2016-03-05 | 1419937 | Sus | N | UnknownCause¦Patrolfoundnothing¦¦
16-0018756 | Vegetation | Tree - fell into line | Transformer | Normal | 2016 | Tier 3 - Extreme | Transformer only | 3 | 7 | 2016-03-07 | 1423374 | Sus | N | Vegetation¦Treefellintoline¦Transformer¦Normal
16-0020424 | Unknown Cause | Patrol - not conducted |  |  | 2016 | Tier 2 - Elevated | Distribution Circuit | 3 | 11 | 2016-03-11 | 1427835 | Sus | N | UnknownCause¦Patrolnotconducted¦¦
16-0022757 | Equipment Failure/Involved | Overhead | Insulator | Broken | 2016 | Tier 2 - Elevated | Distribution Circuit | 3 | 20 | 2016-03-20 | 1434808 | Sus | N | EquipmentFailureInvolved¦Overhead¦Insulator¦Broken
16-0022890 | Equipment Failure/Involved | Underground | Transformer | Failed/Faulted | 2016 | Tier 2 - Elevated | Distribution Circuit | 3 | 21 | 2016-03-21 | 1435098 | Sus | N | EquipmentFailureInvolved¦Underground¦Transformer¦FailedFaulted
16-0029512 | 3rd Party | Vehicle | Other | Broken | 2016 | Tier 2 - Elevated | Distribution Circuit | 4 | 18 | 2016-04-18 | 1453283 | Sus | N | 3rdParty¦Vehicle¦Other¦Broken
16-0032211 | Environmental/External | Lightning | Transformer | Failed/Faulted | 2016 | Tier 2 - Elevated | Transformer only | 4 | 27 | 2016-04-27 | 1460581 | Sus | N | EnvironmentalExternal¦Lightning¦Transformer¦FailedFaulted
16-0036147 | Unknown Cause | Patrol - not conducted |  |  | 2016 | Tier 3 - Extreme | Transformer only | 5 | 15 | 2016-05-15 | 1470069 | Sus | Y | UnknownCause¦Patrolnotconducted¦¦
16-0037602 | Unknown Cause | Patrol - not conducted |  |  | 2016 | Tier 3 - Extreme | Distribution Circuit | 5 | 21 | 2016-05-21 | 1474401 | Sus | Y | UnknownCause¦Patrolnotconducted¦¦
16-0039018 | Equipment Failure/Involved | Overhead | Transformer (OH) | Failed/Faulted | 2016 | Tier 2 - Elevated | Transformer only | 5 | 27 | 2016-05-27 | 1478089 | Sus | Y | EquipmentFailureInvolved¦Overhead¦Transformer(OH)¦FailedFaulted
16-0042611 | Equipment Failure/Involved | Overhead | Transformer (OH) | Failed/Faulted | 2016 | Tier 2 - Elevated | Transformer only | 6 | 11 | 2016-06-11 | 1487266 | Sus | Y | EquipmentFailureInvolved¦Overhead¦Transformer(OH)¦FailedFaulted
16-0044342 | Equipment Failure/Involved | Overhead | Fuse | Failed/Faulted | 2016 | Tier 2 - Elevated | Distribution Circuit | 6 | 19 | 2016-06-19 | 1492346 | Sus | Y | EquipmentFailureInvolved¦Overhead¦Fuse¦FailedFaulted
16-0045084 | Vegetation | Tree - fell into line | Conductor, Overhead | Normal | 2016 | Tier 2 - Elevated | Distribution Circuit | 6 | 22 | 2016-06-22 | 1493975 | Sus | Y | Vegetation¦Treefellintoline¦ConductorOverhead¦Normal
16-0045615 | Animal | Squirrel |  | Failed/Faulted | 2016 | Tier 3 - Extreme | Transformer only | 6 | 24 | 2016-06-24 | 1495200 | Sus | Y | Animal¦Squirrel¦¦FailedFaulted
16-0048783 | Vegetation | Tree - bark fell into line | Conductor, Overhead | Normal | 2016 | Tier 2 - Elevated | Distribution Circuit | 7 | 9 | 2016-07-09 | 1503256 | Sus | Y | Vegetation¦Treebarkfellintoline¦ConductorOverhead¦Normal
16-0053958 | 3rd Party | Other | Fuse | Failed/Faulted | 2016 | Tier 2 - Elevated | Distribution Circuit | 7 | 31 | 2016-07-31 | 1519449 | Sus | Y | 3rdParty¦Other¦Fuse¦FailedFaulted
16-0067341 | Animal | Bird found |  | Failed/Faulted | 2016 | Tier 2 - Elevated | Transformer only | 9 | 25 | 2016-09-25 | 1547371 | Sus | Y | Animal¦Birdfound¦¦FailedFaulted
16-0071579 | Animal | Squirrel | Fuse | Failed/Faulted | 2016 | Tier 2 - Elevated | Distribution Circuit | 10 | 13 | 2016-10-13 | 1557349 | Sus | Y | Animal¦Squirrel¦Fuse¦FailedFaulted
16-0072567 | Vegetation | Tree - branch fell on line | Conductor, Overhead | Broken, wire on ground | 2016 | Tier 2 - Elevated | Distribution Circuit | 10 | 15 | 2016-10-15 | 1561330 | Sus | Y | Vegetation¦Treebranchfellonline¦ConductorOverhead¦Brokenwireonground
16-0072905 | Vegetation | Tree - fell into line | Conductor, Overhead | Broken, wire on ground | 2016 | Tier 3 - Extreme | Distribution Circuit | 10 | 16 | 2016-10-16 | 1562939 | Sus | Y | Vegetation¦Treefellintoline¦ConductorOverhead¦Brokenwireonground
16-0073125 | Vegetation | Tree - fell into line | Conductor, Overhead | Normal | 2016 | Tier 3 - Extreme | Distribution Circuit | 10 | 17 | 2016-10-17 | 1563938 | Sus | Y | Vegetation¦Treefellintoline¦ConductorOverhead¦Normal
16-0077347 | Equipment Failure/Involved | Overhead | Cutout, fuse holder | Broken | 2016 | Tier 2 - Elevated | Distribution Circuit | 11 | 1 | 2016-11-01 | 1574869 | Sus | Y | EquipmentFailureInvolved¦Overhead¦Cutoutfuseholder¦Broken
16-0085527 | Unknown Cause | Patrol - found nothing |  |  | 2016 | Tier 3 - Extreme | Distribution Circuit | 12 | 14 | 2016-12-14 | 1601630 | Sus | N | UnknownCause¦Patrolfoundnothing¦¦
16-0085812 | Unknown Cause | Patrol - not conducted |  |  | 2016 | Tier 3 - Extreme | Transformer only | 12 | 15 | 2016-12-15 | 1603369 | Sus | N | UnknownCause¦Patrolnotconducted¦¦
16-0086830 | Vegetation | Tree - fell into line | Conductor, Overhead | Normal | 2016 | Tier 2 - Elevated | Distribution Circuit | 12 | 23 | 2016-12-23 | 1609857 | Sus | N | Vegetation¦Treefellintoline¦ConductorOverhead¦Normal
16-0087420 | Equipment Failure/Involved | Overhead | Connector or Splice (OH) | Broken, wire on ground | 2016 | Tier 2 - Elevated | Distribution Circuit | 12 | 30 | 2016-12-30 | 1613525 | Sus | N | EquipmentFailureInvolved¦Overhead¦ConnectororSplice(OH)¦Brokenwireonground
17-0003481 | Vegetation | Tree - fell into line | Connector or Splice (OH) | Broken, wire on ground | 2017 | Tier 3 - Extreme | Distribution Circuit | 1 | 4 | 2017-01-04 | 1617584 | Sus | N | Vegetation¦Treefellintoline¦ConnectororSplice(OH)¦Brokenwireonground
17-0004610 | Unknown Cause | Patrol - found nothing |  |  | 2017 | Tier 2 - Elevated | Distribution Circuit | 1 | 7 | 2017-01-07 | 1620847 | Sus | N | UnknownCause¦Patrolfoundnothing¦¦
17-0004653 | Vegetation | Tree - fell into line | Conductor, Overhead | Broken, wire on ground | 2017 | Tier 2 - Elevated | Distribution Circuit | 1 | 7 | 2017-01-07 | 1621034 | Sus | N | Vegetation¦Treefellintoline¦ConductorOverhead¦Brokenwireonground
17-0005219 | Vegetation | Tree - fell into line | Conductor, Overhead | Broken | 2017 | Tier 2 - Elevated | Distribution Circuit | 1 | 8 | 2017-01-08 | 1625018 | Sus | N | Vegetation¦Treefellintoline¦ConductorOverhead¦Broken
17-0005237 | Vegetation | Tree - fell into line | Conductor, Overhead | Broken, wire on object | 2017 | Tier 2 - Elevated | Distribution Circuit | 1 | 8 | 2017-01-08 | 1625793 | Sus | N | Vegetation¦Treefellintoline¦ConductorOverhead¦Brokenwireonobject
17-0005278 | Equipment Failure/Involved | Overhead | Crossarm, Wood | Broken, wire on ground | 2017 | Tier 2 - Elevated | Distribution Circuit | 1 | 8 | 2017-01-08 | 1625979 | Sus | N | EquipmentFailureInvolved¦Overhead¦CrossarmWood¦Brokenwireonground
17-0005662 | Unknown Cause | Patrol - found nothing |  |  | 2017 | Tier 3 - Extreme | Distribution Circuit | 1 | 8 | 2017-01-08 | 1627574 | Sus | N | UnknownCause¦Patrolfoundnothing¦¦
17-0005675 | Vegetation | Tree - fell into line | Crossarm, Wood | Broken | 2017 | Tier 3 - Extreme | Distribution Circuit | 1 | 8 | 2017-01-08 | 1629146 | Sus | N | Vegetation¦Treefellintoline¦CrossarmWood¦Broken
17-0005834 | Vegetation | Tree - branch fell on line | Conductor, Overhead | Broken, wire on ground | 2017 | Tier 2 - Elevated | Distribution Circuit | 1 | 8 | 2017-01-08 | 1625160 | Sus | N | Vegetation¦Treebranchfellonline¦ConductorOverhead¦Brokenwireonground
17-0005992 | Equipment Failure/Involved | Overhead | Transformer (OH) | Broken | 2017 | Tier 2 - Elevated | Transformer only | 1 | 9 | 2017-01-09 | 1630727 | Sus | N | EquipmentFailureInvolved¦Overhead¦Transformer(OH)¦Broken
17-0006000 | Unknown Cause | Patrol - found nothing |  |  | 2017 | Tier 3 - Extreme | Distribution Circuit | 1 | 9 | 2017-01-09 | 1629918 | Sus | N | UnknownCause¦Patrolfoundnothing¦¦
17-0007826 | Equipment Failure/Involved | Overhead | Conductor, Overhead | Broken | 2017 | Tier 3 - Extreme | Distribution Circuit | 1 | 11 | 2017-01-11 | 1640252 | Sus | N | EquipmentFailureInvolved¦Overhead¦ConductorOverhead¦Broken
17-0012550 | Unknown Cause | Patrol - not conducted |  |  | 2017 | Tier 3 - Extreme | Distribution Circuit | 1 | 21 | 2017-01-21 | 1657669 | Sus | N | UnknownCause¦Patrolnotconducted¦¦
17-0012952 | Vegetation | Tree - fell into line | Conductor, Overhead | Broken, wire on ground | 2017 | Tier 2 - Elevated | Distribution Circuit | 1 | 22 | 2017-01-22 | 1659254 | Sus | N | Vegetation¦Treefellintoline¦ConductorOverhead¦Brokenwireonground
17-0013860 | Unknown Cause | Patrol - found nothing |  |  | 2017 | Tier 2 - Elevated | Distribution Circuit | 1 | 23 | 2017-01-23 | 1664131 | Sus | N | UnknownCause¦Patrolfoundnothing¦¦
17-0015786 | Unknown Cause | Patrol - not conducted |  |  | 2017 | Tier 2 - Elevated | Distribution Circuit | 1 | 28 | 2017-01-28 | 1669293 | Sus | N | UnknownCause¦Patrolnotconducted¦¦
17-0016451 | Equipment Failure/Involved | Overhead | Transformer | Failed/Faulted | 2017 | Tier 2 - Elevated | Transformer only | 1 | 31 | 2017-01-31 | 1671545 | Sus | N | EquipmentFailureInvolved¦Overhead¦Transformer¦FailedFaulted
17-0018623 | Vegetation | Tree - fell into line | Conductor, Overhead | Broken, wire on ground | 2017 | Tier 3 - Extreme | Distribution Circuit | 2 | 7 | 2017-02-07 | 1680149 | Sus | N | Vegetation¦Treefellintoline¦ConductorOverhead¦Brokenwireonground
17-0019720 | Unknown Cause | Patrol - not conducted |  |  | 2017 | Tier 2 - Elevated | Distribution Circuit | 2 | 9 | 2017-02-09 | 1684370 | Sus | N | UnknownCause¦Patrolnotconducted¦¦
17-0020313 | Equipment Failure/Involved | Overhead | Pole-Wood | Burned/flashed | 2017 | Tier 2 - Elevated | Distribution Circuit | 2 | 11 | 2017-02-11 | 1686062 | Sus | N | EquipmentFailureInvolved¦Overhead¦PoleWood¦Burnedflashed
17-0022660 | Vegetation | Tree - fell into line | Conductor, Overhead | Broken, wire on ground | 2017 | Tier 2 - Elevated | Distribution Circuit | 2 | 17 | 2017-02-17 | 1692398 | Sus | N | Vegetation¦Treefellintoline¦ConductorOverhead¦Brokenwireonground
17-0023847 | Environmental/External | Flood/Erosion | Conductor, Overhead | Broken, wire on ground | 2017 | Tier 3 - Extreme | Distribution Circuit | 2 | 17 | 2017-02-17 | 1703506 | Sus | N | EnvironmentalExternal¦FloodErosion¦ConductorOverhead¦Brokenwireonground
17-0024939 | Vegetation | Tree - fell into line | Conductor, Overhead | Normal | 2017 | Tier 2 - Elevated | Distribution Circuit | 2 | 20 | 2017-02-20 | 1706148 | Sus | N | Vegetation¦Treefellintoline¦ConductorOverhead¦Normal
17-0026016 | 3rd Party | Vehicle | Cutout, fuse holder | Broken | 2017 | Tier 3 - Extreme | Distribution Circuit | 2 | 23 | 2017-02-23 | 1712089 | Sus | N | 3rdParty¦Vehicle¦Cutoutfuseholder¦Broken
17-0026067 | Equipment Failure/Involved | Overhead | Connector or Splice (OH) | Burned Open | 2017 | Tier 2 - Elevated | Distribution Circuit | 2 | 23 | 2017-02-23 | 1712146 | Sus | N | EquipmentFailureInvolved¦Overhead¦ConnectororSplice(OH)¦BurnedOpen
17-0029116 | Vegetation | Tree - fell into line | Crossarm, Wood | Broken | 2017 | Tier 2 - Elevated | Distribution Circuit | 3 | 7 | 2017-03-07 | 1721893 | Sus | N | Vegetation¦Treefellintoline¦CrossarmWood¦Broken
17-0032933 | Vegetation | Tree - grew into line | Conductor, Overhead | Normal | 2017 | Tier 3 - Extreme | Distribution Circuit | 3 | 22 | 2017-03-22 | 1733345 | Sus | N | Vegetation¦Treegrewintoline¦ConductorOverhead¦Normal
17-0039317 | Unknown Cause | Patrol - not conducted |  |  | 2017 | Tier 2 - Elevated | Distribution Circuit | 4 | 11 | 2017-04-11 | 1755586 | Sus | N | UnknownCause¦Patrolnotconducted¦¦
17-0041254 | Unknown Cause | Patrol - found nothing |  |  | 2017 | Tier 3 - Extreme | Distribution Circuit | 4 | 18 | 2017-04-18 | 1760565 | Sus | N | UnknownCause¦Patrolfoundnothing¦¦
17-0041351 | Equipment Failure/Involved | Overhead | Connector or Splice (OH) | Broken, wire on ground | 2017 | Tier 2 - Elevated | Distribution Circuit | 4 | 19 | 2017-04-19 | 1760786 | Sus | N | EquipmentFailureInvolved¦Overhead¦ConnectororSplice(OH)¦Brokenwireonground
17-0042926 | Equipment Failure/Involved | Underground | Conductor, Underground | Deteriorated | 2017 | Tier 2 - Elevated | Distribution Circuit | 4 | 24 | 2017-04-24 | 1765793 | Sus | N | EquipmentFailureInvolved¦Underground¦ConductorUnderground¦Deteriorated
17-0043840 | Vegetation | Tree - fell into line | Conductor, Overhead | Broken, wire on ground | 2017 | Tier 2 - Elevated | Distribution Circuit | 4 | 28 | 2017-04-28 | 1770101 | Sus | N | Vegetation¦Treefellintoline¦ConductorOverhead¦Brokenwireonground
17-0044301 | Vegetation | Tree - bark fell into line | Pole-Wood | Broken | 2017 | Tier 3 - Extreme | Transformer only | 5 | 1 | 2017-05-01 | 1771677 | Sus | Y | Vegetation¦Treebarkfellintoline¦PoleWood¦Broken
17-0052888 | Equipment Failure/Involved | Underground | Conductor, Underground | Broken | 2017 | Tier 3 - Extreme | Distribution Circuit | 6 | 5 | 2017-06-05 |  | Sus | Y | EquipmentFailureInvolved¦Underground¦ConductorUnderground¦Broken
17-0053534 | Vegetation | Tree - branch fell on line | Conductor, Overhead | Normal | 2017 | Tier 3 - Extreme | Distribution Circuit | 6 | 8 | 2017-06-08 | 1799234 | Sus | Y | Vegetation¦Treebranchfellonline¦ConductorOverhead¦Normal
17-0054246 | 3rd Party | Fire, house or bldg. | Secondary | Burned Open | 2017 | Tier 3 - Extreme | Distribution Circuit | 6 | 10 | 2017-06-10 | 1801463 | Sus | Y | 3rdParty¦Firehouseorbldg¦Secondary¦BurnedOpen
17-0054348 | Unknown Cause | Patrol - not conducted |  |  | 2017 | Tier 3 - Extreme | Distribution Circuit | 6 | 11 | 2017-06-11 | 1801918 | Sus | Y | UnknownCause¦Patrolnotconducted¦¦
17-0055889 | Equipment Failure/Involved | Overhead | Transformer | Failed/Faulted | 2017 | Tier 2 - Elevated | Transformer only | 6 | 16 | 2017-06-16 | 1806501 | Sus | Y | EquipmentFailureInvolved¦Overhead¦Transformer¦FailedFaulted
17-0056033 | Equipment Failure/Involved | Overhead | Transformer (OH) | Failed/Faulted | 2017 | Tier 2 - Elevated | Transformer only | 6 | 17 | 2017-06-17 | 1807366 | Sus | Y | EquipmentFailureInvolved¦Overhead¦Transformer(OH)¦FailedFaulted
17-0058196 | Equipment Failure/Involved | Underground | Conductor, Underground | Deteriorated | 2017 | Tier 3 - Extreme | Distribution Circuit | 6 | 23 | 2017-06-23 | 1816442 | Sus | Y | EquipmentFailureInvolved¦Underground¦ConductorUnderground¦Deteriorated
17-0059350 | Equipment Failure/Involved | Overhead | Cutout, fuse holder | Burned/flashed | 2017 | Tier 2 - Elevated | Distribution Circuit | 6 | 29 | 2017-06-29 | 1820340 | Sus | Y | EquipmentFailureInvolved¦Overhead¦Cutoutfuseholder¦Burnedflashed
17-0060726 | Vegetation | Tree - grew into line | Conductor, Overhead | Normal | 2017 | Tier 2 - Elevated | Distribution Circuit | 7 | 5 | 2017-07-05 | 1824229 | Sus | Y | Vegetation¦Treegrewintoline¦ConductorOverhead¦Normal
17-0066022 | Vegetation | Tree - fell into line | Conductor, Overhead | Normal | 2017 | Tier 3 - Extreme | Distribution Circuit | 7 | 27 | 2017-07-27 | 1840910 | Sus | Y | Vegetation¦Treefellintoline¦ConductorOverhead¦Normal
17-0076104 | Equipment Failure/Involved | Overhead | Connector or Splice (OH) | Broken | 2017 | Tier 2 - Elevated | Transformer only | 9 | 5 | 2017-09-05 | 1870562 | Sus | Y | EquipmentFailureInvolved¦Overhead¦ConnectororSplice(OH)¦Broken
17-0078125 | Unknown Cause | Patrol - found nothing |  |  | 2017 | Tier 2 - Elevated | Distribution Circuit | 9 | 12 | 2017-09-12 | 1876954 | Sus | Y | UnknownCause¦Patrolfoundnothing¦¦
17-0079858 | Equipment Failure/Involved | Overhead | Connector or Splice (OH) | Broken, wire on ground | 2017 | Tier 2 - Elevated | Distribution Circuit | 9 | 18 | 2017-09-18 | 1881407 | Sus | Y | EquipmentFailureInvolved¦Overhead¦ConnectororSplice(OH)¦Brokenwireonground
17-0079983 | Equipment Failure/Involved | Overhead | Pole-Wood | Broken | 2017 | Tier 3 - Extreme | Distribution Circuit | 9 | 19 | 2017-09-19 | 1881696 | Sus | Y | EquipmentFailureInvolved¦Overhead¦PoleWood¦Broken
17-0080041 | Unknown Cause | Patrol - found nothing |  |  | 2017 | Tier 3 - Extreme | Distribution Circuit | 9 | 19 | 2017-09-19 | 1881683 | Sus | Y | UnknownCause¦Patrolfoundnothing¦¦
17-0087514 | Equipment Failure/Involved | Overhead | Pole-Wood | Broken | 2017 | Tier 3 - Extreme | Distribution Circuit | 10 | 8 | 2017-10-08 | 1901314 | Sus | Y | EquipmentFailureInvolved¦Overhead¦PoleWood¦Broken
17-0089504 | Environmental/External | Fire, Forest/Grass | Conductor, Overhead | Broken, wire on ground | 2017 | Tier 3 - Extreme | Distribution Circuit | 10 | 8 | 2017-10-08 | 1907299 | Sus | Y | EnvironmentalExternal¦FireForestGrass¦ConductorOverhead¦Brokenwireonground
17-0098233 | Equipment Failure/Involved | Overhead | Fuse | Failed/Faulted | 2017 | Tier 3 - Extreme | Distribution Circuit | 11 | 28 | 2017-11-28 | 1931405 | Sus | Y | EquipmentFailureInvolved¦Overhead¦Fuse¦FailedFaulted
17-0099778 | Vegetation | Tree - branch fell on line | Conductor, Overhead | Normal | 2017 | Tier 3 - Extreme | Distribution Circuit | 12 | 4 | 2017-12-04 | 1935730 | Sus | N | Vegetation¦Treebranchfellonline¦ConductorOverhead¦Normal
18-0004408 | Equipment Failure/Involved | Overhead | Pole-Wood | Broken | 2018 | Tier 3 - Extreme | Distribution Circuit | 1 | 8 | 2018-01-08 | 4011 | Sus | N | EquipmentFailureInvolved¦Overhead¦PoleWood¦Broken
18-0012011 | Equipment Failure/Involved | Overhead | Transformer | Failed/Faulted | 2018 | Tier 2 - Elevated | Transformer only | 2 | 6 | 2018-02-06 | 20314 | Sus | N | EquipmentFailureInvolved¦Overhead¦Transformer¦FailedFaulted
18-0017109 | Equipment Failure/Involved | Overhead | Connector or Splice (OH) | Broken, wire on ground | 2018 | Tier 2 - Elevated | Distribution Circuit | 2 | 26 | 2018-02-26 | 31369 | Sus | N | EquipmentFailureInvolved¦Overhead¦ConnectororSplice(OH)¦Brokenwireonground
18-0020209 | Unknown Cause | Patrol - found nothing |  |  | 2018 | Tier 2 - Elevated | Distribution Circuit | 3 | 6 | 2018-03-06 | 38900 | Sus | N | UnknownCause¦Patrolfoundnothing¦¦
18-0026404 | Vegetation | Tree - fell into line | Conductor, Overhead | On Ground | 2018 | Tier 3 - Extreme | Distribution Circuit | 3 | 25 | 2018-03-25 | 52972 | Sus | N | Vegetation¦Treefellintoline¦ConductorOverhead¦OnGround
18-0031861 | Equipment Failure/Involved | Overhead | Cutout, fuse holder | Broken | 2018 | Tier 2 - Elevated | Transformer only | 4 | 12 | 2018-04-12 | 65938 | Sus | N | EquipmentFailureInvolved¦Overhead¦Cutoutfuseholder¦Broken
18-0032292 | Equipment Failure/Involved | Overhead | Transformer | Failed/Faulted | 2018 | Tier 3 - Extreme | Transformer only | 4 | 14 | 2018-04-14 | 66975 | Sus | N | EquipmentFailureInvolved¦Overhead¦Transformer¦FailedFaulted
18-0040418 | Vegetation | Tree - fell into line | Conductor, Overhead | Broken | 2018 | Tier 2 - Elevated | Distribution Circuit | 5 | 11 | 2018-05-11 | 84240 | Sus | Y | Vegetation¦Treefellintoline¦ConductorOverhead¦Broken
18-0042651 | Unknown Cause | Patrol - not conducted |  |  | 2018 | Tier 2 - Elevated | Distribution Circuit | 5 | 20 | 2018-05-20 | 90255 | Sus | Y | UnknownCause¦Patrolnotconducted¦¦
18-0052108 | Vegetation | Tree - fell into line | Crossarm, Wood | Broken, wire on ground | 2018 | Tier 2 - Elevated | Distribution Circuit | 6 | 18 | 2018-06-18 | 112410 | Sus | Y | Vegetation¦Treefellintoline¦CrossarmWood¦Brokenwireonground
18-0057708 | Unknown Cause | Patrol - found nothing |  |  | 2018 | Tier 2 - Elevated | Distribution Circuit | 7 | 7 | 2018-07-07 | 126313 | Sus | Y | UnknownCause¦Patrolfoundnothing¦¦
18-0059217 | Company Initiated | Return Circuit Normal | Conductor, Overhead | Normal | 2018 | Tier 3 - Extreme | Distribution Circuit | 8 | 7 | 2018-08-07 | 151071 | Sus | Y | CompanyInitiated¦ReturnCircuitNormal¦ConductorOverhead¦Normal
18-0066018 | Equipment Failure/Involved | Overhead | Service conductor | Broken, wire on ground | 2018 | Tier 3 - Extreme | Transformer only | 8 | 1 | 2018-08-01 | 146991 | Sus | Y | EquipmentFailureInvolved¦Overhead¦Serviceconductor¦Brokenwireonground
18-0067244 | Unknown Cause | Patrol - found nothing |  |  | 2018 | Tier 2 - Elevated | Distribution Circuit | 8 | 6 | 2018-08-06 | 150166 | Sus | Y | UnknownCause¦Patrolfoundnothing¦¦
18-0077970 | Animal | Bird found | Conductor, Overhead | Normal | 2018 | Tier 2 - Elevated | Distribution Circuit | 9 | 9 | 2018-09-09 | 171101 | Sus | Y | Animal¦Birdfound¦ConductorOverhead¦Normal
18-0078746 | Equipment Failure/Involved | Underground | Transformer (UG) | Broken | 2018 | Tier 2 - Elevated | Distribution Circuit | 9 | 11 | 2018-09-11 | 172603 | Sus | Y | EquipmentFailureInvolved¦Underground¦Transformer(UG)¦Broken
18-0078954 | Unknown Cause | Patrol - found nothing |  |  | 2018 | Tier 2 - Elevated | Distribution Circuit | 9 | 12 | 2018-09-12 | 172980 | Sus | Y | UnknownCause¦Patrolfoundnothing¦¦
18-0090436 | Equipment Failure/Involved | Electrical Overload | Conductor, Overhead | Burned/flashed | 2018 | Tier 2 - Elevated | Transformer only | 10 | 15 | 2018-10-15 | 195428 | Sus | Y | EquipmentFailureInvolved¦ElectricalOverload¦ConductorOverhead¦Burnedflashed
18-0092566 | Equipment Failure/Involved | Overhead | Pole-Wood | Deteriorated | 2018 | Tier 3 - Extreme | Transformer only | 10 | 21 | 2018-10-21 | 199582 | Sus | Y | EquipmentFailureInvolved¦Overhead¦PoleWood¦Deteriorated
18-0096530 | Unknown Cause | Patrol - found nothing |  |  | 2018 | Tier 2 - Elevated | Distribution Circuit | 11 | 2 | 2018-11-02 | 207299 | Sus | Y | UnknownCause¦Patrolfoundnothing¦¦
18-0099385 | Equipment Failure/Involved | Overhead | Jumper | Arcing | 2018 | Tier 2 - Elevated | Distribution Circuit | 11 | 13 | 2018-11-13 | 214504 | Sus | Y | EquipmentFailureInvolved¦Overhead¦Jumper¦Arcing
18-0100182 | Unknown Cause | Patrol - found nothing |  |  | 2018 | Tier 2 - Elevated | Distribution Circuit | 11 | 16 | 2018-11-16 | 216351 | Sus | Y | UnknownCause¦Patrolfoundnothing¦¦
18-0101077 | Environmental/External | Fire, Forest/Grass | Pole-Wood | Burned/flashed | 2018 | Tier 3 - Extreme | Distribution Circuit | 11 | 8 | 2018-11-08 | 218339 | Sus | Y | EnvironmentalExternal¦FireForestGrass¦PoleWood¦Burnedflashed
18-0102763 | Vegetation | Tree - branch fell on line | Conductor, Overhead | Normal | 2018 | Tier 2 - Elevated | Distribution Circuit | 11 | 24 | 2018-11-24 | 223506 | Sus | Y | Vegetation¦Treebranchfellonline¦ConductorOverhead¦Normal
18-0105511 | Equipment Failure/Involved | Overhead | Lightning Arrestor | Failed/Faulted | 2018 | Tier 2 - Elevated | Distribution Circuit | 11 | 30 | 2018-11-30 | 229999 | Sus | Y | EquipmentFailureInvolved¦Overhead¦LightningArrestor¦FailedFaulted
18-0109816 | Unknown Cause | Patrol - found nothing |  |  | 2018 | Tier 2 - Elevated | Distribution Circuit | 12 | 18 | 2018-12-18 | 242796 | Sus | N | UnknownCause¦Patrolfoundnothing¦¦
18-0109881 | Equipment Failure/Involved | Overhead | Crossarm, Wood | Broken | 2018 | Tier 3 - Extreme | Distribution Circuit | 12 | 18 | 2018-12-18 | 243120 | Sus | N | EquipmentFailureInvolved¦Overhead¦CrossarmWood¦Broken
18-0109964 | 3rd Party | Vehicle | Pole-Wood | Broken | 2018 | Tier 3 - Extreme | Distribution Circuit | 12 | 18 | 2018-12-18 | 243489 | Sus | N | 3rdParty¦Vehicle¦PoleWood¦Broken
19-0005150 | Vegetation | Tree - fell into line | Conductor, Overhead | Broken, wire on ground | 2019 | Tier 3 - Extreme | Distribution Circuit | 1 | 6 | 2019-01-06 | 255363 | Sus | N | Vegetation¦Treefellintoline¦ConductorOverhead¦Brokenwireonground
19-0006559 | Equipment Failure/Involved | Overhead | Pole-Wood | Broken | 2019 | Tier 3 - Extreme | Distribution Circuit | 1 | 8 | 2019-01-08 | 260924 | Sus | N | EquipmentFailureInvolved¦Overhead¦PoleWood¦Broken
19-0006591 | Vegetation | Tree - fell into line | Conductor, Overhead | Together | 2019 | Tier 2 - Elevated | Distribution Circuit | 1 | 8 | 2019-01-08 | 260989 | Sus | N | Vegetation¦Treefellintoline¦ConductorOverhead¦Together
19-0009331 | Unknown Cause | Patrol - found nothing |  |  | 2019 | Tier 2 - Elevated | Distribution Circuit | 1 | 15 | 2019-01-15 | 266335 | Sus | N | UnknownCause¦Patrolfoundnothing¦¦
19-0010109 | Vegetation | Tree - fell into line | Conductor, Overhead | Broken, wire on ground | 2019 | Tier 2 - Elevated | Distribution Circuit | 1 | 16 | 2019-01-16 | 269920 | Sus | N | Vegetation¦Treefellintoline¦ConductorOverhead¦Brokenwireonground
19-0010873 | Vegetation | Tree - branch fell on line | Conductor, Overhead | Together | 2019 | Tier 2 - Elevated | Distribution Circuit | 1 | 17 | 2019-01-17 | 273512 | Sus | N | Vegetation¦Treebranchfellonline¦ConductorOverhead¦Together
19-0017521 | Vegetation | Tree - fell into line | Conductor, Overhead | Normal | 2019 | Tier 3 - Extreme | Distribution Circuit | 2 | 3 | 2019-02-03 | 288786 | Sus | N | Vegetation¦Treefellintoline¦ConductorOverhead¦Normal
19-0017884 | Vegetation | Tree - fell into line | Conductor, Overhead | Together | 2019 | Tier 2 - Elevated | Distribution Circuit | 2 | 4 | 2019-02-04 | 289982 | Sus | N | Vegetation¦Treefellintoline¦ConductorOverhead¦Together
19-0018774 | Vegetation | Tree - branch fell on line | Pole-Wood | Broken | 2019 | Tier 3 - Extreme | Distribution Circuit | 2 | 4 | 2019-02-04 | 293726 | Sus | N | Vegetation¦Treebranchfellonline¦PoleWood¦Broken
19-0019682 | Vegetation | Tree - fell into line | Conductor, Overhead | Normal | 2019 | Tier 3 - Extreme | Distribution Circuit | 2 | 5 | 2019-02-05 | 295451 | Sus | N | Vegetation¦Treefellintoline¦ConductorOverhead¦Normal
19-0022515 | Vegetation | Tree - fell into line | Conductor, Overhead | Normal | 2019 | Tier 2 - Elevated | Distribution Circuit | 2 | 13 | 2019-02-13 | 305425 | Sus | N | Vegetation¦Treefellintoline¦ConductorOverhead¦Normal
19-0023156 | Equipment Failure/Involved | Overhead | Conductor, Overhead | Broken, wire on ground | 2019 | Tier 2 - Elevated | Distribution Circuit | 2 | 14 | 2019-02-14 | 307125 | Sus | N | EquipmentFailureInvolved¦Overhead¦ConductorOverhead¦Brokenwireonground
19-0023194 | Equipment Failure/Involved | Overhead | Connector or Splice (OH) | Broken | 2019 | Tier 2 - Elevated | Distribution Circuit | 2 | 14 | 2019-02-14 | 308952 | Sus | N | EquipmentFailureInvolved¦Overhead¦ConnectororSplice(OH)¦Broken
19-0023885 | Unknown Cause | Patrol - not conducted |  |  | 2019 | Tier 2 - Elevated | Distribution Circuit | 2 | 14 | 2019-02-14 | 307905 | Sus | N | UnknownCause¦Patrolnotconducted¦¦
19-0024202 | Unknown Cause | Patrol - found nothing |  |  | 2019 | Tier 3 - Extreme | Distribution Circuit | 2 | 14 | 2019-02-14 | 309934 | Sus | N | UnknownCause¦Patrolfoundnothing¦¦
19-0024287 | Vegetation | Tree - fell into line | Conductor, Overhead | Broken, wire on ground | 2019 | Tier 3 - Extreme | Distribution Circuit | 2 | 15 | 2019-02-15 | 312996 | Sus | N | Vegetation¦Treefellintoline¦ConductorOverhead¦Brokenwireonground
19-0025571 | Vegetation | Tree - fell into line | Pole-Wood | Broken, wire on ground | 2019 | Tier 2 - Elevated | Distribution Circuit | 2 | 18 | 2019-02-18 | 317383 | Sus | N | Vegetation¦Treefellintoline¦PoleWood¦Brokenwireonground
19-0025696 | Equipment Failure/Involved | Overhead | Transformer (OH) | Failed/Faulted | 2019 | Tier 3 - Extreme | Distribution Circuit | 2 | 18 | 2019-02-18 | 317997 | Sus | N | EquipmentFailureInvolved¦Overhead¦Transformer(OH)¦FailedFaulted
19-0026848 | 3rd Party | Vehicle | Pole-Wood | Broken | 2019 | Tier 2 - Elevated | Distribution Circuit | 2 | 21 | 2019-02-21 | 320461 | Sus | N | 3rdParty¦Vehicle¦PoleWood¦Broken
19-0026912 | Vegetation | Tree - fell into line | Conductor, Overhead | Arcing | 2019 | Tier 3 - Extreme | Distribution Circuit | 2 | 21 | 2019-02-21 | 320580 | Sus | N | Vegetation¦Treefellintoline¦ConductorOverhead¦Arcing
19-0027941 | Vegetation | Tree - fell into line | Conductor, Overhead | Broken, wire on ground | 2019 | Tier 3 - Extreme | Distribution Circuit | 2 | 25 | 2019-02-25 | 323197 | Sus | N | Vegetation¦Treefellintoline¦ConductorOverhead¦Brokenwireonground
19-0028420 | Vegetation | Tree - fell into line | Conductor, Overhead | Broken, wire on ground | 2019 | Tier 2 - Elevated | Distribution Circuit | 2 | 26 | 2019-02-26 | 324566 | Sus | N | Vegetation¦Treefellintoline¦ConductorOverhead¦Brokenwireonground
19-0031427 | Vegetation | Tree - fell into line | Conductor, Overhead | Normal | 2019 | Tier 3 - Extreme | Distribution Circuit | 3 | 6 | 2019-03-06 | 333125 | Sus | N | Vegetation¦Treefellintoline¦ConductorOverhead¦Normal
19-0033160 | Vegetation | Tree - branch fell on line | Conductor, Overhead | Broken, wire on ground | 2019 | Tier 2 - Elevated | Distribution Circuit | 3 | 12 | 2019-03-12 | 337627 | Sus | N | Vegetation¦Treebranchfellonline¦ConductorOverhead¦Brokenwireonground
19-0034124 | Animal | Bird found | Circuit Breaker | Normal | 2019 | Tier 3 - Extreme | Generation | 3 | 15 | 2019-03-15 | 339993 | Sus | N | Animal¦Birdfound¦CircuitBreaker¦Normal
19-0034205 | Vegetation | Tree - fell into line | Conductor, Overhead | Normal | 2019 | Tier 2 - Elevated | Distribution Circuit | 3 | 15 | 2019-03-15 | 340206 | Sus | N | Vegetation¦Treefellintoline¦ConductorOverhead¦Normal
19-0034866 | Unknown Cause | Patrol - found nothing |  |  | 2019 | Tier 2 - Elevated | Distribution Circuit | 3 | 18 | 2019-03-18 | 342513 | Sus | N | UnknownCause¦Patrolfoundnothing¦¦
19-0037202 | Equipment Failure/Involved | Overhead | Insulator | Broken | 2019 | Tier 2 - Elevated | Distribution Circuit | 3 | 26 | 2019-03-26 | 347975 | Sus | N | EquipmentFailureInvolved¦Overhead¦Insulator¦Broken
19-0037663 | Environmental/External | Lightning | Crossarm, Wood | Broken | 2019 | Tier 3 - Extreme | Distribution Circuit | 3 | 27 | 2019-03-27 | 348995 | Sus | N | EnvironmentalExternal¦Lightning¦CrossarmWood¦Broken
19-0040686 | Unknown Cause | Patrol - found nothing |  |  | 2019 | Tier 3 - Extreme | Distribution Circuit | 4 | 8 | 2019-04-08 | 356146 | Sus | N | UnknownCause¦Patrolfoundnothing¦¦
19-0042500 | Equipment Failure/Involved | Overhead | Pole-Wood | Broken | 2019 | Tier 2 - Elevated | Distribution Circuit | 4 | 15 | 2019-04-15 | 361011 | Sus | N | EquipmentFailureInvolved¦Overhead¦PoleWood¦Broken
19-0044678 | Environmental/External | Lightning | Transformer | Failed/Faulted | 2019 | Tier 2 - Elevated | Transformer only | 4 | 21 | 2019-04-21 | 364842 | Sus | N | EnvironmentalExternal¦Lightning¦Transformer¦FailedFaulted
19-0047255 | Unknown Cause | Patrol - found nothing |  |  | 2019 | Tier 2 - Elevated | Distribution Circuit | 4 | 29 | 2019-04-29 | 370552 | Sus | N | UnknownCause¦Patrolfoundnothing¦¦
19-0050620 | Animal | Other | Conductor, Overhead | Normal | 2019 | Tier 2 - Elevated | Distribution Circuit | 5 | 10 | 2019-05-10 | 377577 | Sus | Y | Animal¦Other¦ConductorOverhead¦Normal
19-0050775 | Environmental/External | Lightning | Transformer | Failed/Faulted | 2019 | Tier 2 - Elevated | Distribution Circuit | 5 | 10 | 2019-05-10 | 378005 | Sus | Y | EnvironmentalExternal¦Lightning¦Transformer¦FailedFaulted
19-0052480 | Vegetation | Tree - fell into line | Conductor, Overhead | Broken, wire on ground | 2019 | Tier 3 - Extreme | Distribution Circuit | 5 | 15 | 2019-05-15 | 381716 | Sus | Y | Vegetation¦Treefellintoline¦ConductorOverhead¦Brokenwireonground
19-0052525 | Vegetation | Tree - fell into line | Conductor, Overhead | Broken, wire on ground | 2019 | Tier 2 - Elevated | Distribution Circuit | 5 | 15 | 2019-05-15 | 381939 | Sus | Y | Vegetation¦Treefellintoline¦ConductorOverhead¦Brokenwireonground
19-0060348 | Environmental/External | Lightning | Transformer | Failed/Faulted | 2019 | Tier 3 - Extreme | Transformer only | 5 | 30 | 2019-05-30 | 394045 | Sus | Y | EnvironmentalExternal¦Lightning¦Transformer¦FailedFaulted
19-0064776 | Unknown Cause | Patrol - found nothing |  |  | 2019 | Tier 2 - Elevated | Distribution Circuit | 6 | 8 | 2019-06-08 | 402171 | Sus | Y | UnknownCause¦Patrolfoundnothing¦¦
19-0076995 | Unknown Cause | Patrol - found nothing |  |  | 2019 | Tier 2 - Elevated | Distribution Circuit | 7 | 13 | 2019-07-13 | 447848 | Sus | Y | UnknownCause¦Patrolfoundnothing¦¦
19-0080375 | Unknown Cause | Patrol - found nothing |  |  | 2019 | Tier 2 - Elevated | Distribution Circuit | 7 | 23 | 2019-07-23 | 469528 | Sus | Y | UnknownCause¦Patrolfoundnothing¦¦
19-0080442 | Equipment Failure/Involved | Overhead | Secondary | Broken, wire on ground | 2019 | Tier 2 - Elevated | Transformer only | 7 | 23 | 2019-07-23 | 469679 | Sus | Y | EquipmentFailureInvolved¦Overhead¦Secondary¦Brokenwireonground
19-0082866 | Equipment Failure/Involved | Overhead | Insulator | Broken | 2019 | Tier 2 - Elevated | Distribution Circuit | 8 | 1 | 2019-08-01 | 476882 | Sus | Y | EquipmentFailureInvolved¦Overhead¦Insulator¦Broken
19-0084572 | Unknown Cause | Patrol - found nothing |  |  | 2019 | Tier 2 - Elevated | Distribution Circuit | 8 | 5 | 2019-08-05 | 485155 | Sus | Y | UnknownCause¦Patrolfoundnothing¦¦
19-0086469 | Environmental/External | Lightning | Fuse | Failed/Faulted | 2019 | Tier 2 - Elevated | Distribution Circuit | 8 | 10 | 2019-08-10 | 498662 | Sus | Y | EnvironmentalExternal¦Lightning¦Fuse¦FailedFaulted
19-0090979 | Equipment Failure/Involved | Overhead | Transformer | Failed/Faulted | 2019 | Tier 3 - Extreme | Transformer only | 8 | 22 | 2019-08-22 | 529920 | Sus | Y | EquipmentFailureInvolved¦Overhead¦Transformer¦FailedFaulted
19-0099204 | Unknown Cause | Patrol - found nothing |  |  | 2019 | Tier 2 - Elevated | Distribution Circuit | 9 | 15 | 2019-09-15 | 583159 | Sus | Y | UnknownCause¦Patrolfoundnothing¦¦
19-0105199 | Equipment Failure/Involved | Overhead | Transformer | Failed/Faulted | 2019 | Tier 3 - Extreme | Transformer only | 9 | 29 | 2019-09-29 | 629208 | Sus | Y | EquipmentFailureInvolved¦Overhead¦Transformer¦FailedFaulted
19-0107759 | Unknown Cause | Patrol - found nothing |  |  | 2019 | Tier 2 - Elevated | Distribution Circuit | 10 | 4 | 2019-10-04 | 643782 | Sus | Y | UnknownCause¦Patrolfoundnothing¦¦
19-0108581 | Animal | Bird found | Conductor, Overhead | Broken | 2019 | Tier 3 - Extreme | Distribution Circuit | 10 | 8 | 2019-10-08 | 647077 | Sus | Y | Animal¦Birdfound¦ConductorOverhead¦Broken
19-0111355 | Vegetation | Tree - branch fell on line | Conductor, Overhead | Normal | 2019 | Tier 3 - Extreme | Distribution Circuit | 10 | 14 | 2019-10-14 | 657793 | Sus | Y | Vegetation¦Treebranchfellonline¦ConductorOverhead¦Normal
19-0116776 | Wildfire Mitigation | Public Safety Power Shut-off | Fuse | Normal | 2019 | Tier 2 - Elevated | Distribution Circuit | 10 | 26 | 2019-10-26 | 685510 | Sus | Y | WildfireMitigation¦PublicSafetyPowerShutoff¦Fuse¦Normal
19-0117572 | Vegetation | Tree - branch fell on line | Conductor, Overhead | Broken, wire on ground | 2019 | Tier 2 - Elevated | Distribution Circuit | 10 | 26 | 2019-10-26 | 690417 | Sus | Y | Vegetation¦Treebranchfellonline¦ConductorOverhead¦Brokenwireonground
19-0118059 | Wildfire Mitigation | Public Safety Power Shut-off |  |  | 2019 | Tier 2 - Elevated | Distribution Circuit | 10 | 26 | 2019-10-26 | 692224 | Sus | Y | WildfireMitigation¦PublicSafetyPowerShutoff¦¦
19-0119115 | Equipment Failure/Involved | Overhead | Pole-Wood | Deteriorated | 2019 | Tier 2 - Elevated | Transformer only | 10 | 30 | 2019-10-30 | 695885 | Sus | Y | EquipmentFailureInvolved¦Overhead¦PoleWood¦Deteriorated
19-0124726 | Equipment Failure/Involved | Overhead | Pole-Wood | Deteriorated | 2019 | Tier 2 - Elevated | Distribution Circuit | 11 | 14 | 2019-11-14 | 706877 | Sus | Y | EquipmentFailureInvolved¦Overhead¦PoleWood¦Deteriorated
19-0129162 | Equipment Failure/Involved | Overhead | Jumper | Broken | 2019 | Tier 2 - Elevated | Distribution Circuit | 11 | 26 | 2019-11-26 | 715847 | Sus | Y | EquipmentFailureInvolved¦Overhead¦Jumper¦Broken
19-0130927 | Unknown Cause | Patrol - found nothing |  |  | 2019 | Tier 2 - Elevated | Distribution Circuit | 11 | 28 | 2019-11-28 | 723077 | Sus | Y | UnknownCause¦Patrolfoundnothing¦¦
19-0131826 | Equipment Failure/Involved | Overhead | Secondary | Broken, wire on ground | 2019 | Tier 3 - Extreme | Distribution Circuit | 12 | 1 | 2019-12-01 | 725611 | Sus | N | EquipmentFailureInvolved¦Overhead¦Secondary¦Brokenwireonground
19-0131906 | Unknown Cause | Patrol - found nothing |  |  | 2019 | Tier 2 - Elevated | Distribution Circuit | 12 | 1 | 2019-12-01 | 725702 | Sus | N | UnknownCause¦Patrolfoundnothing¦¦
19-0132625 | Vegetation | Tree - branch fell on line | Conductor, Overhead | Normal | 2019 | Tier 3 - Extreme | Distribution Circuit | 12 | 2 | 2019-12-02 | 727955 | Sus | N | Vegetation¦Treebranchfellonline¦ConductorOverhead¦Normal
19-0135019 | Vegetation | Tree - fell into line | Pole-Wood | Broken, wire on ground | 2019 | Tier 2 - Elevated | Distribution Circuit | 12 | 8 | 2019-12-08 | 733606 | Sus | N | Vegetation¦Treefellintoline¦PoleWood¦Brokenwireonground
19-0137630 | Unknown Cause | Patrol - found nothing |  |  | 2019 | Tier 2 - Elevated | Distribution Circuit | 12 | 22 | 2019-12-22 | 748418 | Sus | N | UnknownCause¦Patrolfoundnothing¦¦
19-0137660 | Equipment Failure/Involved | Overhead | Jumper | Burned Open | 2019 | Tier 2 - Elevated | Distribution Circuit | 12 | 22 | 2019-12-22 | 748887 | Sus | N | EquipmentFailureInvolved¦Overhead¦Jumper¦BurnedOpen
19-0138269 | Equipment Failure/Involved | Overhead | Secondary | Broken | 2019 | Tier 3 - Extreme | Transformer only | 12 | 31 | 2019-12-31 | 752905 | Sus | N | EquipmentFailureInvolved¦Overhead¦Secondary¦Broken
20-0005313 | Unknown Cause | Patrol - found nothing |  |  | 2020 | Tier 2 - Elevated | Distribution Circuit | 1 | 5 | 2020-01-05 | 755183 | Sus | N | UnknownCause¦Patrolfoundnothing¦¦
20-0005886 | Company Initiated | Construction Activity/equip, company | Conductor, Overhead | Normal | 2020 | Tier 2 - Elevated | Distribution Circuit | 1 | 7 | 2020-01-07 | 756413 | Sus | N | CompanyInitiated¦ConstructionActivityequipcompany¦ConductorOverhead¦Normal
20-0010332 | Vegetation | Tree - fell into line | Conductor, Overhead | Normal | 2020 | Tier 3 - Extreme | Distribution Circuit | 1 | 16 | 2020-01-16 | 763564 | Sus | N | Vegetation¦Treefellintoline¦ConductorOverhead¦Normal
20-0011466 | Equipment Failure/Involved | Overhead | Transformer | Failed/Faulted | 2020 | Tier 2 - Elevated | Transformer only | 1 | 20 | 2020-01-20 | 766881 | Sus | N | EquipmentFailureInvolved¦Overhead¦Transformer¦FailedFaulted
20-0015873 | Equipment Failure/Involved | Overhead | Crossarm, Wood | Broken | 2020 | Tier 2 - Elevated | Distribution Circuit | 1 | 31 | 2020-01-31 | 774378 | Sus | N | EquipmentFailureInvolved¦Overhead¦CrossarmWood¦Broken
20-0019385 | Unknown Cause | Patrol - found nothing |  |  | 2020 | Tier 3 - Extreme | Distribution Circuit | 2 | 9 | 2020-02-09 | 781628 | Sus | N | UnknownCause¦Patrolfoundnothing¦¦
20-0020758 | Equipment Failure/Involved | Overhead | Crossarm, Wood | Broken | 2020 | Tier 3 - Extreme | Distribution Circuit | 2 | 11 | 2020-02-11 | 788981 | Sus | N | EquipmentFailureInvolved¦Overhead¦CrossarmWood¦Broken
20-0024842 | Equipment Failure/Involved | Overhead | Transformer | Failed/Faulted | 2020 | Tier 2 - Elevated | Transformer only | 2 | 21 | 2020-02-21 | 800099 | Sus | N | EquipmentFailureInvolved¦Overhead¦Transformer¦FailedFaulted
20-0032474 | Vegetation | Tree - fell into line | Transformer | Broken, wire on ground | 2020 | Tier 3 - Extreme | Transformer only | 3 | 16 | 2020-03-16 | 853037 | Sus | N | Vegetation¦Treefellintoline¦Transformer¦Brokenwireonground
20-0033506 | Vegetation | Tree - branch fell on line | Crossarm, Wood | Broken, wire on ground | 2020 | Tier 3 - Extreme | Distribution Circuit | 3 | 16 | 2020-03-16 | 856984 | Sus | N | Vegetation¦Treebranchfellonline¦CrossarmWood¦Brokenwireonground
20-0033570 | Vegetation | Tree - fell into line | Secondary | Broken | 2020 | Tier 2 - Elevated | Transformer only | 3 | 17 | 2020-03-17 | 857291 | Sus | N | Vegetation¦Treefellintoline¦Secondary¦Broken
20-0034755 | Vegetation | Tree - fell into line | Conductor, Overhead | Broken, wire on ground | 2020 | Tier 3 - Extreme | Distribution Circuit | 3 | 18 | 2020-03-18 | 859881 | Sus | N | Vegetation¦Treefellintoline¦ConductorOverhead¦Brokenwireonground
20-0034919 | Vegetation | Tree - fell into line | Crossarm, Wood | Broken | 2020 | Tier 3 - Extreme | Distribution Circuit | 3 | 21 | 2020-03-21 | 860233 | Sus | N | Vegetation¦Treefellintoline¦CrossarmWood¦Broken
20-0036299 | Vegetation | Tree - fell into line | Conductor, Overhead | Broken, wire on ground | 2020 | Tier 2 - Elevated | Distribution Circuit | 3 | 26 | 2020-03-26 | 865806 | Sus | N | Vegetation¦Treefellintoline¦ConductorOverhead¦Brokenwireonground
20-0038432 | Vegetation | Tree - fell into line | Connector or Splice (OH) | Broken, wire on ground | 2020 | Tier 3 - Extreme | Distribution Circuit | 4 | 4 | 2020-04-04 | 882426 | Sus | N | Vegetation¦Treefellintoline¦ConnectororSplice(OH)¦Brokenwireonground
20-0040596 | Unknown Cause | Patrol - found nothing |  |  | 2020 | Tier 2 - Elevated | Distribution Circuit | 4 | 11 | 2020-04-11 | 893921 | Sus | N | UnknownCause¦Patrolfoundnothing¦¦
20-0045797 | Animal | Bird found | Conductor, Overhead | Normal | 2020 | Tier 2 - Elevated | Distribution Circuit | 4 | 30 | 2020-04-30 | 904206 | Sus | N | Animal¦Birdfound¦ConductorOverhead¦Normal
20-0053814 | Unknown Cause | Patrol - found nothing |  |  | 2020 | Tier 3 - Extreme | Distribution Circuit | 5 | 25 | 2020-05-25 | 920898 | Sus | Y | UnknownCause¦Patrolfoundnothing¦¦
20-0055882 | Unknown Cause | Patrol - found nothing |  |  | 2020 | Tier 2 - Elevated | Distribution Circuit | 5 | 30 | 2020-05-30 | 926207 | Sus | Y | UnknownCause¦Patrolfoundnothing¦¦
20-0057604 | Unknown Cause | Patrol - not conducted |  |  | 2020 | Tier 3 - Extreme | Distribution Circuit | 6 | 4 | 2020-06-04 | 930632 | Sus | Y | UnknownCause¦Patrolnotconducted¦¦
20-0058509 | Equipment Failure/Involved | Overhead | Fuse | Failed/Faulted | 2020 | Tier 2 - Elevated | Distribution Circuit | 6 | 6 | 2020-06-06 | 932996 | Sus | Y | EquipmentFailureInvolved¦Overhead¦Fuse¦FailedFaulted
20-0060422 | Equipment Failure/Involved | Electrical Overload | Transformer | Failed/Faulted | 2020 | Tier 2 - Elevated | Transformer only | 6 | 11 | 2020-06-11 | 937264 | Sus | Y | EquipmentFailureInvolved¦ElectricalOverload¦Transformer¦FailedFaulted
20-0060622 | Vegetation | Tree - fell into line | Service conductor | Broken | 2020 | Tier 2 - Elevated | Transformer only | 6 | 12 | 2020-06-12 | 937801 | Sus | Y | Vegetation¦Treefellintoline¦Serviceconductor¦Broken
20-0060993 | Equipment Failure/Involved | Overhead | Pole-Wood | Broken | 2020 | Tier 3 - Extreme | Distribution Circuit | 6 | 14 | 2020-06-14 | 938816 | Sus | Y | EquipmentFailureInvolved¦Overhead¦PoleWood¦Broken
20-0068501 | 3rd Party | Vehicle | Pole-Wood | Broken | 2020 | Tier 2 - Elevated | Distribution Circuit | 7 | 5 | 2020-07-05 | 958385 | Sus | Y | 3rdParty¦Vehicle¦PoleWood¦Broken
20-0069841 | Unknown Cause | Patrol - found nothing |  |  | 2020 | Tier 2 - Elevated | Distribution Circuit | 7 | 9 | 2020-07-09 | 960556 | Sus | Y | UnknownCause¦Patrolfoundnothing¦¦
20-0076105 | Animal | Bird found | Fuse | Burned Open | 2020 | Tier 2 - Elevated | Distribution Circuit | 7 | 26 | 2020-07-26 | 972226 | Sus | Y | Animal¦Birdfound¦Fuse¦BurnedOpen
20-0077125 | Equipment Failure/Involved | Overhead | Crossarm, Wood | Broken | 2020 | Tier 2 - Elevated | Distribution Circuit | 7 | 28 | 2020-07-28 | 973872 | Sus | Y | EquipmentFailureInvolved¦Overhead¦CrossarmWood¦Broken
20-0079742 | Vegetation | Tree - branch fell on line | Conductor, Overhead | Normal | 2020 | Tier 3 - Extreme | Distribution Circuit | 8 | 4 | 2020-08-04 | 978838 | Sus | Y | Vegetation¦Treebranchfellonline¦ConductorOverhead¦Normal
20-0082976 | Unknown Cause | Patrol - found nothing |  |  | 2020 | Tier 3 - Extreme | Distribution Circuit | 8 | 13 | 2020-08-13 | 994880 | Sus | Y | UnknownCause¦Patrolfoundnothing¦¦
20-0085392 | Vegetation | Tree - branch fell on line | Conductor, Overhead | Broken, wire on ground | 2020 | Tier 3 - Extreme | Distribution Circuit | 8 | 16 | 2020-08-16 | 1012071 | Sus | Y | Vegetation¦Treebranchfellonline¦ConductorOverhead¦Brokenwireonground
20-0090324 | Unknown Cause | Patrol - found nothing |  |  | 2020 | Tier 3 - Extreme | Distribution Circuit | 8 | 19 | 2020-08-19 | 1033068 | Sus | Y | UnknownCause¦Patrolfoundnothing¦¦
20-0090432 | Environmental/External | Fire, Forest/Grass | Other | Normal | 2020 | Tier 3 - Extreme | Distribution Circuit | 8 | 19 | 2020-08-19 | 1033312 | Sus | Y | EnvironmentalExternal¦FireForestGrass¦Other¦Normal
20-0091960 | Equipment Failure/Involved | Overhead | Transformer (OH) | Failed/Faulted | 2020 | Tier 3 - Extreme | Distribution Circuit | 9 | 1 | 2020-09-01 | 1045096 | Sus | Y | EquipmentFailureInvolved¦Overhead¦Transformer(OH)¦FailedFaulted
20-0092708 | Environmental/External | Fire, Forest/Grass | Pole-Wood | Burned/flashed | 2020 | Tier 2 - Elevated | Distribution Circuit | 8 | 19 | 2020-08-19 | 1050015 | Sus | Y | EnvironmentalExternal¦FireForestGrass¦PoleWood¦Burnedflashed
20-0093395 | Unknown Cause | Patrol - found nothing |  |  | 2020 | Tier 2 - Elevated | Distribution Circuit | 9 | 4 | 2020-09-04 | 1053517 | Sus | Y | UnknownCause¦Patrolfoundnothing¦¦
20-0107422 | Equipment Failure/Involved | Overhead | Transformer (OH) | Broken | 2020 | Tier 3 - Extreme | Distribution Circuit | 10 | 12 | 2020-10-12 | 1115558 | Sus | Y | EquipmentFailureInvolved¦Overhead¦Transformer(OH)¦Broken
20-0119279 | Unknown Cause | Patrol - found nothing |  |  | 2020 | Tier 3 - Extreme | Distribution Circuit | 11 | 10 | 2020-11-10 | 1140872 | Sus | Y | UnknownCause¦Patrolfoundnothing¦¦
20-0130705 | Equipment Failure/Involved | Overhead | Fuse | Broken | 2020 | Tier 2 - Elevated | Transformer only | 12 | 16 | 2020-12-16 | 1190296 | Sus | N | EquipmentFailureInvolved¦Overhead¦Fuse¦Broken
20-0131519 | Unknown Cause | Patrol - found nothing |  |  | 2020 | Tier 2 - Elevated | Distribution Circuit | 12 | 22 | 2020-12-22 | 1197403 | Sus | N | UnknownCause¦Patrolfoundnothing¦¦
20-0132374 | Equipment Failure/Involved | Overhead | Transformer (OH) | Broken | 2020 | Tier 3 - Extreme | Transformer only | 12 | 31 | 2020-12-31 | 1201922 | Sus | N | EquipmentFailureInvolved¦Overhead¦Transformer(OH)¦Broken
21-0004411 | Unknown Cause | Patrol - found nothing |  |  | 2021 | Tier 2 - Elevated | Distribution Circuit | 1 | 3 | 2021-01-03 | 1202719 | Sus | N | UnknownCause¦Patrolfoundnothing¦¦
21-0008840 | Equipment Failure/Involved | Overhead | Insulator | Burned/flashed | 2021 | Tier 2 - Elevated | Distribution Circuit | 1 | 14 | 2021-01-14 | 1210577 | Sus | N | EquipmentFailureInvolved¦Overhead¦Insulator¦Burnedflashed
21-0009562 | Vegetation | Tree - fell into line | Conductor, Overhead | Normal | 2021 | Tier 3 - Extreme | Distribution Circuit | 1 | 18 | 2021-01-18 | 1212086 | Sus | N | Vegetation¦Treefellintoline¦ConductorOverhead¦Normal
21-0011646 | Vegetation | Tree - branch fell on line | Conductor, Overhead | Normal | 2021 | Tier 2 - Elevated | Distribution Circuit | 1 | 19 | 2021-01-19 | 1215171 | Sus | N | Vegetation¦Treebranchfellonline¦ConductorOverhead¦Normal
21-0012031 | Vegetation | Tree - fell into line | Conductor, Overhead | Broken, wire on ground | 2021 | Tier 3 - Extreme | Distribution Circuit | 1 | 19 | 2021-01-19 | 1219785 | Sus | N | Vegetation¦Treefellintoline¦ConductorOverhead¦Brokenwireonground
21-0013233 | Vegetation | Tree - fell into line | Secondary | Broken, wire on ground | 2021 | Tier 2 - Elevated | Transformer only | 1 | 22 | 2021-01-22 | 1221464 | Sus | N | Vegetation¦Treefellintoline¦Secondary¦Brokenwireonground
21-0013797 | Vegetation | Tree - fell into line | Pole-Wood | Broken, wire on ground | 2021 | Tier 2 - Elevated | Distribution Circuit | 1 | 25 | 2021-01-25 | 1223557 | Sus | N | Vegetation¦Treefellintoline¦PoleWood¦Brokenwireonground
21-0016739 | Vegetation | Tree - fell into line | Conductor, Overhead | Broken, wire on ground | 2021 | Tier 3 - Extreme | Distribution Circuit | 1 | 27 | 2021-01-27 | 1227831 | Sus | N | Vegetation¦Treefellintoline¦ConductorOverhead¦Brokenwireonground
21-0016975 | Vegetation | Tree - fell into line | Conductor, Overhead | Normal | 2021 | Tier 3 - Extreme | Distribution Circuit | 1 | 27 | 2021-01-27 | 1237479 | Sus | N | Vegetation¦Treefellintoline¦ConductorOverhead¦Normal
21-0017146 | Vegetation | Tree - branch fell on line | Conductor, Overhead | Normal | 2021 | Tier 3 - Extreme | Distribution Circuit | 1 | 28 | 2021-01-28 | 1238607 | Sus | N | Vegetation¦Treebranchfellonline¦ConductorOverhead¦Normal
21-0017326 | Equipment Failure/Involved | Overhead | Transformer | Broken | 2021 | Tier 3 - Extreme | Transformer only | 1 | 28 | 2021-01-28 | 1238847 | Sus | N | EquipmentFailureInvolved¦Overhead¦Transformer¦Broken
21-0017673 | Vegetation | Tree - fell into line | Conductor, Overhead | Broken, wire on ground | 2021 | Tier 3 - Extreme | Distribution Circuit | 1 | 28 | 2021-01-28 | 1239227 | Sus | N | Vegetation¦Treefellintoline¦ConductorOverhead¦Brokenwireonground
21-0017748 | Unknown Cause | Patrol - found nothing |  |  | 2021 | Tier 3 - Extreme | Distribution Circuit | 1 | 28 | 2021-01-28 | 1240056 | Sus | N | UnknownCause¦Patrolfoundnothing¦¦
21-0017817 | Unknown Cause | Patrol - found nothing |  |  | 2021 | Tier 3 - Extreme | Transformer only | 1 | 28 | 2021-01-28 | 1239475 | Sus | N | UnknownCause¦Patrolfoundnothing¦¦
21-0018399 | Vegetation | Tree - fell into line | Conductor, Overhead | Normal | 2021 | Tier 2 - Elevated | Distribution Circuit | 1 | 29 | 2021-01-29 | 1241371 | Sus | N | Vegetation¦Treefellintoline¦ConductorOverhead¦Normal
21-0019283 | Vegetation | Tree - fell into line | Conductor, Overhead | Normal | 2021 | Tier 3 - Extreme | Distribution Circuit | 1 | 26 | 2021-01-26 | 1243133 | Sus | N | Vegetation¦Treefellintoline¦ConductorOverhead¦Normal
21-0021780 | Unknown Cause | Patrol - found nothing |  |  | 2021 | Tier 2 - Elevated | Distribution Circuit | 2 | 4 | 2021-02-04 | 1247617 | Sus | N | UnknownCause¦Patrolfoundnothing¦¦
21-0024307 | Unknown Cause | Patrol - found nothing |  |  | 2021 | Tier 3 - Extreme | Transformer only | 2 | 10 | 2021-02-10 | 1252565 | Sus | N | UnknownCause¦Patrolfoundnothing¦¦
21-0027559 | Equipment Failure/Involved | Overhead | Transformer (OH) | Broken | 2021 | Tier 2 - Elevated | Transformer only | 2 | 19 | 2021-02-19 | 1258181 | Sus | N | EquipmentFailureInvolved¦Overhead¦Transformer(OH)¦Broken
21-0028754 | Unknown Cause | Patrol - found nothing |  |  | 2021 | Tier 3 - Extreme | Distribution Circuit | 2 | 23 | 2021-02-23 | 1260405 | Sus | N | UnknownCause¦Patrolfoundnothing¦¦
21-0036334 | Unknown Cause | Patrol - found nothing |  |  | 2021 | Tier 2 - Elevated | Distribution Circuit | 3 | 14 | 2021-03-14 | 1282342 | Sus | N | UnknownCause¦Patrolfoundnothing¦¦
21-0042478 | Vegetation | Tree - grew into line | Conductor, Overhead | Together | 2021 | Tier 3 - Extreme | Transformer only | 3 | 30 | 2021-03-30 | 1302951 | Sus | N | Vegetation¦Treegrewintoline¦ConductorOverhead¦Together
21-0051406 | Equipment Failure/Involved | Overhead | Pole-Wood | Normal | 2021 | Tier 3 - Extreme | Transformer only | 4 | 21 | 2021-04-21 | 1327073 | Sus | N | EquipmentFailureInvolved¦Overhead¦PoleWood¦Normal
21-0054262 | Equipment Failure/Involved | Overhead | Pole-Wood | Deteriorated | 2021 | Tier 2 - Elevated | Distribution Circuit | 4 | 28 | 2021-04-28 | 1336132 | Sus | N | EquipmentFailureInvolved¦Overhead¦PoleWood¦Deteriorated
21-0054554 | Equipment Failure/Involved | Overhead | Transformer | Failed/Faulted | 2021 | Tier 2 - Elevated | Transformer only | 4 | 28 | 2021-04-28 | 1336382 | Sus | N | EquipmentFailureInvolved¦Overhead¦Transformer¦FailedFaulted
21-0077273 | Equipment Failure/Involved | Fire, pole | Crossarm, Wood | Burned/flashed | 2021 | Tier 2 - Elevated | Distribution Circuit | 6 | 22 | 2021-06-22 | 1381686 | Sus | Y | EquipmentFailureInvolved¦Firepole¦CrossarmWood¦Burnedflashed
21-0081091 | Equipment Failure/Involved | Overhead | Transformer (OH) | Failed/Faulted | 2021 | Tier 2 - Elevated | Transformer only | 6 | 28 | 2021-06-28 | 1387471 | Sus | Y | EquipmentFailureInvolved¦Overhead¦Transformer(OH)¦FailedFaulted
21-0087637 | Vegetation | Tree - fell into line | Secondary | Together | 2021 | Tier 2 - Elevated | Distribution Circuit | 7 | 10 | 2021-07-10 | 1398948 | Sus | Y | Vegetation¦Treefellintoline¦Secondary¦Together
21-0087702 | Vegetation | Tree - fell into line | Conductor, Overhead | Broken, wire on ground | 2021 | Tier 2 - Elevated | Distribution Circuit | 7 | 11 | 2021-07-11 | 1399414 | Sus | Y | Vegetation¦Treefellintoline¦ConductorOverhead¦Brokenwireonground
21-0092713 | Animal | Bird found | Conductor, Overhead | Normal | 2021 | Tier 2 - Elevated | Distribution Circuit | 7 | 21 | 2021-07-21 | 1409522 | Sus | Y | Animal¦Birdfound¦ConductorOverhead¦Normal
21-0094748 | Equipment Failure/Involved | Overhead | Insulator | Broken | 2021 | Tier 3 - Extreme | Distribution Circuit | 7 | 26 | 2021-07-26 | 1414721 | Sus | Y | EquipmentFailureInvolved¦Overhead¦Insulator¦Broken
21-0095306 | Vegetation | Tree - fell into line | Conductor, Overhead | Broken, wire on ground | 2021 | Tier 2 - Elevated | Distribution Circuit | 7 | 27 | 2021-07-27 | 1415432 | Sus | Y | Vegetation¦Treefellintoline¦ConductorOverhead¦Brokenwireonground
21-0100192 | Equipment Failure/Involved | Overhead | Pole-Wood | Deteriorated | 2021 | Tier 3 - Extreme | Distribution Circuit | 8 | 5 | 2021-08-05 | 1434603 | Sus | Y | EquipmentFailureInvolved¦Overhead¦PoleWood¦Deteriorated
21-0103938 | Animal | Bird found | Jumper | Normal | 2021 | Tier 2 - Elevated | Transformer only | 8 | 12 | 2021-08-12 | 1441433 | Sus | Y | Animal¦Birdfound¦Jumper¦Normal
21-0105518 | Equipment Failure/Involved | Overhead | Connector or Splice (OH) | Broken | 2021 | Tier 3 - Extreme | Transformer only | 8 | 16 | 2021-08-16 | 1444461 | Sus | Y | EquipmentFailureInvolved¦Overhead¦ConnectororSplice(OH)¦Broken
21-0107827 | Unknown Cause | Patrol - found nothing |  |  | 2021 | Tier 3 - Extreme | Distribution Circuit | 8 | 21 | 2021-08-21 | 1449927 | Sus | Y | UnknownCause¦Patrolfoundnothing¦¦
21-0109043 | Unknown Cause | Patrol - found nothing |  |  | 2021 | Tier 2 - Elevated | Distribution Circuit | 8 | 25 | 2021-08-25 | 1452547 | Sus | Y | UnknownCause¦Patrolfoundnothing¦¦
21-0115039 | Vegetation | Tree - branch fell on line | Conductor, Overhead | Normal | 2021 | Tier 2 - Elevated | Distribution Circuit | 9 | 9 | 2021-09-09 | 1465211 | Sus | Y | Vegetation¦Treebranchfellonline¦ConductorOverhead¦Normal
21-0116232 | Equipment Failure/Involved | Overhead | Cutout, fuse holder | Failed/Faulted | 2021 | Tier 2 - Elevated | Transformer only | 9 | 10 | 2021-09-10 | 1468246 | Sus | Y | EquipmentFailureInvolved¦Overhead¦Cutoutfuseholder¦FailedFaulted
21-0118042 | Equipment Failure/Involved | Overhead | Jumper | Broken | 2021 | Tier 3 - Extreme | Distribution Circuit | 9 | 15 | 2021-09-15 | 1472646 | Sus | Y | EquipmentFailureInvolved¦Overhead¦Jumper¦Broken
21-0119546 | Unknown Cause | Patrol - found nothing |  |  | 2021 | Tier 3 - Extreme | Transformer only | 9 | 19 | 2021-09-19 | 1475467 | Sus | Y | UnknownCause¦Patrolfoundnothing¦¦
21-0127390 | Equipment Failure/Involved | Overhead | Transformer (OH) | Leaking | 2021 | Tier 3 - Extreme | Transformer only | 10 | 7 | 2021-10-07 | 1489744 | Sus | Y | EquipmentFailureInvolved¦Overhead¦Transformer(OH)¦Leaking
21-0136090 | Vegetation | Tree - fell into line | Pole-Wood | Broken | 2021 | Tier 2 - Elevated | Distribution Circuit | 10 | 24 | 2021-10-24 | 1510497 | Sus | Y | Vegetation¦Treefellintoline¦PoleWood¦Broken
21-0136680 | Vegetation | Tree - fell into line | Conductor, Overhead | Normal | 2021 | Tier 3 - Extreme | Distribution Circuit | 10 | 24 | 2021-10-24 | 1514885 | Sus | Y | Vegetation¦Treefellintoline¦ConductorOverhead¦Normal
21-0138511 | Unknown Cause | Patrol - found nothing |  |  | 2021 | Tier 2 - Elevated | Distribution Circuit | 10 | 24 | 2021-10-24 | 1514251 | Sus | Y | UnknownCause¦Patrolfoundnothing¦¦
21-0139569 | Equipment Failure/Involved | Overhead | Insulator | Broken, wire on object | 2021 | Tier 2 - Elevated | Distribution Circuit | 10 | 28 | 2021-10-28 | 1524754 | Sus | Y | EquipmentFailureInvolved¦Overhead¦Insulator¦Brokenwireonobject
21-0140181 | Unknown Cause | Patrol - found nothing |  |  | 2021 | Tier 2 - Elevated | Distribution Circuit | 10 | 30 | 2021-10-30 | 1525791 | Sus | Y | UnknownCause¦Patrolfoundnothing¦¦
21-0140290 | Unknown Cause | Patrol - not conducted |  |  | 2021 | Tier 3 - Extreme | Distribution Circuit | 10 | 30 | 2021-10-30 | 1526173 | Sus | Y | UnknownCause¦Patrolnotconducted¦¦
21-0142232 | Equipment Failure/Involved | Electrical Overload | Insulator | Failed/Faulted | 2021 | Tier 2 - Elevated | Distribution Circuit | 11 | 4 | 2021-11-04 | 1534664 | Sus | Y | EquipmentFailureInvolved¦ElectricalOverload¦Insulator¦FailedFaulted
21-0145333 | Equipment Failure/Involved | Overhead | Pole-Wood | Burned/flashed | 2021 | Tier 3 - Extreme | Distribution Circuit | 11 | 13 | 2021-11-13 | 1543083 | Sus | Y | EquipmentFailureInvolved¦Overhead¦PoleWood¦Burnedflashed
21-0158072 | Vegetation | Tree - fell into line | Conductor, Overhead | Normal | 2021 | Tier 3 - Extreme | Distribution Circuit | 12 | 14 | 2021-12-14 | 1569753 | Sus | N | Vegetation¦Treefellintoline¦ConductorOverhead¦Normal
21-0158403 | Unknown Cause | Patrol - found nothing |  |  | 2021 | Tier 2 - Elevated | Distribution Circuit | 12 | 14 | 2021-12-14 | 1570029 | Sus | N | UnknownCause¦Patrolfoundnothing¦¦
21-0158496 | Equipment Failure/Involved | Overhead | Transformer (OH) | Normal | 2021 | Tier 3 - Extreme | Transformer only | 12 | 14 | 2021-12-14 | 1572928 | Sus | N | EquipmentFailureInvolved¦Overhead¦Transformer(OH)¦Normal
21-0158755 | Vegetation | Tree - bark fell into line | Conductor, Overhead | Normal | 2021 | Tier 3 - Extreme | Distribution Circuit | 12 | 15 | 2021-12-15 | 1573675 | Sus | N | Vegetation¦Treebarkfellintoline¦ConductorOverhead¦Normal
21-0158909 | Equipment Failure/Involved | Overhead | Connector or Splice (OH) | Arcing | 2021 | Tier 3 - Extreme | Transformer only | 12 | 16 | 2021-12-16 | 1574412 | Sus | N | EquipmentFailureInvolved¦Overhead¦ConnectororSplice(OH)¦Arcing
21-0160355 | Animal | Squirrel | Fuse | Burned Open | 2021 | Tier 2 - Elevated | Distribution Circuit | 12 | 23 | 2021-12-23 | 1580154 | Sus | N | Animal¦Squirrel¦Fuse¦BurnedOpen
21-0160593 | Environmental/External | Lightning | Transformer (OH) | Failed/Faulted | 2021 | Tier 2 - Elevated | Transformer only | 12 | 25 | 2021-12-25 | 1581403 | Sus | N | EnvironmentalExternal¦Lightning¦Transformer(OH)¦FailedFaulted
21-0160686 | Vegetation | Tree - fell into line | Conductor, Overhead | Broken, wire on ground | 2021 | Tier 3 - Extreme | Distribution Circuit | 12 | 26 | 2021-12-26 | 1581984 | Sus | N | Vegetation¦Treefellintoline¦ConductorOverhead¦Brokenwireonground
21-0161175 | Vegetation | Tree - fell into line | Conductor, Overhead | Broken, wire on ground | 2021 | Tier 2 - Elevated | Distribution Circuit | 12 | 27 | 2021-12-27 | 1586053 | Sus | N | Vegetation¦Treefellintoline¦ConductorOverhead¦Brokenwireonground
22-0005005 | Vegetation | Tree - fell into line | Crossarm, Wood | Broken, wire on ground | 2021 | Tier 2 - Elevated | Distribution Circuit | 12 | 27 | 2021-12-27 | 1591456 | Sus | N | Vegetation¦Treefellintoline¦CrossarmWood¦Brokenwireonground
22-0005066 | Vegetation | Tree - fell into line | Conductor, Overhead | Broken, wire on ground | 2021 | Tier 2 - Elevated | Distribution Circuit | 12 | 26 | 2021-12-26 | 1591696 | Sus | N | Vegetation¦Treefellintoline¦ConductorOverhead¦Brokenwireonground
22-0005248 | Unknown Cause | Patrol - found nothing |  |  | 2022 | Tier 2 - Elevated | Distribution Circuit | 1 | 2 | 2022-01-02 | 1592641 | Sus | N | UnknownCause¦Patrolfoundnothing¦¦
22-0005680 | Vegetation | Tree - fell into line | Pole-Wood | Broken, wire on ground | 2021 | Tier 3 - Extreme | Distribution Circuit | 12 | 26 | 2021-12-26 | 1593969 | Sus | N | Vegetation¦Treefellintoline¦PoleWood¦Brokenwireonground
22-0007616 | Environmental/External | Ice or snow | Conductor, Overhead | Broken | 2021 | Tier 3 - Extreme | Distribution Circuit | 12 | 27 | 2021-12-27 | 1598222 | Sus | N | EnvironmentalExternal¦Iceorsnow¦ConductorOverhead¦Broken
22-0017770 | Vegetation | Tree - fell into line | Secondary | Normal | 2022 | Tier 3 - Extreme | Transformer only | 2 | 2 | 2022-02-02 | 1619342 | Sus | N | Vegetation¦Treefellintoline¦Secondary¦Normal
22-0025098 | Equipment Failure/Involved | Overhead | Transformer (OH) | Failed/Faulted | 2022 | Tier 2 - Elevated | Transformer only | 2 | 22 | 2022-02-22 | 1633791 | Sus | N | EquipmentFailureInvolved¦Overhead¦Transformer(OH)¦FailedFaulted
22-0030927 | Unknown Cause | Patrol - found nothing |  |  | 2022 | Tier 2 - Elevated | Transformer only | 3 | 7 | 2022-03-07 | 1644108 | Sus | N | UnknownCause¦Patrolfoundnothing¦¦
22-0035586 | Unknown Cause | Patrol - found nothing |  |  | 2022 | Tier 2 - Elevated | Distribution Circuit | 3 | 18 | 2022-03-18 | 1650904 | Sus | N | UnknownCause¦Patrolfoundnothing¦¦
22-0064315 | Unknown Cause | Patrol - found nothing |  |  | 2022 | Tier 2 - Elevated | Distribution Circuit | 5 | 20 | 2022-05-20 | 1705402 | Sus | Y | UnknownCause¦Patrolfoundnothing¦¦
22-0068783 | Equipment Failure/Involved | Overhead | Pole-Wood | Deteriorated | 2022 | Tier 2 - Elevated | Distribution Circuit | 6 | 1 | 2022-06-01 | 1715629 | Sus | Y | EquipmentFailureInvolved¦Overhead¦PoleWood¦Deteriorated
22-0069586 | Animal | Squirrel | Conductor, Overhead | Normal | 2022 | Tier 3 - Extreme | Distribution Circuit | 6 | 2 | 2022-06-02 | 1716955 | Sus | Y | Animal¦Squirrel¦ConductorOverhead¦Normal
22-0070114 | Animal | Squirrel | Conductor, Overhead | Normal | 2022 | Tier 2 - Elevated | Distribution Circuit | 6 | 4 | 2022-06-04 | 1718770 | Sus | Y | Animal¦Squirrel¦ConductorOverhead¦Normal
22-0071795 | Vegetation | Tree - fell into line | Transformer | Contaminated | 2022 | Tier 2 - Elevated | Transformer only | 6 | 8 | 2022-06-08 | 1724172 | Sus | Y | Vegetation¦Treefellintoline¦Transformer¦Contaminated
22-0072233 | Equipment Failure/Involved | Underground | Secondary | Burned/flashed | 2022 | Tier 3 - Extreme | Transformer only | 6 | 9 | 2022-06-09 | 1726478 | Sus | Y | EquipmentFailureInvolved¦Underground¦Secondary¦Burnedflashed
22-0072886 | Unknown Cause | Patrol - found nothing |  |  | 2022 | Tier 2 - Elevated | Distribution Circuit | 6 | 10 | 2022-06-10 | 1727383 | Sus | Y | UnknownCause¦Patrolfoundnothing¦¦
22-0077853 | Equipment Failure/Involved | Overhead | Transformer (OH) | Failed/Faulted | 2022 | Tier 2 - Elevated | Distribution Circuit | 6 | 23 | 2022-06-23 | 1740259 | Sus | Y | EquipmentFailureInvolved¦Overhead¦Transformer(OH)¦FailedFaulted
22-0077864 | Equipment Failure/Involved | Overhead | Conductor, Overhead | Deteriorated | 2022 | Tier 2 - Elevated | Distribution Circuit | 6 | 23 | 2022-06-23 | 1740275 | Sus | Y | EquipmentFailureInvolved¦Overhead¦ConductorOverhead¦Deteriorated
22-0078008 | Company Initiated | Construction Activity/equip, company | Conductor, Overhead | Normal | 2022 | Tier 2 - Elevated | Transmission line | 6 | 24 | 2022-06-24 | 1740703 | Sus | Y | CompanyInitiated¦ConstructionActivityequipcompany¦ConductorOverhead¦Normal
22-0081693 | Vegetation | Tree - branch fell on line | Conductor, Overhead | Normal | 2022 | Tier 2 - Elevated | Distribution Circuit | 7 | 5 | 2022-07-05 | 1748972 | Sus | Y | Vegetation¦Treebranchfellonline¦ConductorOverhead¦Normal
22-0084645 | Unknown Cause | Patrol - found nothing |  |  | 2022 | Tier 2 - Elevated | Distribution Circuit | 7 | 13 | 2022-07-13 | 1755039 | Sus | Y | UnknownCause¦Patrolfoundnothing¦¦
22-0085084 | Vegetation | Tree - fell into line | Conductor, Overhead | Normal | 2022 | Tier 2 - Elevated | Distribution Circuit | 7 | 13 | 2022-07-13 | 1755880 | Sus | Y | Vegetation¦Treefellintoline¦ConductorOverhead¦Normal
22-0090299 | Unknown Cause | Patrol - found nothing |  |  | 2022 | Tier 3 - Extreme | Transformer only | 7 | 27 | 2022-07-27 | 1766370 | Sus | Y | UnknownCause¦Patrolfoundnothing¦¦
22-0105542 | Animal | Squirrel | Transformer | Normal | 2022 | Tier 2 - Elevated | Transformer only | 9 | 3 | 2022-09-03 | 1798337 | Sus | Y | Animal¦Squirrel¦Transformer¦Normal
22-0111600 | Equipment Failure/Involved | Overhead | Secondary | Broken, wire on ground | 2022 | Tier 3 - Extreme | Transformer only | 9 | 18 | 2022-09-18 | 1814068 | Sus | Y | EquipmentFailureInvolved¦Overhead¦Secondary¦Brokenwireonground
22-0112183 | Vegetation | Tree - fell into line | Insulator | Broken | 2022 | Tier 3 - Extreme | Distribution Circuit | 9 | 19 | 2022-09-19 | 1815897 | Sus | Y | Vegetation¦Treefellintoline¦Insulator¦Broken
22-0112392 | Unknown Cause | Patrol - found nothing |  |  | 2022 | Tier 2 - Elevated | Distribution Circuit | 9 | 19 | 2022-09-19 | 1816925 | Sus | Y | UnknownCause¦Patrolfoundnothing¦¦
22-0117599 | Unknown Cause | Patrol - found nothing |  |  | 2022 | Tier 3 - Extreme | Distribution Circuit | 10 | 4 | 2022-10-04 | 1827350 | Sus | Y | UnknownCause¦Patrolfoundnothing¦¦
22-0120281 | Vegetation | Other ground vegetation | Conductor, Overhead | Normal | 2022 | Tier 2 - Elevated | Distribution Circuit | 10 | 11 | 2022-10-11 | 1835141 | Sus | Y | Vegetation¦Othergroundvegetation¦ConductorOverhead¦Normal
22-0120801 | Equipment Failure/Involved | Overhead | Transformer | Failed/Faulted | 2022 | Tier 2 - Elevated | Transformer only | 10 | 12 | 2022-10-12 | 1835890 | Sus | Y | EquipmentFailureInvolved¦Overhead¦Transformer¦FailedFaulted
22-0122923 | 3rd Party | Vehicle | Anchor or Guy | Broken, wire on ground | 2022 | Tier 2 - Elevated | Distribution Circuit | 10 | 19 | 2022-10-19 | 1840656 | Sus | Y | 3rdParty¦Vehicle¦AnchororGuy¦Brokenwireonground
22-0126432 | Unknown Cause | Patrol - found nothing |  |  | 2022 | Tier 2 - Elevated | Distribution Circuit | 11 | 1 | 2022-11-01 | 1849807 | Sus | Y | UnknownCause¦Patrolfoundnothing¦¦
22-0129606 | Vegetation | Tree - branch fell on line | Conductor, Overhead | Together | 2022 | Tier 3 - Extreme | Distribution Circuit | 11 | 8 | 2022-11-08 | 1858470 | Sus | Y | Vegetation¦Treebranchfellonline¦ConductorOverhead¦Together
22-0129802 | Equipment Failure/Involved | Overhead | Lightning Arrestor | Burned/flashed | 2022 | Tier 3 - Extreme | Distribution Circuit | 11 | 9 | 2022-11-09 | 1859476 | Sus | Y | EquipmentFailureInvolved¦Overhead¦LightningArrestor¦Burnedflashed
22-0129908 | Unknown Cause | Patrol - found nothing |  |  | 2022 | Tier 2 - Elevated | Distribution Circuit | 11 | 10 | 2022-11-10 | 1859707 | Sus | Y | UnknownCause¦Patrolfoundnothing¦¦
22-0133450 | Unknown Cause | Patrol - found nothing |  |  | 2022 | Tier 2 - Elevated | Distribution Circuit | 11 | 22 | 2022-11-22 | 1867555 | Sus | Y | UnknownCause¦Patrolfoundnothing¦¦
22-0134481 | Equipment Failure/Involved | Overhead | Transformer (OH) | Failed/Faulted | 2022 | Tier 2 - Elevated | Transformer only | 11 | 28 | 2022-11-28 | 1870175 | Sus | Y | EquipmentFailureInvolved¦Overhead¦Transformer(OH)¦FailedFaulted
22-0142255 | Vegetation | Tree - fell into line | Conductor, Overhead | Broken | 2022 | Tier 3 - Extreme | Distribution Circuit | 12 | 30 | 2022-12-30 | 1902237 | Sus | N | Vegetation¦Treefellintoline¦ConductorOverhead¦Broken
22-0142265 | Vegetation | Tree - fell into line | Conductor, Overhead | Broken, wire on ground | 2022 | Tier 2 - Elevated | Distribution Circuit | 12 | 30 | 2022-12-30 | 1902327 | Sus | N | Vegetation¦Treefellintoline¦ConductorOverhead¦Brokenwireonground
23-0004241 | Vegetation | Tree - fell into line | Conductor, Overhead | Broken | 2023 | Tier 2 - Elevated | Distribution Circuit | 1 | 1 | 20230101 | 1907661 | Sus | N | Vegetation¦Treefellintoline¦ConductorOverhead¦Broken
23-0004618 | Unknown Cause | Patrol - found nothing |  |  | 2023 | Tier 2 - Elevated | Transformer only | 1 | 1 | 20230101 | 1907705 | Sus | N | UnknownCause¦Patrolfoundnothing¦¦
23-0004633 | Unknown Cause | Patrol - found nothing |  |  | 2023 | Tier 2 - Elevated | Distribution Circuit | 1 | 1 | 20230101 | 1907711 | Sus | N | UnknownCause¦Patrolfoundnothing¦¦
23-0004555 | Equipment Failure/Involved | Overhead | Fuse | Failed/Faulted | 2023 | Tier 2 - Elevated | Transformer only | 1 | 1 | 20230101 | 1908940 | Sus | N | EquipmentFailureInvolved¦Overhead¦Fuse¦FailedFaulted
23-0004757 | Unknown Cause | Patrol - found nothing |  |  | 2023 | Tier 2 - Elevated | Distribution Circuit | 1 | 2 | 20230102 | 1909546 | Sus | N | UnknownCause¦Patrolfoundnothing¦¦
23-0004655 | Vegetation | Tree - fell into line | Conductor, Overhead | Broken, wire on ground | 2023 | Tier 2 - Extreme | Distribution Circuit | 1 | 2 | 20230102 | 1909579 | Sus | N | Vegetation¦Treefellintoline¦ConductorOverhead¦Brokenwireonground
23-0004763 | Unknown Cause | Patrol - found nothing |  |  | 2023 | Tier 2 - Extreme | Distribution Circuit | 1 | 2 | 20230102 | 1910084 | Sus | N | UnknownCause¦Patrolfoundnothing¦¦
23-0004800 | Vegetation | Tree - branch fell on line | Conductor, Overhead | Normal | 2023 | Tier 2 - Extreme | Distribution Circuit | 1 | 2 | 20230102 | 1910086 | Sus | N | Vegetation¦Treebranchfellonline¦ConductorOverhead¦Normal
23-0004851 | Equipment Failure/Involved | Underground | Conductor, Underground | Broken | 2023 | Tier 2 - Elevated | Distribution Circuit | 1 | 2 | 20230102 | 1910099 | Sus | N | EquipmentFailureInvolved¦Underground¦ConductorUnderground¦Broken
23-0004767 | Vegetation | Tree - bark fell into line | Pole-Wood | Normal | 2023 | Tier 2 - Extreme | Distribution Circuit | 1 | 2 | 20230102 | 1910100 | Sus | N | Vegetation¦Treebarkfellintoline¦PoleWood¦Normal
23-0004808 | Vegetation | Tree - fell into line | Service conductor | Broken | 2023 | Tier 2 - Elevated | Transformer only | 1 | 2 | 20230102 | 1910206 | Sus | N | Vegetation¦Treefellintoline¦Serviceconductor¦Broken
23-0004927 | Unknown Cause | Patrol - found nothing |  |  | 2023 | Tier 2 - Elevated | Distribution Circuit | 1 | 2 | 20230102 | 1910815 | Sus | N | UnknownCause¦Patrolfoundnothing¦¦
23-0004964 | Unknown Cause | Patrol - found nothing |  |  | 2023 | Tier 2 - Extreme | Distribution Circuit | 1 | 3 | 20230103 | 1910993 | Sus | N | UnknownCause¦Patrolfoundnothing¦¦
23-0005047 | Vegetation | Tree - fell into line | Other | Broken | 2023 | Tier 2 - Extreme | Distribution Circuit | 1 | 3 | 20230103 | 1911181 | Sus | N | Vegetation¦Treefellintoline¦Other¦Broken
23-0005139 | Equipment Failure/Involved | Overhead | Jumper | Burned Open | 2023 | Tier 2 - Extreme | Distribution Circuit | 1 | 3 | 20230103 | 1911212 | Sus | N | EquipmentFailureInvolved¦Overhead¦Jumper¦BurnedOpen
23-0005123 | Unknown Cause | Patrol - found nothing |  |  | 2023 | Tier 2 - Elevated | Distribution Circuit | 1 | 3 | 20230103 | 1911490 | Sus | N | UnknownCause¦Patrolfoundnothing¦¦
23-0005167 | Vegetation | Tree - fell into line | Conductor, Overhead | Normal | 2023 | Tier 2 - Extreme | Distribution Circuit | 1 | 3 | 20230103 | 1911544 | Sus | N | Vegetation¦Treefellintoline¦ConductorOverhead¦Normal
23-0005199 | Animal | Bird found | Conductor, Overhead | Normal | 2023 | Tier 2 - Extreme | Distribution Circuit | 1 | 3 | 20230103 | 1911649 | Sus | N | Animal¦Birdfound¦ConductorOverhead¦Normal
23-0005287 | Equipment Failure/Involved | Overhead | Transformer (OH) | Broken | 2023 | Tier 2 - Extreme | Distribution Circuit | 1 | 3 | 20230103 | 1912015 | Sus | N | EquipmentFailureInvolved¦Overhead¦Transformer(OH)¦Broken
23-0005599 | Vegetation | Tree - fell into line | Conductor, Overhead | Broken | 2023 | Tier 2 - Extreme | Distribution Circuit | 1 | 4 | 20230104 | 1912398 | Sus | N | Vegetation¦Treefellintoline¦ConductorOverhead¦Broken
23-0005666 | Environmental/External | Water | Transformer | Broken | 2023 | Tier 2 - Elevated | Transformer only | 1 | 4 | 20230104 | 1912690 | Sus | N | EnvironmentalExternal¦Water¦Transformer¦Broken
23-0005673 | Equipment Failure/Involved | Overhead | Secondary | Broken | 2023 | Tier 2 - Extreme | Transformer only | 1 | 4 | 20230104 | 1912952 | Sus | N | EquipmentFailureInvolved¦Overhead¦Secondary¦Broken
23-0006105 | Unknown Cause | Patrol - found nothing |  |  | 2023 | Tier 2 - Extreme | Distribution Circuit | 1 | 4 | 20230104 | 1913089 | Sus | N | UnknownCause¦Patrolfoundnothing¦¦
23-0005958 | Vegetation | Tree - fell into line | Conductor, Overhead | Normal | 2023 | Tier 2 - Extreme | Distribution Circuit | 1 | 4 | 20230104 | 1913054 | Sus | N | Vegetation¦Treefellintoline¦ConductorOverhead¦Normal
23-0005791 | Equipment Failure/Involved | Overhead | Conductor, Overhead | Normal | 2023 | Tier 2 - Elevated | Distribution Circuit | 1 | 4 | 20230104 | 1913317 | Sus | N | EquipmentFailureInvolved¦Overhead¦ConductorOverhead¦Normal
23-0005838 | Equipment Failure/Involved | Overhead | Conductor, Overhead | Normal | 2023 | Tier 2 - Elevated | Distribution Circuit | 1 | 4 | 20230104 | 1913563 | Sus | N | EquipmentFailureInvolved¦Overhead¦ConductorOverhead¦Normal
23-0006036 | Vegetation | Tree - branch fell on line | Conductor, Overhead | Normal | 2023 | Tier 2 - Elevated | Distribution Circuit | 1 | 4 | 20230104 | 1914380 | Sus | N | Vegetation¦Treebranchfellonline¦ConductorOverhead¦Normal
23-0006132 | Unknown Cause | Patrol - found nothing |  |  | 2023 | Tier 2 - Extreme | Distribution Circuit | 1 | 4 | 20230104 | 1914459 | Sus | N | UnknownCause¦Patrolfoundnothing¦¦
23-0006524 | Unknown Cause | Patrol - found nothing |  |  | 2023 | Tier 2 - Elevated | Distribution Circuit | 1 | 4 | 20230104 | 1915183 | Sus | N | UnknownCause¦Patrolfoundnothing¦¦
23-0006889 | Unknown Cause | Patrol - found nothing |  |  | 2023 | Tier 2 - Extreme | Distribution Circuit | 1 | 5 | 20230105 | 1920036 | Sus | N | UnknownCause¦Patrolfoundnothing¦¦
23-0007224 | Vegetation | Tree - fell into line | Conductor, Overhead | Normal | 2023 | Tier 2 - Extreme | Distribution Circuit | 1 | 5 | 20230105 | 1920946 | Sus | N | Vegetation¦Treefellintoline¦ConductorOverhead¦Normal
23-0007138 | Vegetation | Tree - branch fell on line | Conductor, Overhead | Normal | 2023 | Tier 2 - Extreme | Distribution Circuit | 1 | 5 | 20230105 | 1920034 | Sus | N | Vegetation¦Treebranchfellonline¦ConductorOverhead¦Normal
23-0006912 | Vegetation | Tree - fell into line | Conductor, Overhead | Together | 2023 | Tier 2 - Elevated | Distribution Circuit | 1 | 5 | 20230105 | 1919851 | Sus | N | Vegetation¦Treefellintoline¦ConductorOverhead¦Together
23-0007028 | Vegetation | Tree - fell into line | Conductor, Overhead | Broken, wire on ground | 2023 | Tier 2 - Elevated | Distribution Circuit | 1 | 5 | 20230105 | 1920381 | Sus | N | Vegetation¦Treefellintoline¦ConductorOverhead¦Brokenwireonground
23-0007111 | Vegetation | Tree - fell into line | Conductor, Overhead | Normal | 2023 | Tier 2 - Extreme | Distribution Circuit | 1 | 5 | 20230105 | 1921281 | Sus | N | Vegetation¦Treefellintoline¦ConductorOverhead¦Normal
23-0007082 | Unknown Cause | Patrol - found nothing |  |  | 2023 | Tier 2 - Elevated | Distribution Circuit | 1 | 5 | 20230105 | 1920559 | Sus | N | UnknownCause¦Patrolfoundnothing¦¦
23-0007473 | Vegetation | Tree - bark fell into line | Conductor, Overhead | Normal | 2023 | Tier 2 - Elevated | Distribution Circuit | 1 | 5 | 20230105 | 1921464 | Sus | N | Vegetation¦Treebarkfellintoline¦ConductorOverhead¦Normal
23-0007491 | Unknown Cause | Patrol - found nothing |  |  | 2023 | Tier 2 - Extreme | Distribution Circuit | 1 | 5 | 20230105 | 1921592 | Sus | N | UnknownCause¦Patrolfoundnothing¦¦
23-0007305 | Unknown Cause | Patrol - not conducted |  |  | 2023 | Tier 2 - Elevated | Distribution Circuit | 1 | 5 | 20230105 | 1921835 | Sus | N | UnknownCause¦Patrolnotconducted¦¦
23-0007587 | Unknown Cause | Patrol - found nothing |  |  | 2023 | Tier 2 - Extreme | Distribution Circuit | 1 | 5 | 20230105 | 1922639 | Sus | N | UnknownCause¦Patrolfoundnothing¦¦
23-0007591 | Vegetation | Tree - branch fell on line | Conductor, Overhead | Broken, wire on ground | 2023 | Tier 2 - Extreme | Distribution Circuit | 1 | 5 | 20230105 | 1922791 | Sus | N | Vegetation¦Treebranchfellonline¦ConductorOverhead¦Brokenwireonground
23-0007752 | Equipment Failure/Involved | Overhead | Cutout, fuse holder | Broken | 2023 | Tier 2 - Extreme | Distribution Circuit | 1 | 5 | 20230105 | 1923059 | Sus | N | EquipmentFailureInvolved¦Overhead¦Cutoutfuseholder¦Broken
23-0008088 | Vegetation | Tree - fell into line | Secondary | Arcing | 2023 | Tier 2 - Elevated | Transformer only | 1 | 6 | 20230106 | 1924115 | Sus | N | Vegetation¦Treefellintoline¦Secondary¦Arcing
23-0008152 | Equipment Failure/Involved | Underground | Transformer (UG) | Failed/Faulted | 2023 | Tier 2 - Elevated | Distribution Circuit | 1 | 6 | 20230106 | 1924443 | Sus | N | EquipmentFailureInvolved¦Underground¦Transformer(UG)¦FailedFaulted
23-0008358 | Unknown Cause | Patrol - not conducted |  |  | 2023 | Tier 2 - Extreme | Distribution Circuit | 1 | 6 | 20230106 | 1924905 | Sus | N | UnknownCause¦Patrolnotconducted¦¦
23-0008488 | Vegetation | Tree - grew into line | Conductor, Overhead | Normal | 2023 | Tier 2 - Extreme | Distribution Circuit | 1 | 6 | 20230106 | 1925303 | Sus | N | Vegetation¦Treegrewintoline¦ConductorOverhead¦Normal
23-0008523 | Equipment Failure/Involved | Overhead | Connector or Splice (OH) | Broken, wire on ground | 2023 | Tier 2 - Elevated | Distribution Circuit | 1 | 6 | 20230106 | 1925445 | Sus | N | EquipmentFailureInvolved¦Overhead¦ConnectororSplice(OH)¦Brokenwireonground
23-0008574 | Unknown Cause | Patrol - found nothing |  |  | 2023 | Tier 2 - Elevated | Distribution Circuit | 1 | 6 | 20230106 | 1925505 | Sus | N | UnknownCause¦Patrolfoundnothing¦¦
23-0008550 | Vegetation | Tree - branch fell on line | Transformer | Burned Open | 2023 | Tier 2 - Extreme | Transformer only | 1 | 6 | 20230106 | 1925536 | Sus | N | Vegetation¦Treebranchfellonline¦Transformer¦BurnedOpen
23-0008562 | Vegetation | Tree - fell into line | Conductor, Overhead | Together | 2023 | Tier 2 - Extreme | Distribution Circuit | 1 | 6 | 20230106 | 1925405 | Sus | N | Vegetation¦Treefellintoline¦ConductorOverhead¦Together
23-0008661 | Vegetation | Tree - branch fell on line | Conductor, Overhead | Normal | 2023 | Tier 2 - Extreme | Distribution Circuit | 1 | 7 | 20230107 | 1925962 | Sus | N | Vegetation¦Treebranchfellonline¦ConductorOverhead¦Normal
23-0006449 | Vegetation | Tree - branch fell on line | Pole-Wood | Broken, wire on ground | 2023 | Tier 2 - Elevated | Distribution Circuit | 1 | 7 | 20230107 | 1926203 | Sus | N | Vegetation¦Treebranchfellonline¦PoleWood¦Brokenwireonground
23-0008706 | Equipment Failure/Involved | Overhead | Secondary | Broken | 2023 | Tier 2 - Extreme | Transformer only | 1 | 7 | 20230107 | 1926257 | Sus | N | EquipmentFailureInvolved¦Overhead¦Secondary¦Broken
23-0008847 | Vegetation | Tree - fell into line | Conductor, Overhead | Broken, wire on ground | 2023 | Tier 2 - Extreme | Distribution Circuit | 1 | 7 | 20230107 | 1926605 | Sus | N | Vegetation¦Treefellintoline¦ConductorOverhead¦Brokenwireonground
23-0008846 | Vegetation | Tree - bark fell into line | Conductor, Overhead | Normal | 2023 | Tier 2 - Extreme | Distribution Circuit | 1 | 7 | 20230107 | 1926820 | Sus | N | Vegetation¦Treebarkfellintoline¦ConductorOverhead¦Normal
23-0008882 | Vegetation | Tree - fell into line | Conductor, Overhead | Normal | 2023 | Tier 2 - Extreme | Distribution Circuit | 1 | 7 | 20230107 | 1926995 | Sus | N | Vegetation¦Treefellintoline¦ConductorOverhead¦Normal
23-0008993 | Unknown Cause | Patrol - found nothing |  |  | 2023 | Tier 2 - Extreme | Distribution Circuit | 1 | 7 | 20230107 | 1927367 | Sus | N | UnknownCause¦Patrolfoundnothing¦¦
23-0009087 | Equipment Failure/Involved | Overhead | Insulator | Broken | 2023 | Tier 2 - Elevated | Distribution Circuit | 1 | 7 | 20230107 | 1928026 | Sus | N | EquipmentFailureInvolved¦Overhead¦Insulator¦Broken
23-0009789 | Vegetation | Tree - fell into line | Conductor, Overhead | Broken, wire on ground | 2023 | Tier 2 - Elevated | Distribution Circuit | 1 | 8 | 20230108 | 1930410 | Sus | N | Vegetation¦Treefellintoline¦ConductorOverhead¦Brokenwireonground
23-0010060 | Vegetation | Tree - branch fell on line | Conductor, Overhead | Normal | 2023 | Tier 2 - Elevated | Distribution Circuit | 1 | 8 | 20230108 | 1932450 | Sus | N | Vegetation¦Treebranchfellonline¦ConductorOverhead¦Normal
23-0009843 | Vegetation | Tree - branch fell on line | Conductor, Overhead | Broken, wire on ground | 2023 | Tier 2 - Elevated | Distribution Circuit | 1 | 8 | 20230108 | 1931497 | Sus | N | Vegetation¦Treebranchfellonline¦ConductorOverhead¦Brokenwireonground
23-0010216 | Vegetation | Tree - fell into line | Conductor, Overhead | Broken, wire on ground | 2023 | Tier 2 - Extreme | Distribution Circuit | 1 | 8 | 20230108 | 1931781 | Sus | N | Vegetation¦Treefellintoline¦ConductorOverhead¦Brokenwireonground
23-0010081 | Vegetation | Tree - branch fell on line | Conductor, Overhead | Broken, wire on ground | 2023 | Tier 2 - Elevated | Distribution Circuit | 1 | 8 | 20230108 | 1932990 | Sus | N | Vegetation¦Treebranchfellonline¦ConductorOverhead¦Brokenwireonground
23-0010256 | Vegetation | Tree - fell into line | Conductor, Overhead | On Ground | 2023 | Tier 2 - Elevated | Distribution Circuit | 1 | 8 | 20230108 | 1933716 | Sus | N | Vegetation¦Treefellintoline¦ConductorOverhead¦OnGround
23-0010262 | Equipment Failure/Involved | Overhead | Crossarm, Wood | Burned/flashed | 2023 | Tier 2 - Extreme | Distribution Circuit | 1 | 8 | 20230108 | 1933750 | Sus | N | EquipmentFailureInvolved¦Overhead¦CrossarmWood¦Burnedflashed
23-0008834 | Company Initiated | Return Circuit Normal | Switch (OH) | Normal | 2023 | Tier 2 - Elevated | Distribution Circuit | 1 | 8 | 20230108 | 1934247 | Sus | N | CompanyInitiated¦ReturnCircuitNormal¦Switch(OH)¦Normal
23-0010683 | Unknown Cause | Patrol - found nothing |  |  | 2023 | Tier 2 - Elevated | Distribution Circuit | 1 | 9 | 20230109 | 1935104 | Sus | N | UnknownCause¦Patrolfoundnothing¦¦
23-0010748 | Vegetation | Tree - fell into line | Conductor, Overhead | Normal | 2023 | Tier 2 - Extreme | Distribution Circuit | 1 | 9 | 20230109 | 1935195 | Sus | N | Vegetation¦Treefellintoline¦ConductorOverhead¦Normal
23-0010786 | Vegetation | Tree - fell into line | Conductor, Overhead | Broken, wire on ground | 2023 | Tier 2 - Elevated | Distribution Circuit | 1 | 9 | 20230109 | 1935800 | Sus | N | Vegetation¦Treefellintoline¦ConductorOverhead¦Brokenwireonground
23-0011010 | Vegetation | Tree - fell into line | Conductor, Overhead | Broken, wire on ground | 2023 | Tier 2 - Elevated | Distribution Circuit | 1 | 9 | 20230109 | 1935465 | Sus | N | Vegetation¦Treefellintoline¦ConductorOverhead¦Brokenwireonground
23-0011434 | Unknown Cause | Patrol - found nothing |  |  | 2023 | Tier 2 - Extreme | Distribution Circuit | 1 | 9 | 20230109 | 1938878 | Sus | N | UnknownCause¦Patrolfoundnothing¦¦
23-0011315 | Vegetation | Tree - branch fell on line | Conductor, Overhead | Normal | 2023 | Tier 2 - Extreme | Distribution Circuit | 1 | 9 | 20230109 | 1938468 | Sus | N | Vegetation¦Treebranchfellonline¦ConductorOverhead¦Normal
23-0010789 | Unknown Cause | Patrol - not conducted |  |  | 2023 | Tier 2 - Elevated | Distribution Circuit | 1 | 9 | 20230109 | 1935659 | Sus | N | UnknownCause¦Patrolnotconducted¦¦
23-0010981 | Unknown Cause | Patrol - found nothing |  |  | 2023 | Tier 2 - Extreme | Distribution Circuit | 1 | 9 | 20230109 | 1935735 | Sus | N | UnknownCause¦Patrolfoundnothing¦¦
23-0011280 | Vegetation | Tree - fell into line | Conductor, Overhead | Normal | 2023 | Tier 2 - Extreme | Distribution Circuit | 1 | 9 | 20230109 | 1935959 | Sus | N | Vegetation¦Treefellintoline¦ConductorOverhead¦Normal
23-0010784 | Environmental/External | Flood/Erosion | Conductor, Overhead | Broken, wire on ground | 2023 | Tier 2 - Extreme | Distribution Circuit | 1 | 9 | 20230109 | 1935806 | Sus | N | EnvironmentalExternal¦FloodErosion¦ConductorOverhead¦Brokenwireonground
23-0010784 | Environmental/External | Flood/Erosion | Pole-Wood | Broken, wire on ground | 2023 | Tier 2 - Extreme | Distribution Circuit | 1 | 9 | 20230109 | 1935780 | Sus | N | EnvironmentalExternal¦FloodErosion¦PoleWood¦Brokenwireonground
23-0010782 | Equipment Failure/Involved | Overhead | Conductor, Overhead | Bent or Twisted | 2023 | Tier 2 - Extreme | Distribution Circuit | 1 | 9 | 20230109 | 1935777 | Sus | N | EquipmentFailureInvolved¦Overhead¦ConductorOverhead¦BentorTwisted
23-0010782 | Vegetation | Tree - fell into line | Conductor, Overhead | Broken, wire on ground | 2023 | Tier 2 - Extreme | Distribution Circuit | 1 | 9 | 20230109 | 1938059 | Sus | N | Vegetation¦Treefellintoline¦ConductorOverhead¦Brokenwireonground
23-0010785 | Vegetation | Tree - fell into line | Conductor, Overhead | Broken, wire on ground | 2023 | Tier 2 - Extreme | Distribution Circuit | 1 | 9 | 20230109 | 1935790 | Sus | N | Vegetation¦Treefellintoline¦ConductorOverhead¦Brokenwireonground
23-0010788 | Vegetation | Tree - branch fell on line | Conductor, Overhead | Broken, wire on ground | 2023 | Tier 2 - Elevated | Distribution Circuit | 1 | 9 | 20230109 | 1935817 | Sus | N | Vegetation¦Treebranchfellonline¦ConductorOverhead¦Brokenwireonground
23-0010904 | Environmental/External | Flood/Erosion | Conductor, Overhead | Normal | 2023 | Tier 2 - Extreme | Distribution Circuit | 1 | 9 | 20230109 | 1937032 | Sus | N | EnvironmentalExternal¦FloodErosion¦ConductorOverhead¦Normal
23-0010919 | Vegetation | Tree - bark fell into line | Conductor, Overhead | Normal | 2023 | Tier 2 - Elevated | Distribution Circuit | 1 | 9 | 20230109 | 1936020 | Sus | N | Vegetation¦Treebarkfellintoline¦ConductorOverhead¦Normal
23-0010818 | Vegetation | Tree - fell into line | Conductor, Overhead | Normal | 2023 | Tier 2 - Elevated | Distribution Circuit | 1 | 9 | 20230109 | 1936300 | Sus | N | Vegetation¦Treefellintoline¦ConductorOverhead¦Normal
23-0010975 | Unknown Cause | Patrol - found nothing |  |  | 2023 | Tier 2 - Elevated | Distribution Circuit | 1 | 9 | 20230109 | 1936349 | Sus | N | UnknownCause¦Patrolfoundnothing¦¦
23-0011031 | Unknown Cause | Patrol - found nothing |  |  | 2023 | Tier 2 - Elevated | Distribution Circuit | 1 | 9 | 20230109 | 1937462 | Sus | N | UnknownCause¦Patrolfoundnothing¦¦
23-0011432 | Unknown Cause | Patrol - found nothing |  |  | 2023 | Tier 2 - Extreme | Distribution Circuit | 1 | 9 | 20230109 | 1938880 | Sus | N | UnknownCause¦Patrolfoundnothing¦¦
23-0010930 | Equipment Failure/Involved | Underground | Switch (UG) | Failed/Faulted | 2023 | Tier 2 - Elevated | Distribution Circuit | 1 | 9 | 20230109 | 1937124 | Sus | N | EquipmentFailureInvolved¦Underground¦Switch(UG)¦FailedFaulted
23-0011345 | Unknown Cause | Patrol - found nothing |  |  | 2023 | Tier 2 - Extreme | Distribution Circuit | 1 | 9 | 20230109 | 1937863 | Sus | N | UnknownCause¦Patrolfoundnothing¦¦
23-0011143 | Vegetation | Tree - fell into line | Conductor, Overhead | On Ground | 2023 | Tier 2 - Extreme | Distribution Circuit | 1 | 9 | 20230109 | 1937988 | Sus | N | Vegetation¦Treefellintoline¦ConductorOverhead¦OnGround
23-0011478 | Vegetation | Tree - fell into line | Conductor, Overhead | Normal | 2023 | Tier 2 - Extreme | Distribution Circuit | 1 | 9 | 20230109 | 1939060 | Sus | N | Vegetation¦Treefellintoline¦ConductorOverhead¦Normal
23-0011749 | Unknown Cause | Patrol - found nothing |  |  | 2023 | Tier 2 - Elevated | Distribution Circuit | 1 | 10 | 20230110 | 1940269 | Sus | N | UnknownCause¦Patrolfoundnothing¦¦
23-0011726 | Vegetation | Tree - branch fell on line | Crossarm, Wood | Broken, wire on ground | 2023 | Tier 2 - Extreme | Distribution Circuit | 1 | 10 | 20230110 | 1942969 | Sus | N | Vegetation¦Treebranchfellonline¦CrossarmWood¦Brokenwireonground
23-0011726 | Company Initiated | Return Circuit Normal | Conductor, Overhead | Broken, wire on ground | 2023 | Tier 2 - Extreme | Distribution Circuit | 1 | 10 | 20230110 | 1943868 | Sus | N | CompanyInitiated¦ReturnCircuitNormal¦ConductorOverhead¦Brokenwireonground
23-0012122 | Vegetation | Tree - branch fell on line | Conductor, Overhead | Normal | 2023 | Tier 2 - Extreme | Distribution Circuit | 1 | 10 | 20230110 | 1940063 | Sus | N | Vegetation¦Treebranchfellonline¦ConductorOverhead¦Normal
23-0011756 | Vegetation | Tree - branch fell on line | Service conductor | Broken, wire on ground | 2023 | Tier 2 - Extreme | Distribution Circuit | 1 | 10 | 20230110 | 1940281 | Sus | N | Vegetation¦Treebranchfellonline¦Serviceconductor¦Brokenwireonground
23-0011754 | Unknown Cause | Patrol - found nothing |  |  | 2023 | Tier 2 - Extreme | Distribution Circuit | 1 | 10 | 20230110 | 1940308 | Sus | N | UnknownCause¦Patrolfoundnothing¦¦
23-0012658 | Unknown Cause | Patrol - found nothing |  |  | 2023 | Tier 2 - Extreme | Distribution Circuit | 1 | 10 | 20230110 | 1940502 | Sus | N | UnknownCause¦Patrolfoundnothing¦¦
23-0013003 | Unknown Cause | Patrol - found nothing |  |  | 2023 | Tier 2 - Extreme | Distribution Circuit | 1 | 10 | 20230110 | 1940802 | Sus | N | UnknownCause¦Patrolfoundnothing¦¦
23-0012545 | 3rd Party | Other | Conductor, Overhead | Together | 2023 | Tier 2 - Elevated | Distribution Circuit | 1 | 10 | 20230110 | 1940738 | Sus | N | 3rdParty¦Other¦ConductorOverhead¦Together
23-0012450 | Vegetation | Tree - branch fell on line | Conductor, Overhead | Normal | 2023 | Tier 2 - Extreme | Distribution Circuit | 1 | 10 | 20230110 | 1940744 | Sus | N | Vegetation¦Treebranchfellonline¦ConductorOverhead¦Normal
23-0012604 | Unknown Cause | Patrol - found nothing |  |  | 2023 | Tier 2 - Extreme | Distribution Circuit | 1 | 10 | 20230110 | 1940753 | Sus | N | UnknownCause¦Patrolfoundnothing¦¦
23-0012346 | Unknown Cause | Patrol - found nothing |  |  | 2023 | Tier 2 - Elevated | Distribution Circuit | 1 | 10 | 20230110 | 1943339 | Sus | N | UnknownCause¦Patrolfoundnothing¦¦
23-0012275 | Vegetation | Tree - branch fell on line | Conductor, Overhead | Normal | 2023 | Tier 2 - Extreme | Distribution Circuit | 1 | 10 | 20230110 | 1943525 | Sus | N | Vegetation¦Treebranchfellonline¦ConductorOverhead¦Normal
23-0012253 | Unknown Cause | Patrol - found nothing |  |  | 2023 | Tier 2 - Elevated | Distribution Circuit | 1 | 10 | 20230110 | 1943792 | Sus | N | UnknownCause¦Patrolfoundnothing¦¦
23-0012115 | Vegetation | Tree - branch fell on line | Conductor, Overhead | Normal | 2023 | Tier 2 - Extreme | Distribution Circuit | 1 | 10 | 20230110 | 1944067 | Sus | N | Vegetation¦Treebranchfellonline¦ConductorOverhead¦Normal
23-0012941 | Unknown Cause | Patrol - found nothing |  |  | 2023 | Tier 2 - Elevated | Distribution Circuit | 1 | 10 | 20230110 | 1944151 | Sus | N | UnknownCause¦Patrolfoundnothing¦¦
23-0012424 | Unknown Cause | Patrol - found nothing |  |  | 2023 | Tier 2 - Elevated | Distribution Circuit | 1 | 10 | 20230110 | 1944919 | Sus | N | UnknownCause¦Patrolfoundnothing¦¦
23-0012193 | Vegetation | Tree - fell into line | Conductor, Overhead | Normal | 2023 | Tier 2 - Elevated | Distribution Circuit | 1 | 10 | 20230110 | 1944478 | Sus | N | Vegetation¦Treefellintoline¦ConductorOverhead¦Normal
23-0012800 | Unknown Cause | Patrol - found nothing |  |  | 2023 | Tier 2 - Elevated | Distribution Circuit | 1 | 10 | 20230110 | 1945332 | Sus | N | UnknownCause¦Patrolfoundnothing¦¦
23-0012684 | Vegetation | Tree - fell into line | Conductor, Overhead | Broken, wire on ground | 2023 | Tier 2 - Elevated | Distribution Circuit | 1 | 10 | 20230110 | 1945741 | Sus | N | Vegetation¦Treefellintoline¦ConductorOverhead¦Brokenwireonground
23-0013117 | Unknown Cause | Patrol - found nothing |  |  | 2023 | Tier 2 - Elevated | Distribution Circuit | 1 | 10 | 20230110 | 1946509 | Sus | N | UnknownCause¦Patrolfoundnothing¦¦
23-0013735 | Equipment Failure/Involved | Overhead | Transformer | Failed/Faulted | 2023 | Tier 2 - Elevated | Transformer only | 1 | 11 | 20230111 | 1947135 | Sus | N | EquipmentFailureInvolved¦Overhead¦Transformer¦FailedFaulted
23-0013493 | Vegetation | Tree - fell into line | Conductor, Overhead | Normal | 2023 | Tier 2 - Extreme | Distribution Circuit | 1 | 11 | 20230111 | 1947523 | Sus | N | Vegetation¦Treefellintoline¦ConductorOverhead¦Normal
23-0013624 | Vegetation | Tree - branch fell on line | Conductor, Overhead | Normal | 2023 | Tier 2 - Extreme | Distribution Circuit | 1 | 11 | 20230111 | 1947819 | Sus | N | Vegetation¦Treebranchfellonline¦ConductorOverhead¦Normal
23-0013951 | Unknown Cause | Patrol - found nothing |  |  | 2023 | Tier 2 - Extreme | Distribution Circuit | 1 | 11 | 20230111 | 1948460 | Sus | N | UnknownCause¦Patrolfoundnothing¦¦
23-0013970 | Vegetation | Tree - branch fell on line | Conductor, Overhead | Burned/flashed | 2023 | Tier 2 - Extreme | Transformer only | 1 | 11 | 20230111 | 1948627 | Sus | N | Vegetation¦Treebranchfellonline¦ConductorOverhead¦Burnedflashed
23-0013928 | Company Initiated | Improper Construction | Cutout, fuse holder | Normal | 2023 | Tier 2 - Elevated | Distribution Circuit | 1 | 11 | 20230111 | 1948890 | Sus | N | CompanyInitiated¦ImproperConstruction¦Cutoutfuseholder¦Normal
23-0014277 | Vegetation | Tree - branch fell on line | Conductor, Overhead | Normal | 2023 | Tier 2 - Elevated | Distribution Circuit | 1 | 12 | 20230112 | 1949232 | Sus | N | Vegetation¦Treebranchfellonline¦ConductorOverhead¦Normal
23-0014347 | Unknown Cause | Patrol - not conducted |  |  | 2023 | Tier 2 - Extreme | Distribution Circuit | 1 | 12 | 20230112 | 1949293 | Sus | N | UnknownCause¦Patrolnotconducted¦¦
23-0014355 | Unknown Cause | Patrol - found nothing |  |  | 2023 | Tier 2 - Elevated | Transformer only | 1 | 12 | 20230112 | 1949562 | Sus | N | UnknownCause¦Patrolfoundnothing¦¦
23-0014626 | Equipment Failure/Involved | Overhead | Connector or Splice (OH) | Burned Open | 2023 | Tier 2 - Elevated | Transformer only | 1 | 12 | 20230112 | 1950033 | Sus | N | EquipmentFailureInvolved¦Overhead¦ConnectororSplice(OH)¦BurnedOpen
23-0014760 | Unknown Cause | Patrol - found nothing |  |  | 2023 | Tier 2 - Extreme | Distribution Circuit | 1 | 12 | 20230112 | 1950613 | Sus | N | UnknownCause¦Patrolfoundnothing¦¦
23-0015045 | Equipment Failure/Involved | Underground | Transformer (UG) | Contaminated | 2023 | Tier 2 - Elevated | Distribution Circuit | 1 | 13 | 20230113 | 1951227 | Sus | N | EquipmentFailureInvolved¦Underground¦Transformer(UG)¦Contaminated
23-0015160 | Unknown Cause | Patrol - found nothing |  |  | 2023 | Tier 2 - Elevated | Distribution Circuit | 1 | 13 | 20230113 | 1951295 | Sus | N | UnknownCause¦Patrolfoundnothing¦¦
23-0015199 | Vegetation | Tree - fell into line | Conductor, Overhead | Broken, wire on ground | 2023 | Tier 2 - Elevated | Distribution Circuit | 1 | 13 | 20230113 | 1951478 | Sus | N | Vegetation¦Treefellintoline¦ConductorOverhead¦Brokenwireonground
23-0015385 | Equipment Failure/Involved | Overhead | Conductor, Overhead | Broken, wire on ground | 2023 | Tier 2 - Elevated | Distribution Circuit | 1 | 13 | 20230113 | 1952035 | Sus | N | EquipmentFailureInvolved¦Overhead¦ConductorOverhead¦Brokenwireonground
23-0015534 | Vegetation | Tree - branch fell on line | Connector or Splice (OH) | Broken, wire on ground | 2023 | Tier 2 - Extreme | Transformer only | 1 | 13 | 20230113 | 1951504 | Sus | N | Vegetation¦Treebranchfellonline¦ConnectororSplice(OH)¦Brokenwireonground
23-0014414 | Equipment Failure/Involved | Underground | Secondary | Broken | 2023 | Tier 2 - Elevated | Distribution Circuit | 1 | 13 | 20230113 | 1951650 | Sus | N | EquipmentFailureInvolved¦Underground¦Secondary¦Broken
23-0015201 | Company Initiated | Return Circuit Normal | Conductor, Overhead | Normal | 2023 | Tier 2 - Extreme | Distribution Circuit | 1 | 13 | 20230113 | 1952406 | Sus | N | CompanyInitiated¦ReturnCircuitNormal¦ConductorOverhead¦Normal
23-0015983 | Vegetation | Tree - fell into line | Transformer | Broken | 2023 | Tier 2 - Extreme | Transformer only | 1 | 13 | 20230113 | 1952603 | Sus | N | Vegetation¦Treefellintoline¦Transformer¦Broken
23-0015969 | Vegetation | Tree - branch fell on line | Conductor, Overhead | Normal | 2023 | Tier 2 - Extreme | Distribution Circuit | 1 | 14 | 20230114 | 1952759 | Sus | N | Vegetation¦Treebranchfellonline¦ConductorOverhead¦Normal
23-0015831 | Unknown Cause | Patrol - not conducted |  |  | 2023 | Tier 2 - Extreme | Distribution Circuit | 1 | 14 | 20230114 | 1952783 | Sus | N | UnknownCause¦Patrolnotconducted¦¦
23-0015831 | Unknown Cause | Patrol - not conducted |  |  | 2023 | Tier 2 - Elevated | Distribution Circuit | 1 | 14 | 20230114 | 1952777 | Sus | N | UnknownCause¦Patrolnotconducted¦¦
23-0015985 | Vegetation | Tree - branch fell on line | Conductor, Overhead | Normal | 2023 | Tier 2 - Extreme | Distribution Circuit | 1 | 14 | 20230114 | 1952830 | Sus | N | Vegetation¦Treebranchfellonline¦ConductorOverhead¦Normal
23-0015877 | Vegetation | Tree - branch fell on line | Conductor, Overhead | Normal | 2023 | Tier 2 - Extreme | Distribution Circuit | 1 | 14 | 20230114 | 1953044 | Sus | N | Vegetation¦Treebranchfellonline¦ConductorOverhead¦Normal
23-0015890 | Unknown Cause | Patrol - found nothing |  |  | 2023 | Tier 2 - Extreme | Distribution Circuit | 1 | 14 | 20230114 | 1952906 | Sus | N | UnknownCause¦Patrolfoundnothing¦¦
23-0015917 | Vegetation | Tree - branch fell on line | Conductor, Overhead | Together | 2023 | Tier 2 - Elevated | Distribution Circuit | 1 | 14 | 20230114 | 1953323 | Sus | N | Vegetation¦Treebranchfellonline¦ConductorOverhead¦Together
23-0015922 | Vegetation | Tree - fell into line | Crossarm, Wood | Broken, wire on ground | 2023 | Tier 2 - Elevated | Distribution Circuit | 1 | 14 | 20230114 | 1953363 | Sus | N | Vegetation¦Treefellintoline¦CrossarmWood¦Brokenwireonground
23-0016249 | Unknown Cause | Patrol - found nothing |  |  | 2023 | Tier 2 - Extreme | Distribution Circuit | 1 | 14 | 20230114 | 1953923 | Sus | N | UnknownCause¦Patrolfoundnothing¦¦
23-0016011 | Vegetation | Tree - fell into line | Conductor, Overhead | Normal | 2023 | Tier 2 - Elevated | Distribution Circuit | 1 | 14 | 20230114 | 1953696 | Sus | N | Vegetation¦Treefellintoline¦ConductorOverhead¦Normal
23-0016088 | Vegetation | Tree - fell into line | Conductor, Overhead | Normal | 2023 | Tier 2 - Elevated | Distribution Circuit | 1 | 14 | 20230114 | 1954050 | Sus | N | Vegetation¦Treefellintoline¦ConductorOverhead¦Normal
23-0016178 | Vegetation | Tree - fell into line | Conductor, Overhead | On Ground | 2023 | Tier 2 - Elevated | Distribution Circuit | 1 | 14 | 20230114 | 1953903 | Sus | N | Vegetation¦Treefellintoline¦ConductorOverhead¦OnGround
23-0016360 | Unknown Cause | Patrol - found nothing |  |  | 2023 | Tier 2 - Extreme | Distribution Circuit | 1 | 14 | 20230114 | 1954714 | Sus | N | UnknownCause¦Patrolfoundnothing¦¦
23-0016352 | Unknown Cause | Patrol - found nothing |  |  | 2023 | Tier 2 - Elevated | Transformer only | 1 | 14 | 20230114 | 1954784 | Sus | N | UnknownCause¦Patrolfoundnothing¦¦
23-0016349 | Unknown Cause | Patrol - found nothing |  |  | 2023 | Tier 2 - Elevated | Distribution Circuit | 1 | 14 | 20230114 | 1954823 | Sus | N | UnknownCause¦Patrolfoundnothing¦¦
23-0016387 | Unknown Cause | Patrol - found nothing |  |  | 2023 | Tier 2 - Elevated | Distribution Circuit | 1 | 14 | 20230114 | 1954874 | Sus | N | UnknownCause¦Patrolfoundnothing¦¦
23-0016520 | Vegetation | Tree - fell into line | Conductor, Overhead | Together | 2023 | Tier 2 - Elevated | Distribution Circuit | 1 | 15 | 20230115 | 1955492 | Sus | N | Vegetation¦Treefellintoline¦ConductorOverhead¦Together
23-0016541 | Vegetation | Tree - branch fell on line | Conductor, Overhead | Normal | 2023 | Tier 2 - Elevated | Distribution Circuit | 1 | 15 | 20230115 | 1955549 | Sus | N | Vegetation¦Treebranchfellonline¦ConductorOverhead¦Normal
23-0016559 | Vegetation | Tree - fell into line | Conductor, Overhead | Together | 2023 | Tier 2 - Elevated | Distribution Circuit | 1 | 15 | 20230115 | 1955597 | Sus | N | Vegetation¦Treefellintoline¦ConductorOverhead¦Together
23-0016638 | Unknown Cause | Patrol - found nothing |  |  | 2023 | Tier 2 - Extreme | Distribution Circuit | 1 | 15 | 20230115 | 1955762 | Sus | N | UnknownCause¦Patrolfoundnothing¦¦
23-0016603 | Vegetation | Tree - fell into line | Conductor, Overhead | Normal | 2023 | Tier 2 - Extreme | Distribution Circuit | 1 | 15 | 20230115 | 1955756 | Sus | N | Vegetation¦Treefellintoline¦ConductorOverhead¦Normal
23-0016746 | Equipment Failure/Involved | Overhead | Pole-Wood | Normal | 2023 | Tier 2 - Elevated | Transformer only | 1 | 15 | 20230115 | 1956107 | Sus | N | EquipmentFailureInvolved¦Overhead¦PoleWood¦Normal
23-0016745 | Vegetation | Tree - fell into line | Conductor, Overhead | Broken, wire on ground | 2023 | Tier 2 - Extreme | Distribution Circuit | 1 | 15 | 20230115 | 1956176 | Sus | N | Vegetation¦Treefellintoline¦ConductorOverhead¦Brokenwireonground
23-0016762 | Equipment Failure/Involved | Overhead | Jumper | Burned/flashed | 2023 | Tier 2 - Elevated | Distribution Circuit | 1 | 15 | 20230115 | 1956197 | Sus | N | EquipmentFailureInvolved¦Overhead¦Jumper¦Burnedflashed
23-0016750 | Equipment Failure/Involved | Overhead | Connector or Splice (OH) | Broken, wire on ground | 2023 | Tier 2 - Extreme | Distribution Circuit | 1 | 15 | 20230115 | 1956202 | Sus | N | EquipmentFailureInvolved¦Overhead¦ConnectororSplice(OH)¦Brokenwireonground
23-0016793 | Vegetation | Tree - fell into line | Conductor, Overhead | Broken, wire on ground | 2023 | Tier 2 - Extreme | Distribution Circuit | 1 | 15 | 20230115 | 1956373 | Sus | N | Vegetation¦Treefellintoline¦ConductorOverhead¦Brokenwireonground
23-0016852 | Environmental/External | Flood/Erosion | Conductor, Overhead | Broken, wire on ground | 2023 | Tier 2 - Elevated | Distribution Circuit | 1 | 15 | 20230115 | 1956451 | Sus | N | EnvironmentalExternal¦FloodErosion¦ConductorOverhead¦Brokenwireonground
23-0016961 | Unknown Cause | Patrol - found nothing |  |  | 2023 | Tier 2 - Extreme | Distribution Circuit | 1 | 16 | 20230116 | 1956498 | Sus | N | UnknownCause¦Patrolfoundnothing¦¦
23-0017031 | Vegetation | Tree - fell into line | Conductor, Overhead | Broken, wire on ground | 2023 | Tier 2 - Elevated | Distribution Circuit | 1 | 16 | 20230116 | 1956542 | Sus | N | Vegetation¦Treefellintoline¦ConductorOverhead¦Brokenwireonground
23-0017029 | Vegetation | Tree - fell into line | Conductor, Overhead | Broken | 2023 | Tier 2 - Extreme | Distribution Circuit | 1 | 16 | 20230116 | 1956559 | Sus | N | Vegetation¦Treefellintoline¦ConductorOverhead¦Broken
23-0016876 | Unknown Cause | Patrol - not conducted |  |  | 2023 | Tier 2 - Extreme | Distribution Circuit | 1 | 16 | 20230116 | 1956576 | Sus | N | UnknownCause¦Patrolnotconducted¦¦
23-0016880 | Vegetation | Tree - fell into line | Conductor, Overhead | Broken, wire on ground | 2023 | Tier 2 - Elevated | Distribution Circuit | 1 | 16 | 20230116 | 1956588 | Sus | N | Vegetation¦Treefellintoline¦ConductorOverhead¦Brokenwireonground
23-0017049 | Vegetation | Tree - fell into line | Conductor, Overhead | Broken, wire on ground | 2023 | Tier 2 - Extreme | Distribution Circuit | 1 | 16 | 20230116 | 1956601 | Sus | N | Vegetation¦Treefellintoline¦ConductorOverhead¦Brokenwireonground
23-0017022 | Unknown Cause | Patrol - found nothing |  |  | 2023 | Tier 2 - Extreme | Distribution Circuit | 1 | 16 | 20230116 | 1956604 | Sus | N | UnknownCause¦Patrolfoundnothing¦¦
23-0017331 | Unknown Cause | Patrol - not conducted |  |  | 2023 | Tier 2 - Extreme | Distribution Circuit | 1 | 16 | 20230116 | 1958630 | Sus | N | UnknownCause¦Patrolnotconducted¦¦
23-0016893 | Vegetation | Tree - fell into line | Conductor, Overhead | Broken, wire on ground | 2023 | Tier 2 - Elevated | Distribution Circuit | 1 | 16 | 20230116 | 1956683 | Sus | N | Vegetation¦Treefellintoline¦ConductorOverhead¦Brokenwireonground
23-0016911 | Vegetation | Tree - fell into line | Pole-Wood | Broken, wire on ground | 2023 | Tier 2 - Elevated | Distribution Circuit | 1 | 16 | 20230116 | 1956737 | Sus | N | Vegetation¦Treefellintoline¦PoleWood¦Brokenwireonground
23-0016925 | Vegetation | Tree - fell into line | Secondary | Broken, wire on ground | 2023 | Tier 2 - Extreme | Transformer only | 1 | 16 | 20230116 | 1956710 | Sus | N | Vegetation¦Treefellintoline¦Secondary¦Brokenwireonground
23-0016929 | Vegetation | Tree - fell into line | Conductor, Overhead | Broken, wire on ground | 2023 | Tier 2 - Extreme | Distribution Circuit | 1 | 16 | 20230116 | 1956858 | Sus | N | Vegetation¦Treefellintoline¦ConductorOverhead¦Brokenwireonground
23-0017064 | Vegetation | Tree - fell into line | Conductor, Overhead | Broken, wire on ground | 2023 | Tier 2 - Extreme | Distribution Circuit | 1 | 16 | 20230116 | 1956873 | Sus | N | Vegetation¦Treefellintoline¦ConductorOverhead¦Brokenwireonground
23-0017000 | Vegetation | Tree - fell into line | Conductor, Overhead | Normal | 2023 | Tier 2 - Extreme | Distribution Circuit | 1 | 16 | 20230116 | 1957050 | Sus | N | Vegetation¦Treefellintoline¦ConductorOverhead¦Normal
23-0017181 | Unknown Cause | Patrol - found nothing |  |  | 2023 | Tier 2 - Extreme | Distribution Circuit | 1 | 16 | 20230116 | 1957402 | Sus | N | UnknownCause¦Patrolfoundnothing¦¦
23-0017435 | Environmental/External | Flood/Erosion | Transformer (OH) |  | 2023 | Tier 2 - Extreme | Transformer only | 1 | 16 | 20230116 | 1958661 | Sus | N | EnvironmentalExternal¦FloodErosion¦Transformer(OH)¦
23-0016852 | Company Initiated | Return Circuit Normal | Conductor, Overhead | Normal | 2023 | Tier 2 - Elevated | Distribution Circuit | 1 | 16 | 20230116 | 1958679 | Sus | N | CompanyInitiated¦ReturnCircuitNormal¦ConductorOverhead¦Normal
23-0017662 | Vegetation | Tree - grew into line | Conductor, Overhead | Normal | 2023 | Tier 2 - Elevated | Distribution Circuit | 1 | 17 | 20230117 | 1959511 | Sus | N | Vegetation¦Treegrewintoline¦ConductorOverhead¦Normal
23-0018133 | Unknown Cause | Patrol - found nothing |  |  | 2023 | Tier 2 - Elevated | Distribution Circuit | 1 | 18 | 20230118 | 1960527 | Sus | N | UnknownCause¦Patrolfoundnothing¦¦
23-0018144 | Equipment Failure/Involved | Overhead | Anchor or Guy | Broken | 2023 | Tier 2 - Extreme | Distribution Circuit | 1 | 18 | 20230118 | 1960640 | Sus | N | EquipmentFailureInvolved¦Overhead¦AnchororGuy¦Broken
23-0018564 | Equipment Failure/Involved | Overhead | Connector or Splice (OH) | Broken, wire on ground | 2023 | Tier 2 - Elevated | Distribution Circuit | 1 | 18 | 20230118 | 1961414 | Sus | N | EquipmentFailureInvolved¦Overhead¦ConnectororSplice(OH)¦Brokenwireonground
23-0019116 | Equipment Failure/Involved | Overhead | Jumper | Burned Open | 2023 | Tier 2 - Elevated | Distribution Circuit | 1 | 19 | 20230119 | 1962800 | Sus | N | EquipmentFailureInvolved¦Overhead¦Jumper¦BurnedOpen
23-0019054 | Vegetation | Tree - branch fell on line | Conductor, Overhead | Normal | 2023 | Tier 2 - Extreme | Distribution Circuit | 1 | 19 | 20230119 | 1962681 | Sus | N | Vegetation¦Treebranchfellonline¦ConductorOverhead¦Normal
23-0019193 | Unknown Cause | Patrol - found nothing |  |  | 2023 | Tier 2 - Extreme | Distribution Circuit | 1 | 20 | 20230120 | 1962861 | Sus | N | UnknownCause¦Patrolfoundnothing¦¦
23-0019336 | Vegetation | Tree - branch fell on line | Conductor, Overhead | Normal | 2023 | Tier 2 - Extreme | Distribution Circuit | 1 | 20 | 20230120 | 1962882 | Sus | N | Vegetation¦Treebranchfellonline¦ConductorOverhead¦Normal
23-0019423 | Equipment Failure/Involved | Overhead | Transformer | Broken | 2023 | Tier 2 - Extreme | Transformer only | 1 | 20 | 20230120 | 1963144 | Sus | N | EquipmentFailureInvolved¦Overhead¦Transformer¦Broken
23-0019668 | Equipment Failure/Involved | Overhead | Transformer (OH) | Failed/Faulted | 2023 | Tier 2 - Elevated | Transformer only | 1 | 20 | 20230120 | 1963520 | Sus | N | EquipmentFailureInvolved¦Overhead¦Transformer(OH)¦FailedFaulted
23-0019691 | Vegetation | Tree - grew into line | Conductor, Overhead | Normal | 2023 | Tier 2 - Extreme | Distribution Circuit | 1 | 21 | 20230121 | 1963829 | Sus | N | Vegetation¦Treegrewintoline¦ConductorOverhead¦Normal
23-0019841 | Equipment Failure/Involved | Overhead | Transformer | Failed/Faulted | 2023 | Tier 2 - Elevated | Transformer only | 1 | 22 | 20230122 | 1964522 | Sus | N | EquipmentFailureInvolved¦Overhead¦Transformer¦FailedFaulted
23-0019882 | 3rd Party | Tree - cutting, 3rd party | Conductor, Overhead | Broken, wire on ground | 2023 | Tier 2 - Extreme | Distribution Circuit | 1 | 22 | 20230122 | 1964674 | Sus | N | 3rdParty¦Treecutting3rdparty¦ConductorOverhead¦Brokenwireonground
23-0019904 | Vegetation | Tree - fell into line | Conductor, Overhead | Broken | 2023 | Tier 2 - Extreme | Distribution Circuit | 1 | 22 | 20230122 | 1964822 | Sus | N | Vegetation¦Treefellintoline¦ConductorOverhead¦Broken
23-0019926 | Vegetation | Tree - branch fell on line | Conductor, Overhead | Normal | 2023 | Tier 2 - Elevated | Distribution Circuit | 1 | 22 | 20230122 | 1964915 | Sus | N | Vegetation¦Treebranchfellonline¦ConductorOverhead¦Normal
23-0019970 | Vegetation | Tree - branch fell on line | Conductor, Overhead | Broken, wire on ground | 2023 | Tier 2 - Extreme | Distribution Circuit | 1 | 22 | 20230122 | 1965041 | Sus | N | Vegetation¦Treebranchfellonline¦ConductorOverhead¦Brokenwireonground
23-0020240 | Vegetation | Tree - fell into line | Conductor, Overhead | Broken, wire on ground | 2023 | Tier 2 - Extreme | Distribution Circuit | 1 | 22 | 20230122 | 1965146 | Sus | N | Vegetation¦Treefellintoline¦ConductorOverhead¦Brokenwireonground
23-0020321 | Unknown Cause | Patrol - found nothing |  |  | 2023 | Tier 2 - Elevated | Distribution Circuit | 1 | 23 | 20230123 | 1965164 | Sus | N | UnknownCause¦Patrolfoundnothing¦¦
23-0019984 | Vegetation | Tree - fell into line | Conductor, Overhead | Broken, wire on ground | 2023 | Tier 2 - Extreme | Distribution Circuit | 1 | 23 | 20230123 | 1965165 | Sus | N | Vegetation¦Treefellintoline¦ConductorOverhead¦Brokenwireonground
23-0020205 | Unknown Cause | Patrol - found nothing |  |  | 2023 | Tier 2 - Extreme | Distribution Circuit | 1 | 23 | 20230123 | 1965169 | Sus | N | UnknownCause¦Patrolfoundnothing¦¦
23-0019997 | Vegetation | Tree - branch fell on line | Conductor, Overhead | Normal | 2023 | Tier 2 - Extreme | Distribution Circuit | 1 | 23 | 20230123 | 1965194 | Sus | N | Vegetation¦Treebranchfellonline¦ConductorOverhead¦Normal
23-0019882 | Company Initiated | Return Circuit Normal | Conductor, Overhead | Normal | 2023 | Tier 2 - Elevated | Distribution Circuit | 1 | 23 | 20230123 | 1965336 | Sus | N | CompanyInitiated¦ReturnCircuitNormal¦ConductorOverhead¦Normal
23-0020302 | Unknown Cause | Patrol - not conducted |  |  | 2023 | Tier 2 - Extreme | Distribution Circuit | 1 | 23 | 20230123 | 1965698 | Sus | N | UnknownCause¦Patrolnotconducted¦¦
23-0020490 | Vegetation | Tree - branch fell on line | Conductor, Overhead | Normal | 2023 | Tier 2 - Extreme | Distribution Circuit | 1 | 24 | 20230124 | 1966371 | Sus | N | Vegetation¦Treebranchfellonline¦ConductorOverhead¦Normal
23-0020705 | Unknown Cause | Patrol - found nothing |  |  | 2023 | Tier 2 - Elevated | Distribution Circuit | 1 | 24 | 20230124 | 1966459 | Sus | N | UnknownCause¦Patrolfoundnothing¦¦
23-0021255 | Company Initiated | Return Circuit Normal | Transformer (OH) | Normal | 2023 | Tier 2 - Extreme | Transformer only | 1 | 25 | 20230125 | 1968027 | Sus | N | CompanyInitiated¦ReturnCircuitNormal¦Transformer(OH)¦Normal
23-0021424 | Vegetation | Tree - fell into line | Crossarm, Wood | Broken | 2023 | Tier 2 - Extreme | Distribution Circuit | 1 | 25 | 20230125 | 1968190 | Sus | N | Vegetation¦Treefellintoline¦CrossarmWood¦Broken
23-0021645 | Vegetation | Tree - branch fell on line | Conductor, Overhead | Normal | 2023 | Tier 2 - Extreme | Distribution Circuit | 1 | 26 | 20230126 | 1968519 | Sus | N | Vegetation¦Treebranchfellonline¦ConductorOverhead¦Normal
23-0022010 | Vegetation | Tree - fell into line | Pole-Wood | Broken | 2023 | Tier 2 - Extreme | Transformer only | 1 | 26 | 20230126 | 1969187 | Sus | N | Vegetation¦Treefellintoline¦PoleWood¦Broken
23-0022204 | Vegetation | Tree - fell into line | Conductor, Overhead | Normal | 2023 | Tier 2 - Extreme | Distribution Circuit | 1 | 27 | 20230127 | 1969727 | Sus | N | Vegetation¦Treefellintoline¦ConductorOverhead¦Normal
23-0022161 | Equipment Failure/Involved | Overhead | Transformer (OH) | Failed/Faulted | 2023 | Tier 2 - Elevated | Distribution Circuit | 1 | 27 | 20230127 | 1969643 | Sus | N | EquipmentFailureInvolved¦Overhead¦Transformer(OH)¦FailedFaulted
23-0022202 | Equipment Failure/Involved | Overhead | Pole-Wood | Deteriorated | 2023 | Tier 2 - Extreme | Distribution Circuit | 1 | 27 | 20230127 | 1969722 | Sus | N | EquipmentFailureInvolved¦Overhead¦PoleWood¦Deteriorated
23-0022549 | Equipment Failure/Involved | Overhead | Fuse | Broken | 2023 | Tier 2 - Elevated | Transformer only | 1 | 27 | 20230127 | 1969917 | Sus | N | EquipmentFailureInvolved¦Overhead¦Fuse¦Broken
23-0022248 | Equipment Failure/Involved | Overhead | Pole-Wood | Broken | 2023 | Tier 2 - Extreme | Distribution Circuit | 1 | 27 | 20230127 | 1969952 | Sus | N | EquipmentFailureInvolved¦Overhead¦PoleWood¦Broken
23-0022501 | Vegetation | Tree - fell into line | Conductor, Overhead | Normal | 2023 | Tier 2 - Elevated | Distribution Circuit | 1 | 27 | 20230127 | 1969919 | Sus | N | Vegetation¦Treefellintoline¦ConductorOverhead¦Normal
23-0022540 | Equipment Failure/Involved | Overhead | Crossarm, Wood | Broken, wire on ground | 2023 | Tier 2 - Elevated | Distribution Circuit | 1 | 27 | 20230127 | 1970137 | Sus | N | EquipmentFailureInvolved¦Overhead¦CrossarmWood¦Brokenwireonground
23-0022613 | Animal | Bird found | Conductor, Overhead | Normal | 2023 | Tier 2 - Elevated | Distribution Circuit | 1 | 28 | 20230128 | 1970271 | Sus | N | Animal¦Birdfound¦ConductorOverhead¦Normal
23-0022658 | Equipment Failure/Involved | Overhead | Fuse | Failed/Faulted | 2023 | Tier 2 - Elevated | Transformer only | 1 | 28 | 20230128 | 1970639 | Sus | N | EquipmentFailureInvolved¦Overhead¦Fuse¦FailedFaulted
23-0022703 | Unknown Cause | Patrol - found nothing |  |  | 2023 | Tier 2 - Extreme | Distribution Circuit | 1 | 29 | 20230129 | 1970775 | Sus | N | UnknownCause¦Patrolfoundnothing¦¦
23-0022905 | Unknown Cause | Patrol - found nothing |  |  | 2023 | Tier 2 - Extreme | Transformer only | 1 | 30 | 20230130 | 1971484 | Sus | N | UnknownCause¦Patrolfoundnothing¦¦
23-0023174 | Unknown Cause | Patrol - found nothing |  |  | 2023 | Tier 2 - Extreme | Distribution Circuit | 1 | 30 | 20230130 | 1971892 | Sus | N | UnknownCause¦Patrolfoundnothing¦¦
23-0023185 | Equipment Failure/Involved | Overhead | Transformer (OH) | Failed/Faulted | 2023 | Tier 2 - Elevated | Transformer only | 1 | 30 | 20230130 | 1972198 | Sus | N | EquipmentFailureInvolved¦Overhead¦Transformer(OH)¦FailedFaulted
23-0023663 | Equipment Failure/Involved | Overhead | Transformer (OH) | Failed/Faulted | 2023 | Tier 2 - Elevated | Transformer only | 1 | 31 | 20230131 | 1973131 | Sus | N | EquipmentFailureInvolved¦Overhead¦Transformer(OH)¦FailedFaulted
23-0024000 | Vegetation | Tree - fell into line | Conductor, Overhead | Broken, wire on ground | 2023 | Tier 2 - Elevated | Distribution Circuit | 2 | 1 | 20230201 | 1974084 | Sus | N | Vegetation¦Treefellintoline¦ConductorOverhead¦Brokenwireonground
23-0024442 | Vegetation | Tree - grew into line | Conductor, Overhead | Normal | 2023 | Tier 2 - Extreme | Distribution Circuit | 2 | 2 | 20230202 | 1974943 | Sus | N | Vegetation¦Treegrewintoline¦ConductorOverhead¦Normal
23-0024680 | Vegetation | Tree - grew into line | Conductor, Overhead | Normal | 2023 | Tier 2 - Elevated | Distribution Circuit | 2 | 2 | 20230202 | 1975428 | Sus | N | Vegetation¦Treegrewintoline¦ConductorOverhead¦Normal
23-0024716 | Unknown Cause | Patrol - found nothing |  |  | 2023 | Tier 2 - Extreme | Distribution Circuit | 2 | 3 | 20230203 | 1975579 | Sus | N | UnknownCause¦Patrolfoundnothing¦¦
23-0024777 | Vegetation | Tree - branch fell on line | Conductor, Overhead | Normal | 2023 | Tier 2 - Extreme | Distribution Circuit | 2 | 3 | 20230203 | 1975621 | Sus | N | Vegetation¦Treebranchfellonline¦ConductorOverhead¦Normal
23-0024874 | Vegetation | Tree - branch fell on line | Transformer (OH) | Broken | 2023 | Tier 2 - Extreme | Distribution Circuit | 2 | 3 | 20230203 | 1975803 | Sus | N | Vegetation¦Treebranchfellonline¦Transformer(OH)¦Broken
23-0025222 | Animal | Bird found | Fuse | Failed/Faulted | 2023 | Tier 2 - Elevated | Distribution Circuit | 2 | 4 | 20230204 | 1976704 | Sus | N | Animal¦Birdfound¦Fuse¦FailedFaulted
23-0025395 | Unknown Cause | Patrol - found nothing |  |  | 2023 | Tier 2 - Elevated | Distribution Circuit | 2 | 5 | 20230205 | 1977366 | Sus | N | UnknownCause¦Patrolfoundnothing¦¦
23-0025430 | Unknown Cause | Patrol - found nothing |  |  | 2023 | Tier 2 - Elevated | Distribution Circuit | 2 | 5 | 20230205 | 1977550 | Sus | N | UnknownCause¦Patrolfoundnothing¦¦
23-0025619 | Unknown Cause | Patrol - found nothing |  |  | 2023 | Tier 2 - Extreme | Distribution Circuit | 2 | 6 | 20230206 | 1977862 | Sus | N | UnknownCause¦Patrolfoundnothing¦¦
23-0025628 | Vegetation | Tree - fell into line | Conductor, Overhead | Broken, wire on ground | 2023 | Tier 2 - Extreme | Distribution Circuit | 2 | 6 | 20230206 | 1977880 | Sus | N | Vegetation¦Treefellintoline¦ConductorOverhead¦Brokenwireonground
23-0025895 | Vegetation | Tree - fell into line | Conductor, Overhead | Together | 2023 | Tier 2 - Extreme | Distribution Circuit | 2 | 6 | 20230206 | 1978494 | Sus | N | Vegetation¦Treefellintoline¦ConductorOverhead¦Together
23-0026094 | Vegetation | Tree - branch fell on line | Conductor, Overhead | Normal | 2023 | Tier 2 - Extreme | Distribution Circuit | 2 | 7 | 20230207 | 1979013 | Sus | N | Vegetation¦Treebranchfellonline¦ConductorOverhead¦Normal
23-0026682 | Vegetation | Tree - branch fell on line | Conductor, Overhead | Normal | 2023 | Tier 2 - Elevated | Distribution Circuit | 2 | 8 | 20230208 | 1980113 | Sus | N | Vegetation¦Treebranchfellonline¦ConductorOverhead¦Normal
23-0026902 | Animal | Bird found | Conductor, Overhead | Broken, wire on ground | 2023 | Tier 2 - Extreme | Transformer only | 2 | 8 | 20230208 | 1980398 | Sus | N | Animal¦Birdfound¦ConductorOverhead¦Brokenwireonground
23-0026951 | Unknown Cause | Patrol - found nothing |  |  | 2023 | Tier 2 - Elevated | Distribution Circuit | 2 | 9 | 20230209 | 1980465 | Sus | N | UnknownCause¦Patrolfoundnothing¦¦
23-0027161 | Vegetation | Tree - fell into line | Conductor, Overhead | Broken, wire on ground | 2023 | Tier 2 - Elevated | Distribution Circuit | 2 | 9 | 20230209 | 1981045 | Sus | N | Vegetation¦Treefellintoline¦ConductorOverhead¦Brokenwireonground
23-0027247 | Unknown Cause | Patrol - not conducted |  |  | 2023 | Tier 2 - Elevated | Distribution Circuit | 2 | 9 | 20230209 | 1981153 | Sus | N | UnknownCause¦Patrolnotconducted¦¦
23-0027349 | Equipment Failure/Involved | Overhead | Recloser | Malfunctioning | 2023 | Tier 2 - Extreme | Distribution Circuit | 2 | 9 | 20230209 | 1981348 | Sus | N | EquipmentFailureInvolved¦Overhead¦Recloser¦Malfunctioning
23-0027490 | Vegetation | Tree - fell into line | Conductor, Overhead | Normal | 2023 | Tier 2 - Extreme | Distribution Circuit | 2 | 10 | 20230210 | 1981476 | Sus | N | Vegetation¦Treefellintoline¦ConductorOverhead¦Normal
23-0027774 | Unknown Cause | Patrol - found nothing |  |  | 2023 | Tier 2 - Elevated | Distribution Circuit | 2 | 10 | 20230210 | 1982163 | Sus | N | UnknownCause¦Patrolfoundnothing¦¦
23-0027796 | Unknown Cause | Patrol - found nothing |  |  | 2023 | Tier 2 - Elevated | Distribution Circuit | 2 | 10 | 20230210 | 1982178 | Sus | N | UnknownCause¦Patrolfoundnothing¦¦
23-0027896 | Unknown Cause | Patrol - found nothing |  |  | 2023 | Tier 2 - Extreme | Distribution Circuit | 2 | 12 | 20230212 | 1982719 | Sus | N | UnknownCause¦Patrolfoundnothing¦¦
23-0027984 | Unknown Cause | Patrol - found nothing |  |  | 2023 | Tier 2 - Elevated | Distribution Circuit | 2 | 12 | 20230212 | 1983099 | Sus | N | UnknownCause¦Patrolfoundnothing¦¦
23-0027963 | Equipment Failure/Involved | Overhead | Connector or Splice (OH) | Broken | 2023 | Tier 2 - Elevated | Distribution Circuit | 2 | 12 | 20230212 | 1983103 | Sus | N | EquipmentFailureInvolved¦Overhead¦ConnectororSplice(OH)¦Broken
23-0028890 | Vegetation | Tree - branch fell on line | Conductor, Overhead | Normal | 2023 | Tier 2 - Extreme | Distribution Circuit | 2 | 14 | 20230214 | 1984956 | Sus | N | Vegetation¦Treebranchfellonline¦ConductorOverhead¦Normal
23-0028768 | Equipment Failure/Involved | Overhead | Conductor, Overhead | Broken, wire on ground | 2023 | Tier 2 - Extreme | Distribution Circuit | 2 | 14 | 20230214 | 1985043 | Sus | N | EquipmentFailureInvolved¦Overhead¦ConductorOverhead¦Brokenwireonground
23-0028983 | Unknown Cause | Patrol - found nothing |  |  | 2023 | Tier 2 - Elevated | Distribution Circuit | 2 | 15 | 20230215 | 1985628 | Sus | N | UnknownCause¦Patrolfoundnothing¦¦
23-0029060 | Unknown Cause | Patrol - found nothing |  |  | 2023 | Tier 2 - Elevated | Distribution Circuit | 2 | 15 | 20230215 | 1985684 | Sus | N | UnknownCause¦Patrolfoundnothing¦¦
23-0029499 | 3rd Party | Vehicle | Fuse | Normal | 2023 | Tier 2 - Extreme | Transformer only | 2 | 15 | 20230215 | 1986526 | Sus | N | 3rdParty¦Vehicle¦Fuse¦Normal
23-0029916 | Vegetation | Tree - fell into line | Transformer (OH) | Broken, wire on ground | 2023 | Tier 2 - Extreme | Transformer only | 2 | 16 | 20230216 | 1987138 | Sus | N | Vegetation¦Treefellintoline¦Transformer(OH)¦Brokenwireonground
23-0030331 | Vegetation | Tree - grew into line | Conductor, Overhead | Normal | 2023 | Tier 2 - Extreme | Distribution Circuit | 2 | 17 | 20230217 | 1987938 | Sus | N | Vegetation¦Treegrewintoline¦ConductorOverhead¦Normal
23-0030532 | Vegetation | Tree - grew into line | Conductor, Overhead | Normal | 2023 | Tier 2 - Extreme | Distribution Circuit | 2 | 19 | 20230219 | 1988593 | Sus | N | Vegetation¦Treegrewintoline¦ConductorOverhead¦Normal
23-0030603 | Equipment Failure/Involved | Overhead | Service conductor | Broken | 2023 | Tier 2 - Extreme | Distribution Circuit | 2 | 20 | 20230220 | 1989163 | Sus | N | EquipmentFailureInvolved¦Overhead¦Serviceconductor¦Broken
23-0030941 | Equipment Failure/Involved | Overhead | Jumper | Burned Open | 2023 | Tier 2 - Elevated | Distribution Circuit | 2 | 21 | 20230221 | 1989777 | Sus | N | EquipmentFailureInvolved¦Overhead¦Jumper¦BurnedOpen
23-0031007 | Vegetation | Tree - branch fell on line | Conductor, Overhead | Normal | 2023 | Tier 2 - Extreme | Distribution Circuit | 2 | 21 | 20230221 | 1990134 | Sus | N | Vegetation¦Treebranchfellonline¦ConductorOverhead¦Normal
23-0031165 | Equipment Failure/Involved | Overhead | Conductor, Overhead | Broken, wire on ground | 2023 | Tier 2 - Extreme | Distribution Circuit | 2 | 21 | 20230221 | 1991279 | Sus | N | EquipmentFailureInvolved¦Overhead¦ConductorOverhead¦Brokenwireonground
23-0031165 | Equipment Failure/Involved | Overhead | Conductor, Overhead | Broken, wire on ground | 2023 | Tier 2 - Extreme | Distribution Circuit | 2 | 21 | 20230221 | 1991849 | Sus | N | EquipmentFailureInvolved¦Overhead¦ConductorOverhead¦Brokenwireonground
23-0031312 | Vegetation | Tree - palm frond fell into line | Conductor, Overhead | Normal | 2023 | Tier 2 - Elevated | Distribution Circuit | 2 | 21 | 20230221 | 1991474 | Sus | N | Vegetation¦Treepalmfrondfellintoline¦ConductorOverhead¦Normal
23-0031427 | Vegetation | Tree - fell into line | Conductor, Overhead | Normal | 2023 | Tier 2 - Extreme | Distribution Circuit | 2 | 21 | 20230221 | 1992848 | Sus | N | Vegetation¦Treefellintoline¦ConductorOverhead¦Normal
23-0031963 | Unknown Cause | Patrol - found nothing |  |  | 2023 | Tier 2 - Extreme | Distribution Circuit | 2 | 21 | 20230221 | 1992725 | Sus | N | UnknownCause¦Patrolfoundnothing¦¦
23-0032547 | Unknown Cause | Patrol - found nothing |  |  | 2023 | Tier 2 - Extreme | Distribution Circuit | 2 | 21 | 20230221 | 1996269 | Sus | N | UnknownCause¦Patrolfoundnothing¦¦
23-0031976 | Unknown Cause | Patrol - found nothing |  |  | 2023 | Tier 2 - Elevated | Distribution Circuit | 2 | 21 | 20230221 | 1995499 | Sus | N | UnknownCause¦Patrolfoundnothing¦¦
23-0032495 | Unknown Cause | Patrol - found nothing |  |  | 2023 | Tier 2 - Extreme | Distribution Circuit | 2 | 22 | 20230222 | 1996312 | Sus | N | UnknownCause¦Patrolfoundnothing¦¦
23-0032667 | Vegetation | Tree - branch fell on line | Conductor, Overhead | Normal | 2023 | Tier 2 - Elevated | Distribution Circuit | 2 | 22 | 20230222 | 1996318 | Sus | N | Vegetation¦Treebranchfellonline¦ConductorOverhead¦Normal
23-0032660 | Vegetation | Tree - branch fell on line | Conductor, Overhead | Normal | 2023 | Tier 2 - Elevated | Distribution Circuit | 2 | 22 | 20230222 | 1998255 | Sus | N | Vegetation¦Treebranchfellonline¦ConductorOverhead¦Normal
23-0032633 | Vegetation | Tree - fell into line | Conductor, Overhead | Normal | 2023 | Tier 2 - Extreme | Distribution Circuit | 2 | 22 | 20230222 | 1998252 | Sus | N | Vegetation¦Treefellintoline¦ConductorOverhead¦Normal
23-0032781 | Unknown Cause | Patrol - not conducted |  |  | 2023 | Tier 2 - Elevated | Distribution Circuit | 2 | 22 | 20230222 | 1998563 | Sus | N | UnknownCause¦Patrolnotconducted¦¦
23-0033007 | Vegetation | Tree - branch fell on line | Conductor, Overhead | Normal | 2023 | Tier 2 - Extreme | Distribution Circuit | 2 | 23 | 20230223 | 1999202 | Sus | N | Vegetation¦Treebranchfellonline¦ConductorOverhead¦Normal
23-0032942 | Unknown Cause | Patrol - found nothing |  |  | 2023 | Tier 2 - Elevated | Distribution Circuit | 2 | 23 | 20230223 | 1998877 | Sus | N | UnknownCause¦Patrolfoundnothing¦¦
23-0032933 | Vegetation | Tree - branch fell on line | Conductor, Overhead | Normal | 2023 | Tier 2 - Elevated | Distribution Circuit | 2 | 23 | 20230223 | 1999006 | Sus | N | Vegetation¦Treebranchfellonline¦ConductorOverhead¦Normal
23-0033223 | Vegetation | Tree - branch fell on line | Conductor, Overhead | Normal | 2023 | Tier 2 - Extreme | Distribution Circuit | 2 | 23 | 20230223 | 1999005 | Sus | N | Vegetation¦Treebranchfellonline¦ConductorOverhead¦Normal
23-0033330 | Unknown Cause | Patrol - found nothing |  |  | 2023 | Tier 2 - Extreme | Distribution Circuit | 2 | 23 | 20230223 | 1999068 | Sus | N | UnknownCause¦Patrolfoundnothing¦¦
23-0033546 | Unknown Cause | Patrol - found nothing |  |  | 2023 | Tier 2 - Elevated | Distribution Circuit | 2 | 24 | 20230224 | 2001141 | Sus | N | UnknownCause¦Patrolfoundnothing¦¦
23-0033883 | Vegetation | Tree - fell into line | Conductor, Overhead | Normal | 2023 | Tier 2 - Extreme | Distribution Circuit | 2 | 24 | 20230224 | 2001270 | Sus | N | Vegetation¦Treefellintoline¦ConductorOverhead¦Normal
23-0033953 | Vegetation | Tree - fell into line | Conductor, Overhead | Bent or Twisted | 2023 | Tier 2 - Extreme | Distribution Circuit | 2 | 24 | 20230224 | 2001773 | Sus | N | Vegetation¦Treefellintoline¦ConductorOverhead¦BentorTwisted
23-0033657 | Vegetation | Tree - branch fell on line | Conductor, Overhead | Broken, wire on ground | 2023 | Tier 2 - Extreme | Distribution Circuit | 2 | 24 | 20230224 | 2002630 | Sus | N | Vegetation¦Treebranchfellonline¦ConductorOverhead¦Brokenwireonground
23-0034570 | Vegetation | Tree - fell into line | Conductor, Overhead | Normal | 2023 | Tier 2 - Extreme | Distribution Circuit | 2 | 24 | 20230224 | 2006409 | Sus | N | Vegetation¦Treefellintoline¦ConductorOverhead¦Normal
23-0034148 | Unknown Cause | Patrol - found nothing |  |  | 2023 | Tier 2 - Elevated | Distribution Circuit | 2 | 24 | 20230224 | 2003569 | Sus | N | UnknownCause¦Patrolfoundnothing¦¦
23-0033816 | Vegetation | Tree - branch fell on line | Secondary | Arcing | 2023 | Tier 2 - Elevated | Transformer only | 2 | 24 | 20230224 | 2003416 | Sus | N | Vegetation¦Treebranchfellonline¦Secondary¦Arcing
23-0033965 | Vegetation | Tree - fell into line | Conductor, Overhead | Burned/flashed | 2023 | Tier 2 - Extreme | Distribution Circuit | 2 | 24 | 20230224 | 2003633 | Sus | N | Vegetation¦Treefellintoline¦ConductorOverhead¦Burnedflashed
23-0034187 | Equipment Failure/Involved | Overhead | Insulator | Broken | 2023 | Tier 2 - Elevated | Distribution Circuit | 2 | 24 | 20230224 | 2005364 | Sus | N | EquipmentFailureInvolved¦Overhead¦Insulator¦Broken
23-0034425 | Animal | Bird found | Transformer (OH) | Normal | 2023 | Tier 2 - Elevated | Distribution Circuit | 2 | 24 | 20230224 | 2005591 | Sus | N | Animal¦Birdfound¦Transformer(OH)¦Normal
23-0035301 | Unknown Cause | Patrol - found nothing |  |  | 2023 | Tier 2 - Extreme | Transformer only | 2 | 25 | 20230225 | 2008227 | Sus | N | UnknownCause¦Patrolfoundnothing¦¦
23-0035386 | Company Initiated | Coordination failure | Cutout, fuse holder | Normal | 2023 | Tier 2 - Elevated | Distribution Circuit | 2 | 25 | 20230225 | 2008977 | Sus | N | CompanyInitiated¦Coordinationfailure¦Cutoutfuseholder¦Normal
23-0035723 | Unknown Cause | Patrol - found nothing |  |  | 2023 | Tier 2 - Extreme | Transformer only | 2 | 26 | 20230226 | 2009745 | Sus | N | UnknownCause¦Patrolfoundnothing¦¦
23-0035390 | Vegetation | Tree - fell into line | Conductor, Overhead | Normal | 2023 | Tier 2 - Extreme | Distribution Circuit | 2 | 26 | 20230226 | 2009747 | Sus | N | Vegetation¦Treefellintoline¦ConductorOverhead¦Normal
23-0035689 | Unknown Cause | Patrol - found nothing |  |  | 2023 | Tier 2 - Extreme | Distribution Circuit | 2 | 26 | 20230226 | 2009789 | Sus | N | UnknownCause¦Patrolfoundnothing¦¦
23-0035662 | Vegetation | Tree - fell into line | Pole-Wood | Deteriorated | 2023 | Tier 2 - Extreme | Distribution Circuit | 2 | 26 | 20230226 | 2009862 | Sus | N | Vegetation¦Treefellintoline¦PoleWood¦Deteriorated
23-0035852 | Unknown Cause | Patrol - not conducted |  |  | 2023 | Tier 2 - Extreme | Distribution Circuit | 2 | 26 | 20230226 | 2010249 | Sus | N | UnknownCause¦Patrolnotconducted¦¦
23-0035809 | Company Initiated | Return Circuit Normal | Switch (OH) | Normal | 2023 | Tier 2 - Extreme | Distribution Circuit | 2 | 27 | 20230227 | 2011142 | Sus | N | CompanyInitiated¦ReturnCircuitNormal¦Switch(OH)¦Normal
23-0036373 | Unknown Cause | Patrol - found nothing |  |  | 2023 | Tier 2 - Extreme | Distribution Circuit | 2 | 27 | 20230227 | 2011752 | Sus | N | UnknownCause¦Patrolfoundnothing¦¦
23-0036578 | Unknown Cause | Patrol - found nothing |  |  | 2023 | Tier 2 - Elevated | Distribution Circuit | 2 | 27 | 20230227 | 2012609 | Sus | N | UnknownCause¦Patrolfoundnothing¦¦
23-0036620 | Vegetation | Tree - branch fell on line | Bushing | Arcing | 2023 | Tier 2 - Elevated | Transformer only | 2 | 27 | 20230227 | 2012669 | Sus | N | Vegetation¦Treebranchfellonline¦Bushing¦Arcing
23-0037238 | Equipment Failure/Involved | Electrical Overload | Transformer (OH) | Failed/Faulted | 2023 | Tier 2 - Extreme | Transformer only | 2 | 28 | 20230228 | 2014867 | Sus | N | EquipmentFailureInvolved¦ElectricalOverload¦Transformer(OH)¦FailedFaulted
23-0037765 | Unknown Cause | Patrol - not conducted |  |  | 2023 | Tier 2 - Extreme | Transformer only | 2 | 28 | 20230228 | 2014998 | Sus | N | UnknownCause¦Patrolnotconducted¦¦
23-0037278 | Vegetation | Tree - branch fell on line | Conductor, Overhead | Normal | 2023 | Tier 2 - Extreme | Distribution Circuit | 2 | 28 | 20230228 | 2015031 | Sus | N | Vegetation¦Treebranchfellonline¦ConductorOverhead¦Normal
23-0036162 | Vegetation | Tree - fell into line | Conductor, Overhead | Broken, wire on ground | 2023 | Tier 2 - Extreme | Distribution Circuit | 2 | 28 | 20230228 | 2015200 | Sus | N | Vegetation¦Treefellintoline¦ConductorOverhead¦Brokenwireonground
23-0036162 | Vegetation | Tree - fell into line | Conductor, Overhead | Broken, wire on ground | 2023 | Tier 2 - Elevated | Distribution Circuit | 2 | 28 | 20230228 | 2015195 | Sus | N | Vegetation¦Treefellintoline¦ConductorOverhead¦Brokenwireonground
23-0037443 | Vegetation | Tree - fell into line | Conductor, Overhead | Normal | 2023 | Tier 2 - Extreme | Distribution Circuit | 2 | 28 | 20230228 | 2015669 | Sus | N | Vegetation¦Treefellintoline¦ConductorOverhead¦Normal
23-0037848 | Unknown Cause | Patrol - found nothing |  |  | 2023 | Tier 2 - Extreme | Distribution Circuit | 2 | 28 | 20230228 | 2016722 | Sus | N | UnknownCause¦Patrolfoundnothing¦¦
23-0037860 | Unknown Cause | Patrol - found nothing |  |  | 2023 | Tier 2 - Extreme | Distribution Circuit | 2 | 28 | 20230228 | 2017120 | Sus | N | UnknownCause¦Patrolfoundnothing¦¦
23-0037878 | Vegetation | Tree - branch fell on line | Conductor, Overhead | Normal | 2023 | Tier 2 - Extreme | Distribution Circuit | 3 | 1 | 20230301 | 2017346 | Sus | N | Vegetation¦Treebranchfellonline¦ConductorOverhead¦Normal
23-0038198 | Unknown Cause | Patrol - found nothing |  |  | 2023 | Tier 2 - Extreme | Transformer only | 3 | 1 | 20230301 | 2017781 | Sus | N | UnknownCause¦Patrolfoundnothing¦¦
23-0038197 | Equipment Failure/Involved | Overhead | Fuse | Failed/Faulted | 2023 | Tier 2 - Extreme | Transformer only | 3 | 1 | 20230301 | 2018178 | Sus | N | EquipmentFailureInvolved¦Overhead¦Fuse¦FailedFaulted
23-0038251 | Vegetation | Tree - branch fell on line | Conductor, Overhead | Normal | 2023 | Tier 2 - Extreme | Distribution Circuit | 3 | 1 | 20230301 | 2018269 | Sus | N | Vegetation¦Treebranchfellonline¦ConductorOverhead¦Normal
23-0038172 | Vegetation | Tree - grew into line | Conductor, Overhead | Normal | 2023 | Tier 2 - Elevated | Distribution Circuit | 3 | 1 | 20230301 | 2018279 | Sus | N | Vegetation¦Treegrewintoline¦ConductorOverhead¦Normal
23-0038317 | Vegetation | Tree - fell into line | Conductor, Overhead | Normal | 2023 | Tier 2 - Elevated | Distribution Circuit | 3 | 1 | 20230301 | 2018870 | Sus | N | Vegetation¦Treefellintoline¦ConductorOverhead¦Normal
23-0038545 | Unknown Cause | Patrol - found nothing |  |  | 2023 | Tier 2 - Extreme | Distribution Circuit | 3 | 1 | 20230301 | 2019123 | Sus | N | UnknownCause¦Patrolfoundnothing¦¦
23-0038854 | Unknown Cause | Patrol - found nothing |  |  | 2023 | Tier 2 - Extreme | Transformer only | 3 | 2 | 20230302 | 2019555 | Sus | N | UnknownCause¦Patrolfoundnothing¦¦
23-0031348 | Company Initiated | Return Circuit Normal | Pole-Wood | Broken, wire on ground | 2023 | Tier 2 - Elevated | Distribution Circuit | 3 | 2 | 20230302 | 2019736 | Sus | N | CompanyInitiated¦ReturnCircuitNormal¦PoleWood¦Brokenwireonground
23-0038927 | Unknown Cause | Patrol - found nothing |  |  | 2023 | Tier 2 - Extreme | Transformer only | 3 | 2 | 20230302 | 2019991 | Sus | N | UnknownCause¦Patrolfoundnothing¦¦
23-0037039 | Company Initiated | Return Circuit Normal | Conductor, Overhead | Normal | 2023 | Tier 2 - Extreme | Distribution Circuit | 3 | 2 | 20230302 | 2020401 | Sus | N | CompanyInitiated¦ReturnCircuitNormal¦ConductorOverhead¦Normal
23-0039170 | Unknown Cause | Patrol - found nothing |  |  | 2023 | Tier 2 - Extreme | Transformer only | 3 | 2 | 20230302 | 2020582 | Sus | N | UnknownCause¦Patrolfoundnothing¦¦
23-0039285 | Vegetation | Tree - fell into line | Crossarm, Wood | Broken | 2023 | Tier 2 - Extreme | Transmission line | 3 | 3 | 20230303 | 2020904 | Sus | N | Vegetation¦Treefellintoline¦CrossarmWood¦Broken
23-0039287 | Vegetation | Tree - fell into line | Conductor, Overhead | Broken, wire on ground | 2023 | Tier 2 - Elevated | Distribution Circuit | 3 | 3 | 20230303 | 2020930 | Sus | N | Vegetation¦Treefellintoline¦ConductorOverhead¦Brokenwireonground
23-0039352 | Equipment Failure/Involved | Overhead | Pole-Wood | Broken | 2023 | Tier 2 - Elevated | Transformer only | 3 | 3 | 20230303 | 2021050 | Sus | N | EquipmentFailureInvolved¦Overhead¦PoleWood¦Broken
23-0039475 | Vegetation | Tree - branch fell on line | Conductor, Overhead | Normal | 2023 | Tier 2 - Extreme | Distribution Circuit | 3 | 3 | 20230303 | 2021269 | Sus | N | Vegetation¦Treebranchfellonline¦ConductorOverhead¦Normal
23-0039943 | Vegetation | Tree - fell into line | Conductor, Overhead | Broken, wire on ground | 2023 | Tier 2 - Extreme | Transformer only | 3 | 4 | 20230304 | 2022201 | Sus | N | Vegetation¦Treefellintoline¦ConductorOverhead¦Brokenwireonground
23-0039997 | Vegetation | Tree - branch fell on line | Fuse | Normal | 2023 | Tier 2 - Extreme | Distribution Circuit | 3 | 4 | 20230304 | 2022306 | Sus | N | Vegetation¦Treebranchfellonline¦Fuse¦Normal
23-0040229 | Unknown Cause | Patrol - found nothing |  |  | 2023 | Tier 2 - Elevated | Distribution Circuit | 3 | 5 | 20230305 | 2023182 | Sus | N | UnknownCause¦Patrolfoundnothing¦¦
23-0040364 | Unknown Cause | Patrol - found nothing |  |  | 2023 | Tier 2 - Extreme | Distribution Circuit | 3 | 5 | 20230305 | 2023510 | Sus | N | UnknownCause¦Patrolfoundnothing¦¦
23-0040400 | Vegetation | Tree - branch fell on line | Fuse | Normal | 2023 | Tier 2 - Extreme | Distribution Circuit | 3 | 5 | 20230305 | 2023811 | Sus | N | Vegetation¦Treebranchfellonline¦Fuse¦Normal
23-0040533 | Vegetation | Tree - fell into line | Conductor, Overhead | Normal | 2023 | Tier 2 - Extreme | Distribution Circuit | 3 | 6 | 20230306 | 2024199 | Sus | N | Vegetation¦Treefellintoline¦ConductorOverhead¦Normal
23-0040624 | Vegetation | Tree - fell into line | Conductor, Overhead | Broken, wire on ground | 2023 | Tier 2 - Extreme | Distribution Circuit | 3 | 6 | 20230306 | 2024484 | Sus | N | Vegetation¦Treefellintoline¦ConductorOverhead¦Brokenwireonground
23-0040972 | Unknown Cause | Patrol - found nothing |  |  | 2023 | Tier 2 - Extreme | Distribution Circuit | 3 | 6 | 20230306 | 2025097 | Sus | N | UnknownCause¦Patrolfoundnothing¦¦
23-0041443 | Unknown Cause | Patrol - found nothing |  |  | 2023 | Tier 2 - Extreme | Distribution Circuit | 3 | 7 | 20230307 | 2026061 | Sus | N | UnknownCause¦Patrolfoundnothing¦¦
23-0041809 | Equipment Failure/Involved | Overhead | Connector or Splice (OH) | Burned Open | 2023 | Tier 2 - Elevated | Transformer only | 3 | 8 | 20230308 | 2026911 | Sus | N | EquipmentFailureInvolved¦Overhead¦ConnectororSplice(OH)¦BurnedOpen
23-0041845 | Unknown Cause | Patrol - found nothing |  |  | 2023 | Tier 2 - Extreme | Distribution Circuit | 3 | 8 | 20230308 | 2027006 | Sus | N | UnknownCause¦Patrolfoundnothing¦¦
23-0041850 | Unknown Cause | Patrol - found nothing |  |  | 2023 | Tier 2 - Elevated | Distribution Circuit | 3 | 8 | 20230308 | 2027011 | Sus | N | UnknownCause¦Patrolfoundnothing¦¦
23-0042338 | Equipment Failure/Involved | Overhead | Cutout, fuse holder | Normal | 2023 | Tier 2 - Elevated | Distribution Circuit | 3 | 9 | 20230309 | 2028015 | Sus | N | EquipmentFailureInvolved¦Overhead¦Cutoutfuseholder¦Normal
23-0042549 | Vegetation | Tree - branch fell on line | Conductor, Overhead | Normal | 2023 | Tier 2 - Extreme | Distribution Circuit | 3 | 9 | 20230309 | 2028457 | Sus | N | Vegetation¦Treebranchfellonline¦ConductorOverhead¦Normal
23-0042538 | Vegetation | Tree - branch fell on line | Conductor, Overhead | Normal | 2023 | Tier 2 - Extreme | Distribution Circuit | 3 | 9 | 20230309 | 2029354 | Sus | N | Vegetation¦Treebranchfellonline¦ConductorOverhead¦Normal
23-0042617 | Unknown Cause | Patrol - found nothing |  |  | 2023 | Tier 2 - Extreme | Distribution Circuit | 3 | 9 | 20230309 | 2029475 | Sus | N | UnknownCause¦Patrolfoundnothing¦¦
23-0042817 | Unknown Cause | Patrol - not conducted |  |  | 2023 | Tier 2 - Elevated | Distribution Circuit | 3 | 10 | 20230310 | 2029830 | Sus | N | UnknownCause¦Patrolnotconducted¦¦
23-0042818 | Vegetation | Tree - fell into line | Conductor, Overhead | Broken, wire on ground | 2023 | Tier 2 - Extreme | Distribution Circuit | 3 | 10 | 20230310 | 2030430 | Sus | N | Vegetation¦Treefellintoline¦ConductorOverhead¦Brokenwireonground
23-0042688 | Vegetation | Tree - fell into line | Crossarm, Wood | Broken | 2023 | Tier 2 - Extreme | Distribution Circuit | 3 | 10 | 20230310 | 2029898 | Sus | N | Vegetation¦Treefellintoline¦CrossarmWood¦Broken
23-0042692 | Unknown Cause | Patrol - found nothing |  |  | 2023 | Tier 2 - Extreme | Distribution Circuit | 3 | 10 | 20230310 | 2030187 | Sus | N | UnknownCause¦Patrolfoundnothing¦¦
23-0042853 | Vegetation | Tree - fell into line | Conductor, Overhead | Bent or Twisted | 2023 | Tier 2 - Elevated | Transformer only | 3 | 10 | 20230310 | 2030056 | Sus | N | Vegetation¦Treefellintoline¦ConductorOverhead¦BentorTwisted
23-0042688 | Environmental/External | Flood/Erosion | Pole-Wood | Broken, wire on ground | 2023 | Tier 2 - Extreme | Distribution Circuit | 3 | 10 | 20230310 | 2030636 | Sus | N | EnvironmentalExternal¦FloodErosion¦PoleWood¦Brokenwireonground
23-0043086 | Vegetation | Tree - fell into line | Conductor, Overhead | Normal | 2023 | Tier 2 - Extreme | Distribution Circuit | 3 | 10 | 20230310 | 2030621 | Sus | N | Vegetation¦Treefellintoline¦ConductorOverhead¦Normal
23-0043160 | Vegetation | Tree - fell into line | Conductor, Overhead | Broken, wire on ground | 2023 | Tier 2 - Extreme | Distribution Circuit | 3 | 10 | 20230310 | 2031016 | Sus | N | Vegetation¦Treefellintoline¦ConductorOverhead¦Brokenwireonground
23-0043128 | Animal | Squirrel | Transformer | Normal | 2023 | Tier 2 - Extreme | Transformer only | 3 | 10 | 20230310 | 2031031 | Sus | N | Animal¦Squirrel¦Transformer¦Normal
23-0043538 | Vegetation | Tree - branch fell on line | Conductor, Overhead | Normal | 2023 | Tier 2 - Elevated | Distribution Circuit | 3 | 11 | 20230311 | 2031878 | Sus | N | Vegetation¦Treebranchfellonline¦ConductorOverhead¦Normal
23-0043338 | Unknown Cause | Patrol - not conducted |  |  | 2023 | Tier 2 - Elevated | Distribution Circuit | 3 | 11 | 20230311 | 2031918 | Sus | N | UnknownCause¦Patrolnotconducted¦¦
23-0043392 | Vegetation | Tree - branch fell on line | Conductor, Overhead | Together | 2023 | Tier 2 - Extreme | Distribution Circuit | 3 | 11 | 20230311 | 2031969 | Sus | N | Vegetation¦Treebranchfellonline¦ConductorOverhead¦Together
23-0043359 | Vegetation | Tree - fell into line | Conductor, Overhead | Normal | 2023 | Tier 2 - Extreme | Distribution Circuit | 3 | 11 | 20230311 | 2031988 | Sus | N | Vegetation¦Treefellintoline¦ConductorOverhead¦Normal
23-0043396 | Vegetation | Tree - fell into line | Conductor, Overhead | Normal | 2023 | Tier 2 - Extreme | Distribution Circuit | 3 | 11 | 20230311 | 2030949 | Sus | N | Vegetation¦Treefellintoline¦ConductorOverhead¦Normal
23-0043551 | Unknown Cause | Patrol - found nothing |  |  | 2023 | Tier 2 - Elevated | Distribution Circuit | 3 | 11 | 20230311 | 2032570 | Sus | N | UnknownCause¦Patrolfoundnothing¦¦
23-0043630 | Vegetation | Tree - branch fell on line | Conductor, Overhead | Together | 2023 | Tier 2 - Extreme | Distribution Circuit | 3 | 12 | 20230312 | 2033047 | Sus | N | Vegetation¦Treebranchfellonline¦ConductorOverhead¦Together
23-0043670 | Unknown Cause | Patrol - found nothing |  |  | 2023 | Tier 2 - Elevated | Distribution Circuit | 3 | 12 | 20230312 | 2033096 | Sus | N | UnknownCause¦Patrolfoundnothing¦¦
23-0043710 | Equipment Failure/Involved | Overhead | Conductor, Overhead | Broken, wire on ground | 2023 | Tier 2 - Extreme | Distribution Circuit | 3 | 12 | 20230312 | 2033136 | Sus | N | EquipmentFailureInvolved¦Overhead¦ConductorOverhead¦Brokenwireonground
23-0043712 | Vegetation | Tree - fell into line | Conductor, Overhead | Broken, wire on ground | 2023 | Tier 2 - Extreme | Distribution Circuit | 3 | 12 | 20230312 | 2033178 | Sus | N | Vegetation¦Treefellintoline¦ConductorOverhead¦Brokenwireonground
23-0043737 | 3rd Party | Vehicle | Conductor, Overhead | Together | 2023 | Tier 2 - Extreme | Distribution Circuit | 3 | 12 | 20230312 | 2033362 | Sus | N | 3rdParty¦Vehicle¦ConductorOverhead¦Together
23-0043821 | Unknown Cause | Patrol - found nothing |  |  | 2023 | Tier 2 - Elevated | Distribution Circuit | 3 | 12 | 20230312 | 2033443 | Sus | N | UnknownCause¦Patrolfoundnothing¦¦
23-0043810 | Unknown Cause | Patrol - found nothing |  |  | 2023 | Tier 2 - Elevated | Distribution Circuit | 3 | 12 | 20230312 | 2033572 | Sus | N | UnknownCause¦Patrolfoundnothing¦¦
23-0043919 | Vegetation | Tree - fell into line | Conductor, Overhead | Broken, wire on ground | 2023 | Tier 2 - Extreme | Distribution Circuit | 3 | 12 | 20230312 | 2033805 | Sus | N | Vegetation¦Treefellintoline¦ConductorOverhead¦Brokenwireonground
23-0044014 | Unknown Cause | Patrol - found nothing |  |  | 2023 | Tier 2 - Elevated | Transformer only | 3 | 13 | 20230313 | 2033950 | Sus | N | UnknownCause¦Patrolfoundnothing¦¦
23-0043977 | Vegetation | Tree - fell into line | Conductor, Overhead | Normal | 2023 | Tier 2 - Elevated | Distribution Circuit | 3 | 13 | 20230313 | 2034088 | Sus | N | Vegetation¦Treefellintoline¦ConductorOverhead¦Normal
23-0044046 | Equipment Failure/Involved | Overhead | Pole-Wood | Deteriorated | 2023 | Tier 2 - Elevated | Distribution Circuit | 3 | 13 | 20230313 | 2034273 | Sus | N | EquipmentFailureInvolved¦Overhead¦PoleWood¦Deteriorated
23-0044111 | Equipment Failure/Involved | Overhead | Connector or Splice (OH) | Broken, wire on ground | 2023 | Tier 2 - Elevated | Distribution Circuit | 3 | 13 | 20230313 | 2034389 | Sus | N | EquipmentFailureInvolved¦Overhead¦ConnectororSplice(OH)¦Brokenwireonground
23-0044098 | Equipment Failure/Involved | Overhead | Jumper | Broken | 2023 | Tier 2 - Extreme | Transformer only | 3 | 13 | 20230313 | 2034382 | Sus | N | EquipmentFailureInvolved¦Overhead¦Jumper¦Broken
23-0044261 | Vegetation | Tree - grew into line | Conductor, Overhead | Normal | 2023 | Tier 2 - Elevated | Distribution Circuit | 3 | 13 | 20230313 | 2034778 | Sus | N | Vegetation¦Treegrewintoline¦ConductorOverhead¦Normal
23-0044344 | Vegetation | Tree - fell into line | Conductor, Overhead | Normal | 2023 | Tier 2 - Elevated | Distribution Circuit | 3 | 13 | 20230313 | 2034978 | Sus | N | Vegetation¦Treefellintoline¦ConductorOverhead¦Normal
23-0044355 | Unknown Cause | Patrol - found nothing |  |  | 2023 | Tier 2 - Extreme | Distribution Circuit | 3 | 13 | 20230313 | 2034998 | Sus | N | UnknownCause¦Patrolfoundnothing¦¦
23-0044612 | Vegetation | Tree - fell into line | Conductor, Overhead | Normal | 2023 | Tier 2 - Extreme | Distribution Circuit | 3 | 14 | 20230314 | 2035330 | Sus | N | Vegetation¦Treefellintoline¦ConductorOverhead¦Normal
23-0044704 | Vegetation | Tree - branch fell on line | Conductor, Overhead | Broken, wire on ground | 2023 | Tier 2 - Extreme | Distribution Circuit | 3 | 14 | 20230314 | 2035418 | Sus | N | Vegetation¦Treebranchfellonline¦ConductorOverhead¦Brokenwireonground
23-0044696 | Unknown Cause | Patrol - found nothing |  |  | 2023 | Tier 2 - Elevated | Distribution Circuit | 3 | 14 | 20230314 | 2035428 | Sus | N | UnknownCause¦Patrolfoundnothing¦¦
23-0044877 | Unknown Cause | Patrol - found nothing |  |  | 2023 | Tier 2 - Extreme | Distribution Circuit | 3 | 14 | 20230314 | 2035745 | Sus | N | UnknownCause¦Patrolfoundnothing¦¦
23-0044931 | Vegetation | Tree - branch fell on line | Conductor, Overhead | Broken, wire on ground | 2023 | Tier 2 - Extreme | Distribution Circuit | 3 | 14 | 20230314 | 2035864 | Sus | N | Vegetation¦Treebranchfellonline¦ConductorOverhead¦Brokenwireonground
23-0044778 | Unknown Cause | Patrol - not conducted |  |  | 2023 | Tier 2 - Elevated | Distribution Circuit | 3 | 14 | 20230314 | 2036386 | Sus | N | UnknownCause¦Patrolnotconducted¦¦
23-0045670 | Vegetation | Tree - branch fell on line | Conductor, Overhead | Together | 2023 | Tier 2 - Extreme | Distribution Circuit | 3 | 14 | 20230314 | 2043836 | Sus | N | Vegetation¦Treebranchfellonline¦ConductorOverhead¦Together
23-0044970 | Vegetation | Tree - branch fell on line | Conductor, Overhead | Normal | 2023 | Tier 2 - Extreme | Distribution Circuit | 3 | 14 | 20230314 | 2037443 | Sus | N | Vegetation¦Treebranchfellonline¦ConductorOverhead¦Normal
23-0044953 | Unknown Cause | Patrol - not conducted |  |  | 2023 | Tier 2 - Extreme | Distribution Circuit | 3 | 14 | 20230314 | 2037916 | Sus | N | UnknownCause¦Patrolnotconducted¦¦
23-0044927 | Unknown Cause | Patrol - found nothing |  |  | 2023 | Tier 2 - Extreme | Distribution Circuit | 3 | 14 | 20230314 | 2035957 | Sus | N | UnknownCause¦Patrolfoundnothing¦¦
23-0045584 | Unknown Cause | Patrol - found nothing |  |  | 2023 | Tier 2 - Extreme | Distribution Circuit | 3 | 14 | 20230314 | 2038106 | Sus | N | UnknownCause¦Patrolfoundnothing¦¦
23-0044977 | Unknown Cause | Patrol - not conducted |  |  | 2023 | Tier 2 - Extreme | Distribution Circuit | 3 | 14 | 20230314 | 2038389 | Sus | N | UnknownCause¦Patrolnotconducted¦¦
23-0045462 | Unknown Cause | Patrol - found nothing |  |  | 2023 | Tier 2 - Elevated | Distribution Circuit | 3 | 14 | 20230314 | 2039690 | Sus | N | UnknownCause¦Patrolfoundnothing¦¦
23-0045535 | Vegetation | Tree - fell into line | Conductor, Overhead | Broken, wire on ground | 2023 | Tier 2 - Extreme | Distribution Circuit | 3 | 14 | 20230314 | 2042186 | Sus | N | Vegetation¦Treefellintoline¦ConductorOverhead¦Brokenwireonground
23-0045877 | Vegetation | Tree - fell into line | Conductor, Overhead | Broken, wire on ground | 2023 | Tier 2 - Elevated | Distribution Circuit | 3 | 14 | 20230314 | 2044095 | Sus | N | Vegetation¦Treefellintoline¦ConductorOverhead¦Brokenwireonground
23-0046778 | Unknown Cause | Patrol - not conducted |  |  | 2023 | Tier 2 - Extreme | Transformer only | 3 | 15 | 20230315 | 2045419 | Sus | N | UnknownCause¦Patrolnotconducted¦¦
23-0046103 | Vegetation | Tree - grew into line | Conductor, Overhead | Bent or Twisted | 2023 | Tier 2 - Extreme | Distribution Circuit | 3 | 15 | 20230315 | 2045413 | Sus | N | Vegetation¦Treegrewintoline¦ConductorOverhead¦BentorTwisted
23-0046546 | Unknown Cause | Patrol - found nothing |  |  | 2023 | Tier 2 - Extreme | Distribution Circuit | 3 | 15 | 20230315 | 2045706 | Sus | N | UnknownCause¦Patrolfoundnothing¦¦
23-0046193 | Vegetation | Tree - branch fell on line | Conductor, Overhead | Normal | 2023 | Tier 2 - Extreme | Distribution Circuit | 3 | 15 | 20230315 | 2045789 | Sus | N | Vegetation¦Treebranchfellonline¦ConductorOverhead¦Normal
23-0046322 | Vegetation | Tree - fell into line | Conductor, Overhead | Normal | 2023 | Tier 2 - Extreme | Distribution Circuit | 3 | 15 | 20230315 | 2045596 | Sus | N | Vegetation¦Treefellintoline¦ConductorOverhead¦Normal
23-0046614 | Unknown Cause | Patrol - found nothing |  |  | 2023 | Tier 2 - Extreme | Transformer only | 3 | 15 | 20230315 | 2046682 | Sus | N | UnknownCause¦Patrolfoundnothing¦¦
23-0046668 | Unknown Cause | Patrol - found nothing |  |  | 2023 | Tier 2 - Elevated | Distribution Circuit | 3 | 15 | 20230315 | 2046700 | Sus | N | UnknownCause¦Patrolfoundnothing¦¦
23-0046752 | Unknown Cause | Patrol - found nothing |  |  | 2023 | Tier 2 - Extreme | Transformer only | 3 | 15 | 20230315 | 2047278 | Sus | N | UnknownCause¦Patrolfoundnothing¦¦
23-0046751 | Vegetation | Tree - fell into line | Conductor, Overhead | Burned/flashed | 2023 | Tier 2 - Elevated | Distribution Circuit | 3 | 15 | 20230315 | 2047283 | Sus | N | Vegetation¦Treefellintoline¦ConductorOverhead¦Burnedflashed
23-0046885 | Vegetation | Tree - fell into line | Conductor, Overhead | Broken | 2023 | Tier 2 - Extreme | Distribution Circuit | 3 | 16 | 20230316 | 2047783 | Sus | N | Vegetation¦Treefellintoline¦ConductorOverhead¦Broken
23-0046935 | Vegetation | Tree - bark fell into line | Conductor, Overhead | Normal | 2023 | Tier 2 - Elevated | Transformer only | 3 | 16 | 20230316 | 2047746 | Sus | N | Vegetation¦Treebarkfellintoline¦ConductorOverhead¦Normal
23-0047069 | Unknown Cause | Patrol - found nothing |  |  | 2023 | Tier 2 - Elevated | Distribution Circuit | 3 | 16 | 20230316 | 2048494 | Sus | N | UnknownCause¦Patrolfoundnothing¦¦
23-0047054 | Equipment Failure/Involved | Overhead | Transformer (OH) | Failed/Faulted | 2023 | Tier 2 - Extreme | Distribution Circuit | 3 | 16 | 20230316 | 2048576 | Sus | N | EquipmentFailureInvolved¦Overhead¦Transformer(OH)¦FailedFaulted
23-0047186 | Unknown Cause | Patrol - not conducted |  |  | 2023 | Tier 2 - Elevated | Distribution Circuit | 3 | 16 | 20230316 | 2048865 | Sus | N | UnknownCause¦Patrolnotconducted¦¦
23-0047350 | Unknown Cause | Patrol - found nothing |  |  | 2023 | Tier 2 - Elevated | Distribution Circuit | 3 | 16 | 20230316 | 2049367 | Sus | N | UnknownCause¦Patrolfoundnothing¦¦
23-0047452 | Unknown Cause | Patrol - found nothing |  |  | 2023 | Tier 2 - Elevated | Distribution Circuit | 3 | 17 | 20230317 | 2049595 | Sus | N | UnknownCause¦Patrolfoundnothing¦¦
23-0047403 | Vegetation | Tree - branch fell on line | Conductor, Overhead | Broken, wire on ground | 2023 | Tier 2 - Elevated | Distribution Circuit | 3 | 17 | 20230317 | 2049606 | Sus | N | Vegetation¦Treebranchfellonline¦ConductorOverhead¦Brokenwireonground
23-0047608 | Unknown Cause | Patrol - not conducted |  |  | 2023 | Tier 2 - Elevated | Transformer only | 3 | 17 | 20230317 | 2049730 | Sus | N | UnknownCause¦Patrolnotconducted¦¦
23-0047534 | Vegetation | Tree - fell into line | Conductor, Overhead | Normal | 2023 | Tier 2 - Elevated | Distribution Circuit | 3 | 17 | 20230317 | 2049920 | Sus | N | Vegetation¦Treefellintoline¦ConductorOverhead¦Normal
23-0047060 | Vegetation | Tree - fell into line | Conductor, Overhead | Normal | 2023 | Tier 2 - Extreme | Distribution Circuit | 3 | 17 | 20230317 | 2050094 | Sus | N | Vegetation¦Treefellintoline¦ConductorOverhead¦Normal
23-0047673 | Vegetation | Tree - fell into line | Conductor, Overhead | Normal | 2023 | Tier 2 - Extreme | Distribution Circuit | 3 | 17 | 20230317 | 2050253 | Sus | N | Vegetation¦Treefellintoline¦ConductorOverhead¦Normal
23-0047770 | Vegetation | Tree - fell into line | Conductor, Overhead | Normal | 2023 | Tier 2 - Elevated | Distribution Circuit | 3 | 17 | 20230317 | 2050507 | Sus | N | Vegetation¦Treefellintoline¦ConductorOverhead¦Normal
23-0047747 | Unknown Cause | Patrol - found nothing |  |  | 2023 | Tier 2 - Elevated | Distribution Circuit | 3 | 17 | 20230317 | 2050561 | Sus | N | UnknownCause¦Patrolfoundnothing¦¦
23-0047753 | Unknown Cause | Patrol - found nothing |  |  | 2023 | Tier 2 - Elevated | Transformer only | 3 | 17 | 20230317 | 2050566 | Sus | N | UnknownCause¦Patrolfoundnothing¦¦
23-0048271 | Vegetation | Tree - fell into line | Conductor, Overhead | Normal | 2023 | Tier 2 - Elevated | Distribution Circuit | 3 | 18 | 20230318 | 2051010 | Sus | N | Vegetation¦Treefellintoline¦ConductorOverhead¦Normal
23-0048439 | Vegetation | Tree - branch fell on line | Conductor, Overhead | Normal | 2023 | Tier 2 - Extreme | Distribution Circuit | 3 | 19 | 20230319 | 2051663 | Sus | N | Vegetation¦Treebranchfellonline¦ConductorOverhead¦Normal
23-0048444 | Unknown Cause | Patrol - found nothing |  |  | 2023 | Tier 2 - Extreme | Distribution Circuit | 3 | 19 | 20230319 | 2051782 | Sus | N | UnknownCause¦Patrolfoundnothing¦¦
23-0048469 | Equipment Failure/Involved | Overhead | Connector or Splice (OH) | Broken, wire on ground | 2023 | Tier 2 - Extreme | Distribution Circuit | 3 | 19 | 20230319 | 2051860 | Sus | N | EquipmentFailureInvolved¦Overhead¦ConnectororSplice(OH)¦Brokenwireonground
23-0048553 | Unknown Cause | Patrol - found nothing |  |  | 2023 | Tier 2 - Extreme | Distribution Circuit | 3 | 19 | 20230319 | 2051950 | Sus | N | UnknownCause¦Patrolfoundnothing¦¦
23-0048507 | Vegetation | Tree - fell into line | Conductor, Overhead | Normal | 2023 | Tier 2 - Extreme | Distribution Circuit | 3 | 19 | 20230319 | 2052032 | Sus | N | Vegetation¦Treefellintoline¦ConductorOverhead¦Normal
23-0048555 | Equipment Failure/Involved | Overhead | Jumper | Burned Open | 2023 | Tier 2 - Extreme | Distribution Circuit | 3 | 19 | 20230319 | 2052253 | Sus | N | EquipmentFailureInvolved¦Overhead¦Jumper¦BurnedOpen
23-0048557 | Unknown Cause | Patrol - found nothing |  |  | 2023 | Tier 2 - Elevated | Distribution Circuit | 3 | 19 | 20230319 | 2052288 | Sus | N | UnknownCause¦Patrolfoundnothing¦¦
23-0048860 | Animal | Bird found | Conductor, Overhead | Normal | 2023 | Tier 2 - Elevated | Distribution Circuit | 3 | 20 | 20230320 | 2052591 | Sus | N | Animal¦Birdfound¦ConductorOverhead¦Normal
23-0048765 | Vegetation | Tree - fell into line | Fuse | Normal | 2023 | Tier 2 - Elevated | Transformer only | 3 | 20 | 20230320 | 2052809 | Sus | N | Vegetation¦Treefellintoline¦Fuse¦Normal
23-0049021 | Vegetation | Tree - fell into line | Conductor, Overhead | Normal | 2023 | Tier 2 - Extreme | Distribution Circuit | 3 | 20 | 20230320 | 2053474 | Sus | N | Vegetation¦Treefellintoline¦ConductorOverhead¦Normal
23-0049465 | Unknown Cause | Patrol - found nothing |  |  | 2023 | Tier 2 - Elevated | Distribution Circuit | 3 | 21 | 20230321 | 2053631 | Sus | N | UnknownCause¦Patrolfoundnothing¦¦
23-0049355 | Unknown Cause | Patrol - found nothing |  |  | 2023 | Tier 2 - Extreme | Distribution Circuit | 3 | 21 | 20230321 | 2053699 | Sus | N | UnknownCause¦Patrolfoundnothing¦¦
23-0049158 | Vegetation | Tree - branch fell on line | Conductor, Overhead | Normal | 2023 | Tier 2 - Extreme | Distribution Circuit | 3 | 21 | 20230321 | 2053724 | Sus | N | Vegetation¦Treebranchfellonline¦ConductorOverhead¦Normal
23-0049166 | Equipment Failure/Involved | Overhead | Conductor, Overhead | Together | 2023 | Tier 2 - Elevated | Distribution Circuit | 3 | 21 | 20230321 | 2053762 | Sus | N | EquipmentFailureInvolved¦Overhead¦ConductorOverhead¦Together
23-0049399 | Vegetation | Tree - branch fell on line | Conductor, Overhead | Normal | 2023 | Tier 2 - Extreme | Distribution Circuit | 3 | 21 | 20230321 | 2053806 | Sus | N | Vegetation¦Treebranchfellonline¦ConductorOverhead¦Normal
23-0049457 | Unknown Cause | Patrol - not conducted |  |  | 2023 | Tier 2 - Extreme | Distribution Circuit | 3 | 21 | 20230321 | 2054715 | Sus | N | UnknownCause¦Patrolnotconducted¦¦
23-0050043 | Vegetation | Tree - branch fell on line | Conductor, Overhead | Normal | 2023 | Tier 2 - Extreme | Distribution Circuit | 3 | 21 | 20230321 | 2060156 | Sus | N | Vegetation¦Treebranchfellonline¦ConductorOverhead¦Normal
23-0049352 | Unknown Cause | Patrol - not conducted |  |  | 2023 | Tier 2 - Elevated | Distribution Circuit | 3 | 21 | 20230321 | 2054153 | Sus | N | UnknownCause¦Patrolnotconducted¦¦
23-0049711 | Unknown Cause | Patrol - found nothing |  |  | 2023 | Tier 2 - Elevated | Transformer only | 3 | 21 | 20230321 | 2054322 | Sus | N | UnknownCause¦Patrolfoundnothing¦¦
23-0049473 | Equipment Failure/Involved | Overhead | Conductor, Overhead | Together | 2023 | Tier 2 - Elevated | Distribution Circuit | 3 | 21 | 20230321 | 2054337 | Sus | N | EquipmentFailureInvolved¦Overhead¦ConductorOverhead¦Together
23-0049790 | Unknown Cause | Patrol - found nothing |  |  | 2023 | Tier 2 - Elevated | Distribution Circuit | 3 | 21 | 20230321 | 2054669 | Sus | N | UnknownCause¦Patrolfoundnothing¦¦
23-0049710 | Vegetation | Tree - fell into line | Conductor, Overhead | Broken, wire on ground | 2023 | Tier 2 - Elevated | Distribution Circuit | 3 | 21 | 20230321 | 2054707 | Sus | N | Vegetation¦Treefellintoline¦ConductorOverhead¦Brokenwireonground
23-0049798 | Vegetation | Tree - fell into line | Conductor, Overhead | Broken, wire on ground | 2023 | Tier 2 - Elevated | Distribution Circuit | 3 | 21 | 20230321 | 2056682 | Sus | N | Vegetation¦Treefellintoline¦ConductorOverhead¦Brokenwireonground
23-0049761 | Vegetation | Tree - fell into line | Conductor, Overhead | Normal | 2023 | Tier 2 - Elevated | Distribution Circuit | 3 | 21 | 20230321 | 2057274 | Sus | N | Vegetation¦Treefellintoline¦ConductorOverhead¦Normal
23-0049935 | Unknown Cause | Patrol - not conducted |  |  | 2023 | Tier 2 - Extreme | Distribution Circuit | 3 | 21 | 20230321 | 2059222 | Sus | N | UnknownCause¦Patrolnotconducted¦¦
23-0050131 | Unknown Cause | Patrol - found nothing |  |  | 2023 | Tier 2 - Elevated | Distribution Circuit | 3 | 21 | 20230321 | 2059973 | Sus | N | UnknownCause¦Patrolfoundnothing¦¦
23-0050026 | Vegetation | Tree - fell into line | Conductor, Overhead | Normal | 2023 | Tier 2 - Elevated | Distribution Circuit | 3 | 21 | 20230321 | 2056624 | Sus | N | Vegetation¦Treefellintoline¦ConductorOverhead¦Normal
23-0050558 | Vegetation | Tree - fell into line | Conductor, Overhead | Normal | 2023 | Tier 2 - Extreme | Distribution Circuit | 3 | 22 | 20230322 | 2062121 | Sus | N | Vegetation¦Treefellintoline¦ConductorOverhead¦Normal
23-0050922 | Vegetation | Tree - branch fell on line | Conductor, Overhead | Normal | 2023 | Tier 2 - Extreme | Distribution Circuit | 3 | 22 | 20230322 | 2062154 | Sus | N | Vegetation¦Treebranchfellonline¦ConductorOverhead¦Normal
23-0050967 | Unknown Cause | Patrol - found nothing |  |  | 2023 | Tier 2 - Extreme | Distribution Circuit | 3 | 22 | 20230322 | 2062352 | Sus | N | UnknownCause¦Patrolfoundnothing¦¦
23-0050856 | Unknown Cause | Patrol - found nothing |  |  | 2023 | Tier 2 - Extreme | Transformer only | 3 | 22 | 20230322 | 2062487 | Sus | N | UnknownCause¦Patrolfoundnothing¦¦
23-0050681 | Vegetation | Tree - fell into line | Service conductor | Broken | 2023 | Tier 2 - Extreme | Distribution Circuit | 3 | 22 | 20230322 | 2062136 | Sus | N | Vegetation¦Treefellintoline¦Serviceconductor¦Broken
23-0050988 | Unknown Cause | Patrol - found nothing |  |  | 2023 | Tier 2 - Extreme | Transformer only | 3 | 22 | 20230322 | 2063317 | Sus | N | UnknownCause¦Patrolfoundnothing¦¦
23-0050858 | Equipment Failure/Involved | Overhead | Recloser | Malfunctioning | 2023 | Tier 2 - Elevated | Distribution Circuit | 3 | 22 | 20230322 | 2063516 | Sus | N | EquipmentFailureInvolved¦Overhead¦Recloser¦Malfunctioning
23-0051388 | Equipment Failure/Involved | Overhead | Transformer (OH) | Failed/Faulted | 2023 | Tier 2 - Elevated | Transformer only | 3 | 23 | 20230323 | 2064327 | Sus | N | EquipmentFailureInvolved¦Overhead¦Transformer(OH)¦FailedFaulted
23-0046184 | Equipment Failure/Involved | Underground | Elbow | Failed/Faulted | 2023 | Tier 2 - Elevated | Distribution Circuit | 3 | 23 | 20230323 | 2064652 | Sus | N | EquipmentFailureInvolved¦Underground¦Elbow¦FailedFaulted
23-0051601 | Vegetation | Tree - branch fell on line | Conductor, Overhead | Normal | 2023 | Tier 2 - Extreme | Distribution Circuit | 3 | 23 | 20230323 | 2064973 | Sus | N | Vegetation¦Treebranchfellonline¦ConductorOverhead¦Normal
23-0051661 | Equipment Failure/Involved | Overhead | Jumper | Burned Open | 2023 | Tier 2 - Extreme | Distribution Circuit | 3 | 23 | 20230323 | 2065316 | Sus | N | EquipmentFailureInvolved¦Overhead¦Jumper¦BurnedOpen
23-0051986 | Equipment Failure/Involved | Overhead | Fuse | Failed/Faulted | 2023 | Tier 2 - Extreme | Transformer only | 3 | 24 | 20230324 | 2065992 | Sus | N | EquipmentFailureInvolved¦Overhead¦Fuse¦FailedFaulted
23-0051887 | Vegetation | Tree - branch fell on line | Conductor, Overhead | Normal | 2023 | Tier 2 - Elevated | Distribution Circuit | 3 | 24 | 20230324 | 2066068 | Sus | N | Vegetation¦Treebranchfellonline¦ConductorOverhead¦Normal
23-0052007 | Vegetation | Tree - fell into line | Conductor, Overhead | Broken, wire on ground | 2023 | Tier 2 - Extreme | Distribution Circuit | 3 | 24 | 20230324 | 2066215 | Sus | N | Vegetation¦Treefellintoline¦ConductorOverhead¦Brokenwireonground
23-0052462 | Unknown Cause | Patrol - found nothing |  |  | 2023 | Tier 2 - Elevated | Distribution Circuit | 3 | 25 | 20230325 | 2066747 | Sus | N | UnknownCause¦Patrolfoundnothing¦¦
23-0052454 | Vegetation | Tree - grew into line | Conductor, Overhead | Normal | 2023 | Tier 2 - Extreme | Distribution Circuit | 3 | 25 | 20230325 | 2066832 | Sus | N | Vegetation¦Treegrewintoline¦ConductorOverhead¦Normal
23-0052506 | Unknown Cause | Patrol - not conducted |  |  | 2023 | Tier 2 - Extreme | Transformer only | 3 | 25 | 20230325 | 2066983 | Sus | N | UnknownCause¦Patrolnotconducted¦¦
23-0052539 | Vegetation | Tree - branch fell on line | Conductor, Overhead | Normal | 2023 | Tier 2 - Extreme | Distribution Circuit | 3 | 25 | 20230325 | 2067166 | Sus | N | Vegetation¦Treebranchfellonline¦ConductorOverhead¦Normal
23-0052565 | Unknown Cause | Patrol - found nothing |  |  | 2023 | Tier 2 - Extreme | Distribution Circuit | 3 | 25 | 20230325 | 2067355 | Sus | N | UnknownCause¦Patrolfoundnothing¦¦
23-0052678 | Animal | Bird found | Conductor, Overhead | Normal | 2023 | Tier 2 - Extreme | Distribution Circuit | 3 | 26 | 20230326 | 2067493 | Sus | N | Animal¦Birdfound¦ConductorOverhead¦Normal
23-0052660 | Equipment Failure/Involved | Overhead | Cutout, fuse holder | Burned/flashed | 2023 | Tier 2 - Extreme | Distribution Circuit | 3 | 26 | 20230326 | 2067643 | Sus | N | EquipmentFailureInvolved¦Overhead¦Cutoutfuseholder¦Burnedflashed
23-0052701 | Vegetation | Tree - branch fell on line | Conductor, Overhead | Normal | 2023 | Tier 2 - Extreme | Distribution Circuit | 3 | 26 | 20230326 | 2067782 | Sus | N | Vegetation¦Treebranchfellonline¦ConductorOverhead¦Normal
23-0052818 | Equipment Failure/Involved | Overhead | Transformer | Broken | 2023 | Tier 2 - Extreme | Transformer only | 3 | 27 | 20230327 | 2068272 | Sus | N | EquipmentFailureInvolved¦Overhead¦Transformer¦Broken
23-0053417 | Equipment Failure/Involved | Overhead | Connector or Splice (OH) | Arcing | 2023 | Tier 2 - Elevated | Distribution Circuit | 3 | 28 | 20230328 | 2070176 | Sus | N | EquipmentFailureInvolved¦Overhead¦ConnectororSplice(OH)¦Arcing
23-0053612 | Vegetation | Tree - branch fell on line | Conductor, Overhead | Normal | 2023 | Tier 2 - Extreme | Distribution Circuit | 3 | 28 | 20230328 | 2070524 | Sus | N | Vegetation¦Treebranchfellonline¦ConductorOverhead¦Normal
23-0053700 | Vegetation | Tree - grew into line | Conductor, Overhead | Normal | 2023 | Tier 2 - Elevated | Distribution Circuit | 3 | 28 | 20230328 | 2070836 | Sus | N | Vegetation¦Treegrewintoline¦ConductorOverhead¦Normal
23-0054071 | Unknown Cause | Patrol - not conducted |  |  | 2023 | Tier 2 - Extreme | Distribution Circuit | 3 | 29 | 20230329 | 2072486 | Sus | N | UnknownCause¦Patrolnotconducted¦¦
23-0054193 | Vegetation | Tree - fell into line | Conductor, Overhead | Normal | 2023 | Tier 2 - Extreme | Distribution Circuit | 3 | 29 | 20230329 | 2072702 | Sus | N | Vegetation¦Treefellintoline¦ConductorOverhead¦Normal
23-0054457 | Vegetation | Tree - fell into line | Conductor, Overhead | Normal | 2023 | Tier 2 - Elevated | Distribution Circuit | 3 | 29 | 20230329 | 2072754 | Sus | N | Vegetation¦Treefellintoline¦ConductorOverhead¦Normal
23-0054388 | Vegetation | Tree - fell into line | Conductor, Overhead | Broken, wire on ground | 2023 | Tier 2 - Elevated | Distribution Circuit | 3 | 29 | 20230329 | 2072832 | Sus | N | Vegetation¦Treefellintoline¦ConductorOverhead¦Brokenwireonground
23-0054393 | Vegetation | Tree - fell into line | Conductor, Overhead | Broken, wire on ground | 2023 | Tier 2 - Extreme | Distribution Circuit | 3 | 29 | 20230329 | 2073007 | Sus | N | Vegetation¦Treefellintoline¦ConductorOverhead¦Brokenwireonground
23-0054446 | Unknown Cause | Patrol - not conducted |  |  | 2023 | Tier 2 - Extreme | Distribution Circuit | 3 | 29 | 20230329 | 2073208 | Sus | N | UnknownCause¦Patrolnotconducted¦¦
23-0054718 | Vegetation | Tree - fell into line | Pole-Wood | Broken, wire on ground | 2023 | Tier 2 - Extreme | Distribution Circuit | 3 | 29 | 20230329 | 2073791 | Sus | N | Vegetation¦Treefellintoline¦PoleWood¦Brokenwireonground
23-0054719 | Equipment Failure/Involved | Overhead | Recloser | Malfunctioning | 2023 | Tier 2 - Extreme | Distribution Circuit | 3 | 30 | 20230330 | 2073820 | Sus | N | EquipmentFailureInvolved¦Overhead¦Recloser¦Malfunctioning
23-0055146 | Unknown Cause | Patrol - found nothing |  |  | 2023 | Tier 2 - Elevated | Distribution Circuit | 3 | 30 | 20230330 | 2074606 | Sus | N | UnknownCause¦Patrolfoundnothing¦¦
23-0055560 | Vegetation | Tree - branch fell on line | Conductor, Overhead | Broken, wire on ground | 2023 | Tier 2 - Extreme | Distribution Circuit | 3 | 31 | 20230331 | 2075318 | Sus | N | Vegetation¦Treebranchfellonline¦ConductorOverhead¦Brokenwireonground
23-0055545 | Unknown Cause | Patrol - found nothing |  |  | 2023 | Tier 2 - Elevated | Distribution Circuit | 3 | 31 | 20230331 | 2075353 | Sus | N | UnknownCause¦Patrolfoundnothing¦¦
23-0055658 | Unknown Cause | Patrol - found nothing |  |  | 2023 | Tier 2 - Extreme | Transformer only | 3 | 31 | 20230331 | 2075542 | Sus | N | UnknownCause¦Patrolfoundnothing¦¦
23-0055657 | Vegetation | Tree - fell into line | Conductor, Overhead | Bent or Twisted | 2023 | Tier 2 - Elevated | Transformer only | 3 | 31 | 20230331 | 2075639 | Sus | N | Vegetation¦Treefellintoline¦ConductorOverhead¦BentorTwisted
23-0055656 | Unknown Cause | Patrol - found nothing |  |  | 2023 | Tier 2 - Extreme | Distribution Circuit | 3 | 31 | 20230331 | 2075341 | Sus | N | UnknownCause¦Patrolfoundnothing¦¦
23-0055902 | Unknown Cause | Patrol - found nothing |  |  | 2023 | Tier 2 - Extreme | Distribution Circuit | 4 | 1 | 20230401 | 2076996 | Sus | N | UnknownCause¦Patrolfoundnothing¦¦
23-0056026 | Unknown Cause | Patrol - found nothing |  |  | 2023 | Tier 2 - Extreme | Distribution Circuit | 4 | 1 | 20230401 | 2077083 | Sus | N | UnknownCause¦Patrolfoundnothing¦¦
23-0056063 | Unknown Cause | Patrol - found nothing |  |  | 2023 | Tier 2 - Elevated | Distribution Circuit | 4 | 2 | 20230402 | 2077616 | Sus | N | UnknownCause¦Patrolfoundnothing¦¦
23-0056224 | Equipment Failure/Involved | Overhead | Cutout, fuse holder | Broken | 2023 | Tier 2 - Elevated | Distribution Circuit | 4 | 3 | 20230403 | 2077904 | Sus | N | EquipmentFailureInvolved¦Overhead¦Cutoutfuseholder¦Broken
23-0056583 | Unknown Cause | Patrol - found nothing |  |  | 2023 | Tier 2 - Extreme | Distribution Circuit | 4 | 3 | 20230403 | 2078467 | Sus | N | UnknownCause¦Patrolfoundnothing¦¦
23-0056425 | Vegetation | Tree - fell into line | Conductor, Overhead | Broken, wire on ground | 2023 | Tier 2 - Elevated | Distribution Circuit | 4 | 3 | 20230403 | 2078497 | Sus | N | Vegetation¦Treefellintoline¦ConductorOverhead¦Brokenwireonground
23-0056560 | Unknown Cause | Patrol - found nothing |  |  | 2023 | Tier 2 - Extreme | Distribution Circuit | 4 | 3 | 20230403 | 2078692 | Sus | N | UnknownCause¦Patrolfoundnothing¦¦
23-0056486 | Vegetation | Tree - fell into line | Anchor or Guy | Broken, wire on ground | 2023 | Tier 2 - Elevated | Distribution Circuit | 4 | 3 | 20230403 | 2078528 | Sus | N | Vegetation¦Treefellintoline¦AnchororGuy¦Brokenwireonground
23-0056614 | Unknown Cause | Patrol - found nothing |  |  | 2023 | Tier 2 - Extreme | Distribution Circuit | 4 | 3 | 20230403 | 2079225 | Sus | N | UnknownCause¦Patrolfoundnothing¦¦
23-0056643 | Vegetation | Tree - branch fell on line | Conductor, Overhead | Normal | 2023 | Tier 2 - Extreme | Distribution Circuit | 4 | 3 | 20230403 | 2079357 | Sus | N | Vegetation¦Treebranchfellonline¦ConductorOverhead¦Normal
23-0056698 | Unknown Cause | Patrol - found nothing |  |  | 2023 | Tier 2 - Extreme | Distribution Circuit | 4 | 3 | 20230403 | 2079406 | Sus | N | UnknownCause¦Patrolfoundnothing¦¦
23-0056705 | Equipment Failure/Involved | Overhead | Crossarm, Wood | Broken | 2023 | Tier 2 - Elevated | Distribution Circuit | 4 | 4 | 20230404 | 2079471 | Sus | N | EquipmentFailureInvolved¦Overhead¦CrossarmWood¦Broken
23-0056827 | Vegetation | Tree - fell into line | Conductor, Overhead | Broken, wire on ground | 2023 | Tier 2 - Elevated | Distribution Circuit | 4 | 4 | 20230404 | 2079542 | Sus | N | Vegetation¦Treefellintoline¦ConductorOverhead¦Brokenwireonground
23-0056847 | Vegetation | Tree - fell into line | Fuse | Normal | 2023 | Tier 2 - Elevated | Transformer only | 4 | 4 | 20230404 | 2079547 | Sus | N | Vegetation¦Treefellintoline¦Fuse¦Normal
23-0057715 | Unknown Cause | Patrol - found nothing |  |  | 2023 | Tier 2 - Elevated | Distribution Circuit | 4 | 5 | 20230405 | 2081187 | Sus | N | UnknownCause¦Patrolfoundnothing¦¦
23-0057910 | Company Initiated | Construction Activity/equip, company | Elbow | Normal | 2023 | Tier 2 - Extreme | Distribution Circuit | 4 | 6 | 20230406 | 2081693 | Sus | N | CompanyInitiated¦ConstructionActivityequipcompany¦Elbow¦Normal
23-0058177 | Equipment Failure/Involved | Overhead | Transformer (OH) | Failed/Faulted | 2023 | Tier 2 - Extreme | Distribution Circuit | 4 | 6 | 20230406 | 2082045 | Sus | N | EquipmentFailureInvolved¦Overhead¦Transformer(OH)¦FailedFaulted
23-0058195 | Unknown Cause | Patrol - found nothing |  |  | 2023 | Tier 2 - Extreme | Distribution Circuit | 4 | 6 | 20230406 | 2082150 | Sus | N | UnknownCause¦Patrolfoundnothing¦¦
23-0058283 | Vegetation | Tree - branch fell on line | Conductor, Overhead | Normal | 2023 | Tier 2 - Extreme | Distribution Circuit | 4 | 7 | 20230407 | 2082292 | Sus | N | Vegetation¦Treebranchfellonline¦ConductorOverhead¦Normal
23-0058019 | Wildfire Mitigation | CWSP - Vegetation Removal | Conductor, Overhead | Normal | 2023 | Tier 2 - Extreme | Distribution Circuit | 4 | 7 | 20230407 | 2082442 | Sus | N | WildfireMitigation¦CWSPVegetationRemoval¦ConductorOverhead¦Normal
23-0058630 | Vegetation | Tree - branch fell on line | Conductor, Overhead | Normal | 2023 | Tier 2 - Extreme | Distribution Circuit | 4 | 7 | 20230407 | 2082668 | Sus | N | Vegetation¦Treebranchfellonline¦ConductorOverhead¦Normal
23-0058678 | Unknown Cause | Patrol - found nothing |  |  | 2023 | Tier 2 - Extreme | Distribution Circuit | 4 | 7 | 20230407 | 2082729 | Sus | N | UnknownCause¦Patrolfoundnothing¦¦
23-0058906 | Vegetation | Tree - branch fell on line | Conductor, Overhead | Together | 2023 | Tier 2 - Extreme | Distribution Circuit | 4 | 9 | 20230409 | 2083922 | Sus | N | Vegetation¦Treebranchfellonline¦ConductorOverhead¦Together
23-0059162 | Equipment Failure/Involved | Overhead | Fuse | Failed/Faulted | 2023 | Tier 2 - Elevated | Transformer only | 4 | 10 | 20230410 | 2084102 | Sus | N | EquipmentFailureInvolved¦Overhead¦Fuse¦FailedFaulted
23-0059854 | Vegetation | Tree - fell into line | Pole-Wood | Broken, wire on ground | 2023 | Tier 2 - Extreme | Distribution Circuit | 4 | 12 | 20230412 | 2086144 | Sus | N | Vegetation¦Treefellintoline¦PoleWood¦Brokenwireonground
23-0060384 | Unknown Cause | Patrol - found nothing |  |  | 2023 | Tier 2 - Extreme | Distribution Circuit | 4 | 12 | 20230412 | 2086978 | Sus | N | UnknownCause¦Patrolfoundnothing¦¦
23-0060458 | Company Initiated | Return Circuit Normal | Conductor, Overhead | Normal | 2023 | Tier 2 - Extreme | Distribution Circuit | 4 | 13 | 20230413 | 2087879 | Sus | N | CompanyInitiated¦ReturnCircuitNormal¦ConductorOverhead¦Normal
23-0060903 | Unknown Cause | Patrol - found nothing |  |  | 2023 | Tier 2 - Extreme | Distribution Circuit | 4 | 13 | 20230413 | 2088103 | Sus | N | UnknownCause¦Patrolfoundnothing¦¦
23-0061374 | Equipment Failure/Involved | Overhead | Transformer (OH) | Leaking | 2023 | Tier 2 - Extreme | Transformer only | 4 | 15 | 20230415 | 2089293 | Sus | N | EquipmentFailureInvolved¦Overhead¦Transformer(OH)¦Leaking
23-0061692 | Equipment Failure/Involved | Overhead | Transformer | Failed/Faulted | 2023 | Tier 2 - Elevated | Transformer only | 4 | 17 | 20230417 | 2090412 | Sus | N | EquipmentFailureInvolved¦Overhead¦Transformer¦FailedFaulted
23-0062076 | 3rd Party | Tree - cutting, 3rd party | Transformer (OH) | Leaking | 2023 | Tier 2 - Elevated | Transformer only | 4 | 18 | 20230418 | 2091482 | Sus | N | 3rdParty¦Treecutting3rdparty¦Transformer(OH)¦Leaking
23-0062269 | Equipment Failure/Involved | Overhead | Conductor, Overhead | Broken, wire on ground | 2023 | Tier 2 - Elevated | Distribution Circuit | 4 | 18 | 20230418 | 2091920 | Sus | N | EquipmentFailureInvolved¦Overhead¦ConductorOverhead¦Brokenwireonground
23-0062917 | Unknown Cause | Patrol - found nothing |  |  | 2023 | Tier 2 - Extreme | Distribution Circuit | 4 | 20 | 20230420 | 2093047 | Sus | N | UnknownCause¦Patrolfoundnothing¦¦
23-0063792 | Unknown Cause | Patrol - found nothing |  |  | 2023 | Tier 2 - Extreme | Distribution Circuit | 4 | 22 | 20230422 | 2094774 | Sus | N | UnknownCause¦Patrolfoundnothing¦¦
23-0063854 | 3rd Party | Vehicle | Pole-Wood | Broken | 2023 | Tier 2 - Extreme | Distribution Circuit | 4 | 23 | 20230423 | 2095051 | Sus | N | 3rdParty¦Vehicle¦PoleWood¦Broken
23-0063863 | Equipment Failure/Involved | Overhead | Pole-Wood | Broken | 2023 | Tier 2 - Elevated | Distribution Circuit | 4 | 23 | 20230423 | 2095093 | Sus | N | EquipmentFailureInvolved¦Overhead¦PoleWood¦Broken
23-0063887 | Equipment Failure/Involved | Overhead | Conductor, Overhead | Deteriorated | 2023 | Tier 2 - Elevated | Distribution Circuit | 4 | 23 | 20230423 | 2095208 | Sus | N | EquipmentFailureInvolved¦Overhead¦ConductorOverhead¦Deteriorated
23-0065219 | Equipment Failure/Involved | Underground | Transformer (UG) | Leaking | 2023 | Tier 2 - Elevated | Distribution Circuit | 4 | 26 | 20230426 | 2098008 | Sus | N | EquipmentFailureInvolved¦Underground¦Transformer(UG)¦Leaking
23-0065461 | Equipment Failure/Involved | Underground | Transformer | Burned/flashed | 2023 | Tier 2 - Elevated | Transformer only | 4 | 27 | 20230427 | 2098039 | Sus | N | EquipmentFailureInvolved¦Underground¦Transformer¦Burnedflashed
23-0065301 | Animal | Bird found | Conductor, Overhead | Normal | 2023 | Tier 2 - Extreme | Distribution Circuit | 4 | 27 | 20230427 | 2098052 | Sus | N | Animal¦Birdfound¦ConductorOverhead¦Normal
23-0065596 | Unknown Cause | Patrol - found nothing |  |  | 2023 | Tier 2 - Elevated | Distribution Circuit | 4 | 27 | 20230427 | 2098084 | Sus | N | UnknownCause¦Patrolfoundnothing¦¦
23-0065402 | Vegetation | Tree - fell into line | Conductor, Overhead | Together | 2023 | Tier 2 - Elevated | Distribution Circuit | 4 | 27 | 20230427 | 2098261 | Sus | N | Vegetation¦Treefellintoline¦ConductorOverhead¦Together
23-0065497 | Equipment Failure/Involved | Underground | Conductor, Underground | Deteriorated | 2023 | Tier 2 - Elevated | Distribution Circuit | 4 | 27 | 20230427 | 2098424 | Sus | N | EquipmentFailureInvolved¦Underground¦ConductorUnderground¦Deteriorated
23-0065604 | Equipment Failure/Involved | Overhead | Insulator | Broken | 2023 | Tier 2 - Elevated | Distribution Circuit | 4 | 27 | 20230427 | 2098498 | Sus | N | EquipmentFailureInvolved¦Overhead¦Insulator¦Broken
23-0066398 | Vegetation | Tree - fell into line | Conductor, Overhead | Broken, wire on ground | 2023 | Tier 2 - Extreme | Distribution Circuit | 4 | 30 | 20230430 | 2100395 | Sus | N | Vegetation¦Treefellintoline¦ConductorOverhead¦Brokenwireonground
23-0066392 | Vegetation | Tree - fell into line | Conductor, Overhead | Arcing | 2023 | Tier 2 - Extreme | Distribution Circuit | 4 | 30 | 20230430 | 2100413 | Sus | N | Vegetation¦Treefellintoline¦ConductorOverhead¦Arcing
23-0066465 | Unknown Cause | Patrol - found nothing |  |  | 2023 | Tier 2 - Extreme | Distribution Circuit | 4 | 30 | 20230430 | 2100861 | Sus | N | UnknownCause¦Patrolfoundnothing¦¦
23-0066471 | Unknown Cause | Patrol - found nothing |  |  | 2023 | Tier 2 - Extreme | Distribution Circuit | 4 | 30 | 20230430 | 2100882 | Sus | N | UnknownCause¦Patrolfoundnothing¦¦
23-0066376 | Company Initiated | Return Circuit Normal | Conductor, Underground | Normal | 2023 | Tier 2 - Elevated | Distribution Circuit | 5 | 1 | 20230501 | 2101482 | Sus | Y | CompanyInitiated¦ReturnCircuitNormal¦ConductorUnderground¦Normal
23-0066681 | 3rd Party | Customer Equipment | Metering Equipment | Failed/Faulted | 2023 | Tier 2 - Elevated | Distribution Circuit | 5 | 1 | 20230501 | 2101526 | Sus | Y | 3rdParty¦CustomerEquipment¦MeteringEquipment¦FailedFaulted
23-0066707 | Unknown Cause | Patrol - found nothing |  |  | 2023 | Tier 2 - Elevated | Distribution Circuit | 5 | 1 | 20230501 | 2101571 | Sus | Y | UnknownCause¦Patrolfoundnothing¦¦
23-0067031 | Vegetation | Tree - branch fell on line | Conductor, Overhead | Normal | 2023 | Tier 2 - Extreme | Distribution Circuit | 5 | 2 | 20230502 | 2102107 | Sus | Y | Vegetation¦Treebranchfellonline¦ConductorOverhead¦Normal
23-0066941 | Vegetation | Tree - branch fell on line | Conductor, Overhead | Normal | 2023 | Tier 2 - Extreme | Distribution Circuit | 5 | 2 | 20230502 | 2102113 | Sus | Y | Vegetation¦Treebranchfellonline¦ConductorOverhead¦Normal
23-0067100 | Unknown Cause | Patrol - found nothing |  |  | 2023 | Tier 2 - Elevated | Distribution Circuit | 5 | 2 | 20230502 | 2102638 | Sus | Y | UnknownCause¦Patrolfoundnothing¦¦
23-0067438 | Vegetation | Tree - grew into line | Conductor, Overhead | Normal | 2023 | Tier 2 - Elevated | Distribution Circuit | 5 | 3 | 20230503 | 2103278 | Sus | Y | Vegetation¦Treegrewintoline¦ConductorOverhead¦Normal
23-0067480 | Vegetation | Tree - branch fell on line | Conductor, Overhead | Broken, wire on ground | 2023 | Tier 2 - Elevated | Distribution Circuit | 5 | 3 | 20230503 | 2103319 | Sus | Y | Vegetation¦Treebranchfellonline¦ConductorOverhead¦Brokenwireonground
23-0067534 | Equipment Failure/Involved | Overhead | Transformer (OH) | Failed/Faulted | 2023 | Tier 2 - Extreme | Transformer only | 5 | 3 | 20230503 | 2103330 | Sus | Y | EquipmentFailureInvolved¦Overhead¦Transformer(OH)¦FailedFaulted
23-0067562 | Vegetation | Tree - fell into line | Conductor, Overhead | Normal | 2023 | Tier 2 - Elevated | Distribution Circuit | 5 | 3 | 20230503 | 2103572 | Sus | Y | Vegetation¦Treefellintoline¦ConductorOverhead¦Normal
23-0067562 | Company Initiated | Return Circuit Normal | Conductor, Overhead | Normal | 2023 | Tier 2 - Elevated | Distribution Circuit | 5 | 3 | 20230503 | 2103698 | Sus | Y | CompanyInitiated¦ReturnCircuitNormal¦ConductorOverhead¦Normal
23-0068032 | Vegetation | Tree - fell into line | Conductor, Overhead | Broken, wire on ground | 2023 | Tier 2 - Extreme | Distribution Circuit | 5 | 4 | 20230504 | 2104366 | Sus | Y | Vegetation¦Treefellintoline¦ConductorOverhead¦Brokenwireonground
23-0068711 | Equipment Failure/Involved | Overhead | Pole-Wood | Deteriorated | 2023 | Tier 2 - Extreme | Distribution Circuit | 5 | 5 | 20230505 | 2105441 | Sus | Y | EquipmentFailureInvolved¦Overhead¦PoleWood¦Deteriorated
23-0069107 | Equipment Failure/Involved | Overhead | Transformer (OH) | Failed/Faulted | 2023 | Tier 2 - Extreme | Transformer only | 5 | 6 | 20230506 | 2105931 | Sus | Y | EquipmentFailureInvolved¦Overhead¦Transformer(OH)¦FailedFaulted
23-0069332 | Unknown Cause | Patrol - found nothing |  |  | 2023 | Tier 2 - Extreme | Distribution Circuit | 5 | 7 | 20230507 | 2106929 | Sus | Y | UnknownCause¦Patrolfoundnothing¦¦
23-0069529 | Animal | Squirrel | Fuse | Failed/Faulted | 2023 | Tier 2 - Extreme | Transformer only | 5 | 8 | 20230508 | 2107037 | Sus | Y | Animal¦Squirrel¦Fuse¦FailedFaulted
23-0069904 | Equipment Failure/Involved | Overhead | Transformer (OH) | Failed/Faulted | 2023 | Tier 2 - Extreme | Distribution Circuit | 5 | 9 | 20230509 | 2108297 | Sus | Y | EquipmentFailureInvolved¦Overhead¦Transformer(OH)¦FailedFaulted
23-0069928 | Vegetation | Tree - branch fell on line | Secondary | Bent or Twisted | 2023 | Tier 2 - Elevated | Transformer only | 5 | 9 | 20230509 | 2108537 | Sus | Y | Vegetation¦Treebranchfellonline¦Secondary¦BentorTwisted
23-0069993 | Equipment Failure/Involved | Overhead | Pole-Wood | Broken | 2023 | Tier 2 - Extreme | Distribution Circuit | 5 | 9 | 20230509 | 2108477 | Sus | Y | EquipmentFailureInvolved¦Overhead¦PoleWood¦Broken
23-0070110 | Equipment Failure/Involved | Overhead | Transformer (OH) | Broken | 2023 | Tier 2 - Elevated | Transformer only | 5 | 9 | 20230509 | 2108775 | Sus | Y | EquipmentFailureInvolved¦Overhead¦Transformer(OH)¦Broken
23-0071355 | Equipment Failure/Involved | Overhead | Transformer (OH) | Failed/Faulted | 2023 | Tier 2 - Elevated | Transformer only | 5 | 12 | 20230512 | 2111152 | Sus | Y | EquipmentFailureInvolved¦Overhead¦Transformer(OH)¦FailedFaulted
23-0071388 | Equipment Failure/Involved | Overhead | Fuse | Failed/Faulted | 2023 | Tier 2 - Elevated | Transformer only | 5 | 12 | 20230512 | 2111170 | Sus | Y | EquipmentFailureInvolved¦Overhead¦Fuse¦FailedFaulted
23-0071527 | Vegetation | Tree - fell into line | Conductor, Overhead | Normal | 2023 | Tier 2 - Extreme | Distribution Circuit | 5 | 12 | 20230512 | 2111553 | Sus | Y | Vegetation¦Treefellintoline¦ConductorOverhead¦Normal
23-0071537 | Vegetation | Tree - fell into line | Conductor, Overhead | On Ground | 2023 | Tier 2 - Extreme | Distribution Circuit | 5 | 13 | 20230513 | 2111612 | Sus | Y | Vegetation¦Treefellintoline¦ConductorOverhead¦OnGround
23-0071643 | Vegetation | Tree - fell into line | Conductor, Overhead | Broken, wire on ground | 2023 | Tier 2 - Extreme | Distribution Circuit | 5 | 14 | 20230514 | 2112091 | Sus | Y | Vegetation¦Treefellintoline¦ConductorOverhead¦Brokenwireonground
23-0071700 | Equipment Failure/Involved | Overhead | Transformer | Failed/Faulted | 2023 | Tier 2 - Elevated | Distribution Circuit | 5 | 14 | 20230514 | 2112360 | Sus | Y | EquipmentFailureInvolved¦Overhead¦Transformer¦FailedFaulted
23-0071875 | Unknown Cause | Patrol - found nothing |  |  | 2023 | Tier 2 - Elevated | Distribution Circuit | 5 | 15 | 20230515 | 2112602 | Sus | Y | UnknownCause¦Patrolfoundnothing¦¦
23-0066398 | Company Initiated | Return Circuit Normal | Conductor, Overhead | Normal | 2023 | Tier 2 - Elevated | Distribution Circuit | 5 | 17 | 20230517 | 2115017 | Sus | Y | CompanyInitiated¦ReturnCircuitNormal¦ConductorOverhead¦Normal
23-0073158 | 3rd Party | Customer Equipment | Crossarm, Wood | Broken | 2023 | Tier 2 - Elevated | Distribution Circuit | 5 | 18 | 20230518 | 2116091 | Sus | Y | 3rdParty¦CustomerEquipment¦CrossarmWood¦Broken
23-0073734 | 3rd Party | Vehicle | Pole-Wood | Broken, wire on ground | 2023 | Tier 2 - Extreme | Distribution Circuit | 5 | 19 | 20230519 | 2117332 | Sus | Y | 3rdParty¦Vehicle¦PoleWood¦Brokenwireonground
23-0074016 | Equipment Failure/Involved | Overhead | Transformer (OH) | Failed/Faulted | 2023 | Tier 2 - Elevated | Transformer only | 5 | 21 | 20230521 | 2118169 | Sus | Y | EquipmentFailureInvolved¦Overhead¦Transformer(OH)¦FailedFaulted
23-0074327 | Equipment Failure/Involved | Overhead | Transformer (OH) | Broken | 2023 | Tier 2 - Extreme | Transformer only | 5 | 22 | 20230522 | 2118905 | Sus | Y | EquipmentFailureInvolved¦Overhead¦Transformer(OH)¦Broken
23-0074752 | Unknown Cause | Patrol - found nothing |  |  | 2023 | Tier 2 - Elevated | Distribution Circuit | 5 | 23 | 20230523 | 2119804 | Sus | Y | UnknownCause¦Patrolfoundnothing¦¦
23-0075344 | 3rd Party | Vehicle | Pole-Wood | Broken | 2023 | Tier 2 - Elevated | Distribution Circuit | 5 | 25 | 20230525 | 2120924 | Sus | Y | 3rdParty¦Vehicle¦PoleWood¦Broken
23-0075741 | Equipment Failure/Involved | Overhead | Crossarm, Wood | Broken | 2023 | Tier 2 - Elevated | Distribution Circuit | 5 | 25 | 20230525 | 2121589 | Sus | Y | EquipmentFailureInvolved¦Overhead¦CrossarmWood¦Broken
23-0076221 | Unknown Cause | Patrol - found nothing |  |  | 2023 | Tier 2 - Extreme | Distribution Circuit | 5 | 26 | 20230526 | 2122352 | Sus | Y | UnknownCause¦Patrolfoundnothing¦¦
23-0076257 | 3rd Party | Vehicle | Pole-Wood | Broken, wire on ground | 2023 | Tier 2 - Extreme | Distribution Circuit | 5 | 27 | 20230527 | 2122446 | Sus | Y | 3rdParty¦Vehicle¦PoleWood¦Brokenwireonground
23-0076293 | 3rd Party | Vehicle | Pole-Wood | Broken | 2023 | Tier 2 - Extreme | Distribution Circuit | 5 | 27 | 20230527 | 2122768 | Sus | Y | 3rdParty¦Vehicle¦PoleWood¦Broken
23-0076355 | Vegetation | Tree - fell into line | Conductor, Overhead | Broken, wire on ground | 2023 | Tier 2 - Extreme | Distribution Circuit | 5 | 27 | 20230527 | 2122790 | Sus | Y | Vegetation¦Treefellintoline¦ConductorOverhead¦Brokenwireonground
23-0076430 | Unknown Cause | Patrol - found nothing |  |  | 2023 | Tier 2 - Extreme | Distribution Circuit | 5 | 28 | 20230528 | 2122953 | Sus | Y | UnknownCause¦Patrolfoundnothing¦¦
23-0076483 | Equipment Failure/Involved | Overhead | Conductor, Overhead | Together | 2023 | Tier 2 - Extreme | Distribution Circuit | 5 | 28 | 20230528 | 2123128 | Sus | Y | EquipmentFailureInvolved¦Overhead¦ConductorOverhead¦Together
23-0076581 | Unknown Cause | Patrol - not conducted |  |  | 2023 | Tier 2 - Extreme | Distribution Circuit | 5 | 29 | 20230529 | 2123421 | Sus | Y | UnknownCause¦Patrolnotconducted¦¦
23-0076974 | Equipment Failure/Involved | Overhead | Cutout, fuse holder | Broken | 2023 | Tier 2 - Elevated | Transformer only | 5 | 30 | 20230530 | 2124231 | Sus | Y | EquipmentFailureInvolved¦Overhead¦Cutoutfuseholder¦Broken
23-0077292 | Unknown Cause | Patrol - not conducted |  |  | 2023 | Tier 2 - Elevated | Transformer only | 5 | 31 | 20230531 | 2124765 | Sus | Y | UnknownCause¦Patrolnotconducted¦¦
23-0077490 | Vegetation | Tree - fell into line | Conductor, Overhead | Normal | 2023 | Tier 2 - Extreme | Distribution Circuit | 5 | 31 | 20230531 | 2125090 | Sus | Y | Vegetation¦Treefellintoline¦ConductorOverhead¦Normal
23-0077570 | Unknown Cause | Patrol - found nothing |  |  | 2023 | Tier 2 - Extreme | Distribution Circuit | 5 | 31 | 20230531 | 2125146 | Sus | Y | UnknownCause¦Patrolfoundnothing¦¦
23-0077580 | Vegetation | Tree - fell into line | Conductor, Overhead | Broken, wire on ground | 2023 | Tier 2 - Extreme | Distribution Circuit | 6 | 1 | 20230601 | 2125185 | Sus | Y | Vegetation¦Treefellintoline¦ConductorOverhead¦Brokenwireonground
23-0077736 | Equipment Failure/Involved | Overhead | Other | Broken | 2023 | Tier 2 - Extreme | Distribution Circuit | 6 | 1 | 20230601 | 2126636 | Sus | Y | EquipmentFailureInvolved¦Overhead¦Other¦Broken
23-0078154 | Animal | Bird found | Transformer | Burned Open | 2023 | Tier 2 - Elevated | Transformer only | 6 | 2 | 20230602 | 2127193 | Sus | Y | Animal¦Birdfound¦Transformer¦BurnedOpen
23-0078334 | Equipment Failure/Involved | Electrical Overload | Transformer | Failed/Faulted | 2023 | Tier 2 - Elevated | Transformer only | 6 | 2 | 20230602 | 2127389 | Sus | Y | EquipmentFailureInvolved¦ElectricalOverload¦Transformer¦FailedFaulted
23-0078470 | Unknown Cause | Patrol - found nothing |  |  | 2023 | Tier 2 - Elevated | Distribution Circuit | 6 | 2 | 20230602 | 2127625 | Sus | Y | UnknownCause¦Patrolfoundnothing¦¦
23-0078587 | Equipment Failure/Involved | Overhead | Conductor, Overhead | Together | 2023 | Tier 2 - Extreme | Distribution Circuit | 6 | 3 | 20230603 | 2127920 | Sus | Y | EquipmentFailureInvolved¦Overhead¦ConductorOverhead¦Together
23-0078717 | Unknown Cause | Patrol - found nothing |  |  | 2023 | Tier 2 - Elevated | Distribution Circuit | 6 | 4 | 20230604 | 2128209 | Sus | Y | UnknownCause¦Patrolfoundnothing¦¦
23-0078685 | Animal | Squirrel | Fuse | Failed/Faulted | 2023 | Tier 2 - Elevated | Distribution Circuit | 6 | 4 | 20230604 | 2128322 | Sus | Y | Animal¦Squirrel¦Fuse¦FailedFaulted
23-0079218 | Unknown Cause | Patrol - found nothing |  |  | 2023 | Tier 2 - Elevated | Distribution Circuit | 6 | 6 | 20230606 | 2130173 | Sus | Y | UnknownCause¦Patrolfoundnothing¦¦
23-0079403 | Equipment Failure/Involved | Overhead | Transformer (OH) | Failed/Faulted | 2023 | Tier 2 - Elevated | Transformer only | 6 | 6 | 20230606 | 2130491 | Sus | Y | EquipmentFailureInvolved¦Overhead¦Transformer(OH)¦FailedFaulted
23-0079465 | Equipment Failure/Involved | Overhead | Customer Equipment | Failed/Faulted | 2023 | Tier 2 - Elevated | Transformer only | 6 | 6 | 20230606 | 2130654 | Sus | Y | EquipmentFailureInvolved¦Overhead¦CustomerEquipment¦FailedFaulted
23-0079467 | Unknown Cause | Patrol - not conducted |  |  | 2023 | Tier 2 - Elevated | Distribution Circuit | 6 | 6 | 20230606 | 2131033 | Sus | Y | UnknownCause¦Patrolnotconducted¦¦
23-0079690 | Vegetation | Tree - fell into line | Conductor, Overhead | Normal | 2023 | Tier 2 - Extreme | Distribution Circuit | 6 | 7 | 20230607 | 2131587 | Sus | Y | Vegetation¦Treefellintoline¦ConductorOverhead¦Normal
23-0080355 | Unknown Cause | Patrol - found nothing |  |  | 2023 | Tier 2 - Elevated | Transformer only | 6 | 8 | 20230608 | 2132687 | Sus | Y | UnknownCause¦Patrolfoundnothing¦¦
23-0080386 | Vegetation | Tree - branch fell on line | Conductor, Overhead | Normal | 2023 | Tier 2 - Extreme | Distribution Circuit | 6 | 8 | 20230608 | 2132739 | Sus | Y | Vegetation¦Treebranchfellonline¦ConductorOverhead¦Normal
23-0081035 | Animal | Squirrel | Fuse | Burned Open | 2023 | Tier 2 - Elevated | Transformer only | 6 | 9 | 20230609 | 2133718 | Sus | Y | Animal¦Squirrel¦Fuse¦BurnedOpen
23-0081104 | Vegetation | Tree - grew into line | Conductor, Overhead | Normal | 2023 | Tier 2 - Extreme | Distribution Circuit | 6 | 10 | 20230610 | 2134098 | Sus | Y | Vegetation¦Treegrewintoline¦ConductorOverhead¦Normal
23-0081113 | Vegetation | Tree - branch fell on line | Conductor, Overhead | Normal | 2023 | Tier 2 - Extreme | Distribution Circuit | 6 | 10 | 20230610 | 2134170 | Sus | Y | Vegetation¦Treebranchfellonline¦ConductorOverhead¦Normal
23-0081124 | Unknown Cause | Patrol - not conducted |  |  | 2023 | Tier 2 - Elevated | Distribution Circuit | 6 | 10 | 20230610 | 2134180 | Sus | Y | UnknownCause¦Patrolnotconducted¦¦
23-0081158 | Vegetation | Tree - branch fell on line | Conductor, Overhead | Normal | 2023 | Tier 2 - Extreme | Distribution Circuit | 6 | 10 | 20230610 | 2134343 | Sus | Y | Vegetation¦Treebranchfellonline¦ConductorOverhead¦Normal
23-0081267 | Equipment Failure/Involved | Overhead | Transformer (OH) | Leaking | 2023 | Tier 2 - Extreme | Transformer only | 6 | 11 | 20230611 | 2134603 | Sus | Y | EquipmentFailureInvolved¦Overhead¦Transformer(OH)¦Leaking
23-0081581 | Equipment Failure/Involved | Underground | Conductor, Underground | Broken | 2023 | Tier 2 - Elevated | Distribution Circuit | 6 | 12 | 20230612 | 2135013 | Sus | Y | EquipmentFailureInvolved¦Underground¦ConductorUnderground¦Broken
23-0081586 | Vegetation | Tree - fell into line | Secondary | Bent or Twisted | 2023 | Tier 2 - Elevated | Transformer only | 6 | 12 | 20230612 | 2135307 | Sus | Y | Vegetation¦Treefellintoline¦Secondary¦BentorTwisted
23-0081663 | Equipment Failure/Involved | Overhead | Anchor or Guy | Broken | 2023 | Tier 2 - Extreme | Transformer only | 6 | 12 | 20230612 | 2135563 | Sus | Y | EquipmentFailureInvolved¦Overhead¦AnchororGuy¦Broken
23-0081870 | Vegetation | Tree - fell into line | Conductor, Overhead | Normal | 2023 | Tier 2 - Extreme | Distribution Circuit | 6 | 13 | 20230613 | 2136027 | Sus | Y | Vegetation¦Treefellintoline¦ConductorOverhead¦Normal
23-0081862 | Equipment Failure/Involved | Overhead | Secondary | Broken | 2023 | Tier 2 - Elevated | Transformer only | 6 | 13 | 20230613 | 2136074 | Sus | Y | EquipmentFailureInvolved¦Overhead¦Secondary¦Broken
23-0082480 | Equipment Failure/Involved | Overhead | Fuse | Failed/Faulted | 2023 | Tier 2 - Extreme | Transformer only | 6 | 14 | 20230614 | 2136961 | Sus | Y | EquipmentFailureInvolved¦Overhead¦Fuse¦FailedFaulted
23-0082866 | Animal | Squirrel | Conductor, Overhead | Normal | 2023 | Tier 2 - Extreme | Distribution Circuit | 6 | 15 | 20230615 | 2137820 | Sus | Y | Animal¦Squirrel¦ConductorOverhead¦Normal
23-0082963 | Vegetation | Tree - fell into line | Crossarm, Wood | Broken, wire on ground | 2023 | Tier 2 - Elevated | Distribution Circuit | 6 | 15 | 20230615 | 2138103 | Sus | Y | Vegetation¦Treefellintoline¦CrossarmWood¦Brokenwireonground
23-0083220 | Unknown Cause | Patrol - found nothing |  |  | 2023 | Tier 2 - Extreme | Distribution Circuit | 6 | 16 | 20230616 | 2138660 | Sus | Y | UnknownCause¦Patrolfoundnothing¦¦
23-0083291 | Equipment Failure/Involved | Overhead | Secondary | Broken | 2023 | Tier 2 - Elevated | Transformer only | 6 | 16 | 20230616 | 2138960 | Sus | Y | EquipmentFailureInvolved¦Overhead¦Secondary¦Broken
23-0083302 | Unknown Cause | Patrol - found nothing |  |  | 2023 | Tier 2 - Extreme | Distribution Circuit | 6 | 16 | 20230616 | 2139050 | Sus | Y | UnknownCause¦Patrolfoundnothing¦¦
23-0083438 | Unknown Cause | Patrol - found nothing |  |  | 2023 | Tier 2 - Extreme | Distribution Circuit | 6 | 17 | 20230617 | 2139542 | Sus | Y | UnknownCause¦Patrolfoundnothing¦¦
23-0083506 | 3rd Party | Vehicle | Pole-Wood | Broken | 2023 | Tier 2 - Elevated | Distribution Circuit | 6 | 18 | 20230618 | 2139815 | Sus | Y | 3rdParty¦Vehicle¦PoleWood¦Broken
23-0083538 | Unknown Cause | Patrol - found nothing |  |  | 2023 | Tier 2 - Extreme | Distribution Circuit | 6 | 18 | 20230618 | 2139889 | Sus | Y | UnknownCause¦Patrolfoundnothing¦¦
23-0083550 | Vegetation | Tree - fell into line | Conductor, Overhead | Broken, wire on ground | 2023 | Tier 2 - Extreme | Distribution Circuit | 6 | 18 | 20230618 | 2140045 | Sus | Y | Vegetation¦Treefellintoline¦ConductorOverhead¦Brokenwireonground
23-0083625 | Equipment Failure/Involved | Overhead | Connector or Splice (OH) | Broken | 2023 | Tier 2 - Elevated | Transformer only | 6 | 19 | 20230619 | 2140278 | Sus | Y | EquipmentFailureInvolved¦Overhead¦ConnectororSplice(OH)¦Broken
23-0083710 | Vegetation | Tree - fell into line | Conductor, Overhead | Normal | 2023 | Tier 2 - Extreme | Distribution Circuit | 6 | 19 | 20230619 | 2140637 | Sus | Y | Vegetation¦Treefellintoline¦ConductorOverhead¦Normal
23-0083937 | Equipment Failure/Involved | Overhead | Connector or Splice (OH) | Deteriorated | 2023 | Tier 2 - Elevated | Transformer only | 6 | 20 | 20230620 | 2141002 | Sus | Y | EquipmentFailureInvolved¦Overhead¦ConnectororSplice(OH)¦Deteriorated
23-0083946 | Vegetation | Tree - branch fell on line | Conductor, Overhead | Normal | 2023 | Tier 2 - Elevated | Distribution Circuit | 6 | 20 | 20230620 | 2141518 | Sus | Y | Vegetation¦Treebranchfellonline¦ConductorOverhead¦Normal
23-0084080 | Equipment Failure/Involved | Overhead | Connector or Splice (OH) | Broken | 2023 | Tier 2 - Elevated | Distribution Circuit | 6 | 21 | 20230621 | 2141900 | Sus | Y | EquipmentFailureInvolved¦Overhead¦ConnectororSplice(OH)¦Broken
23-0084858 | Company Initiated | Personnel, company | Recloser | Normal | 2023 | Tier 2 - Extreme | Distribution Circuit | 6 | 22 | 20230622 | 2143533 | Sus | Y | CompanyInitiated¦Personnelcompany¦Recloser¦Normal
23-0084929 | Unknown Cause | Patrol - found nothing |  |  | 2023 | Tier 2 - Elevated | Distribution Circuit | 6 | 23 | 20230623 | 2143765 | Sus | Y | UnknownCause¦Patrolfoundnothing¦¦
23-0085185 | Equipment Failure/Involved | Overhead | Cutout, fuse holder | Broken | 2023 | Tier 2 - Elevated | Transformer only | 6 | 23 | 20230623 | 2144187 | Sus | Y | EquipmentFailureInvolved¦Overhead¦Cutoutfuseholder¦Broken
23-0085848 | Equipment Failure/Involved | Overhead | Service conductor | Together | 2023 | Tier 2 - Extreme | Distribution Circuit | 6 | 26 | 20230626 | 2146426 | Sus | Y | EquipmentFailureInvolved¦Overhead¦Serviceconductor¦Together
23-0085862 | Equipment Failure/Involved | Overhead | Crossarm, Wood | Broken | 2023 | Tier 2 - Elevated | Distribution Circuit | 6 | 26 | 20230626 | 2146490 | Sus | Y | EquipmentFailureInvolved¦Overhead¦CrossarmWood¦Broken
23-0086050 | 3rd Party | Tree - cutting, 3rd party | Conductor, Overhead | Normal | 2023 | Tier 2 - Extreme | Distribution Circuit | 6 | 27 | 20230627 | 2146868 | Sus | Y | 3rdParty¦Treecutting3rdparty¦ConductorOverhead¦Normal
23-0086294 | Vegetation | Tree - branch fell on line | Conductor, Overhead | Normal | 2023 | Tier 2 - Extreme | Distribution Circuit | 6 | 27 | 20230627 | 2147202 | Sus | Y | Vegetation¦Treebranchfellonline¦ConductorOverhead¦Normal
23-0083860 | Vegetation | Tree - fell into line | Conductor, Overhead | Normal | 2023 | Tier 2 - Extreme | Distribution Circuit | 6 | 28 | 20230628 | 2147561 | Sus | Y | Vegetation¦Treefellintoline¦ConductorOverhead¦Normal
23-0086568 | Equipment Failure/Involved | Overhead | Lightning Arrestor | Burned/flashed | 2023 | Tier 2 - Elevated | Distribution Circuit | 6 | 28 | 20230628 | 2147979 | Sus | Y | EquipmentFailureInvolved¦Overhead¦LightningArrestor¦Burnedflashed
23-0086834 | Unknown Cause | Patrol - found nothing |  |  | 2023 | Tier 2 - Elevated | Distribution Circuit | 6 | 28 | 20230628 | 2148021 | Sus | Y | UnknownCause¦Patrolfoundnothing¦¦
23-0086814 | Animal | Bird found | Conductor, Overhead | Normal | 2023 | Tier 2 - Elevated | Distribution Circuit | 6 | 28 | 20230628 | 2148207 | Sus | Y | Animal¦Birdfound¦ConductorOverhead¦Normal
23-0086916 | Unknown Cause | Patrol - found nothing |  |  | 2023 | Tier 2 - Elevated | Distribution Circuit | 6 | 29 | 20230629 | 2148539 | Sus | Y | UnknownCause¦Patrolfoundnothing¦¦
23-0086871 | Vegetation | Tree - fell into line | Conductor, Overhead | Normal | 2023 | Tier 2 - Extreme | Distribution Circuit | 6 | 29 | 20230629 | 2148757 | Sus | Y | Vegetation¦Treefellintoline¦ConductorOverhead¦Normal
23-0087309 | Vegetation | Tree - fell into line | Conductor, Overhead | Normal | 2023 | Tier 2 - Extreme | Distribution Circuit | 6 | 30 | 20230630 | 2149622 | Sus | Y | Vegetation¦Treefellintoline¦ConductorOverhead¦Normal
23-0087803 | Vegetation | Tree - branch fell on line | Conductor, Overhead | Normal | 2023 | Tier 2 - Extreme | Distribution Circuit | 6 | 30 | 20230630 | 2150395 | Sus | Y | Vegetation¦Treebranchfellonline¦ConductorOverhead¦Normal
23-0087839 | Unknown Cause | Patrol - not conducted |  |  | 2023 | Tier 2 - Elevated | Distribution Circuit | 7 | 1 | 20230701 | 2150529 | Sus | Y | UnknownCause¦Patrolnotconducted¦¦
23-0088112 | Equipment Failure/Involved | Overhead | Transformer (OH) | Failed/Faulted | 2023 | Tier 2 - Elevated | Distribution Circuit | 7 | 2 | 20230702 | 2151875 | Sus | Y | EquipmentFailureInvolved¦Overhead¦Transformer(OH)¦FailedFaulted
23-0088118 | Unknown Cause | Patrol - found nothing |  |  | 2023 | Tier 2 - Elevated | Distribution Circuit | 7 | 2 | 20230702 | 2151904 | Sus | Y | UnknownCause¦Patrolfoundnothing¦¦
23-0088187 | Vegetation | Tree - branch fell on line | Conductor, Overhead | Normal | 2023 | Tier 2 - Elevated | Distribution Circuit | 7 | 2 | 20230702 | 2152161 | Sus | Y | Vegetation¦Treebranchfellonline¦ConductorOverhead¦Normal
23-0088195 | Vegetation | Tree - branch fell on line | Conductor, Overhead | Normal | 2023 | Tier 2 - Extreme | Distribution Circuit | 7 | 2 | 20230702 | 2152204 | Sus | Y | Vegetation¦Treebranchfellonline¦ConductorOverhead¦Normal
23-0088231 | Vegetation | Tree - branch fell on line | Conductor, Overhead | Normal | 2023 | Tier 2 - Extreme | Distribution Circuit | 7 | 2 | 20230702 | 2152531 | Sus | Y | Vegetation¦Treebranchfellonline¦ConductorOverhead¦Normal
23-0088423 | Animal | Squirrel | Transformer (OH) | Normal | 2023 | Tier 2 - Extreme | Distribution Circuit | 7 | 3 | 20230703 | 2153093 | Sus | Y | Animal¦Squirrel¦Transformer(OH)¦Normal
23-0088705 | Unknown Cause | Patrol - found nothing |  |  | 2023 | Tier 2 - Elevated | Distribution Circuit | 7 | 4 | 20230704 | 2153904 | Sus | Y | UnknownCause¦Patrolfoundnothing¦¦
23-0089126 | Vegetation | Tree - branch fell on line | Conductor, Overhead | Broken, wire on ground | 2023 | Tier 2 - Extreme | Distribution Circuit | 7 | 5 | 20230705 | 2154821 | Sus | Y | Vegetation¦Treebranchfellonline¦ConductorOverhead¦Brokenwireonground
23-0089424 | Vegetation | Tree - fell into line | Conductor, Overhead | Normal | 2023 | Tier 2 - Extreme | Distribution Circuit | 7 | 6 | 20230706 | 2155383 | Sus | Y | Vegetation¦Treefellintoline¦ConductorOverhead¦Normal
23-0089697 | Equipment Failure/Involved | Overhead | Crossarm, Wood | Broken | 2023 | Tier 2 - Elevated | Distribution Circuit | 7 | 7 | 20230707 | 2156048 | Sus | Y | EquipmentFailureInvolved¦Overhead¦CrossarmWood¦Broken
23-0089950 | 3rd Party | Vehicle | Pole-Wood | Normal | 2023 | Tier 2 - Elevated | Distribution Circuit | 7 | 7 | 20230707 | 2156359 | Sus | Y | 3rdParty¦Vehicle¦PoleWood¦Normal
23-0090120 | Vegetation | Tree - branch fell on line | Conductor, Overhead | Together | 2023 | Tier 2 - Extreme | Distribution Circuit | 7 | 8 | 20230708 | 2157202 | Sus | Y | Vegetation¦Treebranchfellonline¦ConductorOverhead¦Together
23-0090152 | Unknown Cause | Patrol - found nothing |  |  | 2023 | Tier 2 - Extreme | Transformer only | 7 | 8 | 20230708 | 2157297 | Sus | Y | UnknownCause¦Patrolfoundnothing¦¦
23-0090626 | Unknown Cause | Patrol - found nothing |  |  | 2023 | Tier 2 - Elevated | Distribution Circuit | 7 | 10 | 20230710 | 2158904 | Sus | Y | UnknownCause¦Patrolfoundnothing¦¦
23-0090767 | Vegetation | Tree - branch fell on line | Conductor, Overhead | Normal | 2023 | Tier 2 - Extreme | Distribution Circuit | 7 | 11 | 20230711 | 2159753 | Sus | Y | Vegetation¦Treebranchfellonline¦ConductorOverhead¦Normal
23-0091072 | Equipment Failure/Involved | Underground | Transformer (UG) | Failed/Faulted | 2023 | Tier 2 - Extreme | Distribution Circuit | 7 | 11 | 20230711 | 2160231 | Sus | Y | EquipmentFailureInvolved¦Underground¦Transformer(UG)¦FailedFaulted
23-0091044 | Equipment Failure/Involved | Overhead | Cutout, fuse holder | Broken | 2023 | Tier 2 - Elevated | Distribution Circuit | 7 | 11 | 20230711 | 2160267 | Sus | Y | EquipmentFailureInvolved¦Overhead¦Cutoutfuseholder¦Broken
23-0091158 | 3rd Party | Other | Conductor, Overhead | Normal | 2023 | Tier 2 - Elevated | Distribution Circuit | 7 | 12 | 20230712 | 2160514 | Sus | Y | 3rdParty¦Other¦ConductorOverhead¦Normal
23-0091452 | Vegetation | Tree - fell into line | Conductor, Overhead | Normal | 2023 | Tier 2 - Extreme | Distribution Circuit | 7 | 12 | 20230712 | 2160980 | Sus | Y | Vegetation¦Treefellintoline¦ConductorOverhead¦Normal
23-0091479 | Vegetation | Tree - fell into line | Conductor, Overhead | Broken, wire on ground | 2023 | Tier 2 - Extreme | Distribution Circuit | 7 | 12 | 20230712 | 2161073 | Sus | Y | Vegetation¦Treefellintoline¦ConductorOverhead¦Brokenwireonground
23-0091996 | Equipment Failure/Involved | Overhead | Jumper | Burned Open | 2023 | Tier 2 - Extreme | Distribution Circuit | 7 | 13 | 20230713 | 2161833 | Sus | Y | EquipmentFailureInvolved¦Overhead¦Jumper¦BurnedOpen
23-0092307 | Equipment Failure/Involved | Electrical Overload | Transformer (OH) | Failed/Faulted | 2023 | Tier 2 - Extreme | Transformer only | 7 | 14 | 20230714 | 2162548 | Sus | Y | EquipmentFailureInvolved¦ElectricalOverload¦Transformer(OH)¦FailedFaulted
23-0092362 | Unknown Cause | Patrol - found nothing |  |  | 2023 | Tier 2 - Elevated | Distribution Circuit | 7 | 14 | 20230714 | 2162646 | Sus | Y | UnknownCause¦Patrolfoundnothing¦¦
23-0092750 | Vegetation | Tree - fell into line | Conductor, Overhead | Broken, wire on ground | 2023 | Tier 2 - Extreme | Distribution Circuit | 7 | 16 | 20230716 | 2163958 | Sus | Y | Vegetation¦Treefellintoline¦ConductorOverhead¦Brokenwireonground
23-0092802 | Unknown Cause | Patrol - found nothing |  |  | 2023 | Tier 2 - Elevated | Distribution Circuit | 7 | 16 | 20230716 | 2164134 | Sus | Y | UnknownCause¦Patrolfoundnothing¦¦
23-0092867 | Unknown Cause | Patrol - found nothing |  |  | 2023 | Tier 2 - Extreme | Transformer only | 7 | 16 | 20230716 | 2164323 | Sus | Y | UnknownCause¦Patrolfoundnothing¦¦
23-0092984 | Unknown Cause | Patrol - found nothing |  |  | 2023 | Tier 2 - Elevated | Distribution Circuit | 7 | 17 | 20230717 | 2165028 | Sus | Y | UnknownCause¦Patrolfoundnothing¦¦
23-0093008 | Equipment Failure/Involved | Overhead | Pole-Wood | Deteriorated | 2023 | Tier 2 - Elevated | Distribution Circuit | 7 | 17 | 20230717 | 2165080 | Sus | Y | EquipmentFailureInvolved¦Overhead¦PoleWood¦Deteriorated
23-0093320 | Equipment Failure/Involved | Overhead | Jumper | Burned Open | 2023 | Tier 2 - Elevated | Distribution Circuit | 7 | 17 | 20230717 | 2165780 | Sus | Y | EquipmentFailureInvolved¦Overhead¦Jumper¦BurnedOpen
23-0093171 | Unknown Cause | Patrol - found nothing |  |  | 2023 | Tier 2 - Extreme | Distribution Circuit | 7 | 17 | 20230717 | 2165559 | Sus | Y | UnknownCause¦Patrolfoundnothing¦¦
23-0093386 | Vegetation | Tree - branch fell on line | Conductor, Overhead | Normal | 2023 | Tier 2 - Elevated | Distribution Circuit | 7 | 17 | 20230717 | 2165879 | Sus | Y | Vegetation¦Treebranchfellonline¦ConductorOverhead¦Normal
23-0093623 | Unknown Cause | Patrol - found nothing |  |  | 2023 | Tier 2 - Extreme | Distribution Circuit | 7 | 18 | 20230718 | 2166566 | Sus | Y | UnknownCause¦Patrolfoundnothing¦¦
23-0094402 | Vegetation | Tree - branch fell on line | Conductor, Overhead | Normal | 2023 | Tier 2 - Extreme | Distribution Circuit | 7 | 19 | 20230719 | 2168498 | Sus | Y | Vegetation¦Treebranchfellonline¦ConductorOverhead¦Normal
23-0095307 | Company Initiated | Personnel, company | Conductor, Overhead | Normal | 2023 | Tier 2 - Extreme | Distribution Circuit | 7 | 21 | 20230721 | 2170012 | Sus | Y | CompanyInitiated¦Personnelcompany¦ConductorOverhead¦Normal
23-0095504 | Unknown Cause | Patrol - not conducted |  |  | 2023 | Tier 2 - Extreme | Transformer only | 7 | 22 | 20230722 | 2170500 | Sus | Y | UnknownCause¦Patrolnotconducted¦¦
23-0095753 | Unknown Cause | Patrol - found nothing |  |  | 2023 | Tier 2 - Elevated | Distribution Circuit | 7 | 23 | 20230723 | 2171964 | Sus | Y | UnknownCause¦Patrolfoundnothing¦¦
23-0095928 | Equipment Failure/Involved | Overhead | Crossarm, Wood | Broken | 2023 | Tier 2 - Extreme | Distribution Circuit | 7 | 24 | 20230724 | 2172133 | Sus | Y | EquipmentFailureInvolved¦Overhead¦CrossarmWood¦Broken
23-0096400 | Equipment Failure/Involved | Overhead | Transformer (OH) | Failed/Faulted | 2023 | Tier 2 - Elevated | Distribution Circuit | 7 | 25 | 20230725 | 2173378 | Sus | Y | EquipmentFailureInvolved¦Overhead¦Transformer(OH)¦FailedFaulted
23-0096613 | Vegetation | Tree - fell into line | Pole-Wood | Broken, wire on ground | 2023 | Tier 2 - Elevated | Distribution Circuit | 7 | 25 | 20230725 | 2173487 | Sus | Y | Vegetation¦Treefellintoline¦PoleWood¦Brokenwireonground
23-0096738 | Vegetation | Tree - fell into line | Pole-Wood | Broken, wire on ground | 2023 | Tier 2 - Elevated | Distribution Circuit | 7 | 25 | 20230725 | 2173769 | Sus | Y | Vegetation¦Treefellintoline¦PoleWood¦Brokenwireonground
23-0096816 | Unknown Cause | Patrol - found nothing |  |  | 2023 | Tier 2 - Elevated | Distribution Circuit | 7 | 26 | 20230726 | 2173956 | Sus | Y | UnknownCause¦Patrolfoundnothing¦¦
23-0097233 | Vegetation | Tree - branch fell on line | Jumper | Burned Open | 2023 | Tier 2 - Extreme | Distribution Circuit | 7 | 26 | 20230726 | 2174723 | Sus | Y | Vegetation¦Treebranchfellonline¦Jumper¦BurnedOpen
23-0097347 | Equipment Failure/Involved | Overhead | Connector or Splice (OH) | Broken, wire on ground | 2023 | Tier 2 - Extreme | Distribution Circuit | 7 | 27 | 20230727 | 2174947 | Sus | Y | EquipmentFailureInvolved¦Overhead¦ConnectororSplice(OH)¦Brokenwireonground
23-0098069 | Vegetation | Tree - fell into line | Anchor or Guy | Normal | 2023 | Tier 2 - Extreme | Distribution Circuit | 7 | 28 | 20230728 | 2176370 | Sus | Y | Vegetation¦Treefellintoline¦AnchororGuy¦Normal
23-0098217 | Vegetation | Tree - branch fell on line | Conductor, Overhead | Normal | 2023 | Tier 2 - Extreme | Distribution Circuit | 7 | 28 | 20230728 | 2176618 | Sus | Y | Vegetation¦Treebranchfellonline¦ConductorOverhead¦Normal
23-0098276 | Unknown Cause | Patrol - found nothing |  |  | 2023 | Tier 2 - Elevated | Distribution Circuit | 7 | 29 | 20230729 | 2176925 | Sus | Y | UnknownCause¦Patrolfoundnothing¦¦
23-0098408 | Vegetation | Tree - branch fell on line | Conductor, Overhead | Normal | 2023 | Tier 2 - Extreme | Distribution Circuit | 7 | 29 | 20230729 | 2177466 | Sus | Y | Vegetation¦Treebranchfellonline¦ConductorOverhead¦Normal
23-0098451 | Equipment Failure/Involved | Electrical Overload | Transformer (OH) | Failed/Faulted | 2023 | Tier 2 - Elevated | Transformer only | 7 | 30 | 20230730 | 2177668 | Sus | Y | EquipmentFailureInvolved¦ElectricalOverload¦Transformer(OH)¦FailedFaulted
23-0098485 | Unknown Cause | Patrol - found nothing |  |  | 2023 | Tier 2 - Elevated | Distribution Circuit | 7 | 30 | 20230730 | 2177965 | Sus | Y | UnknownCause¦Patrolfoundnothing¦¦
23-0098576 | Vegetation | Tree - fell into line | Pole-Wood | Broken, wire on ground | 2023 | Tier 2 - Extreme | Distribution Circuit | 7 | 31 | 20230731 | 2178116 | Sus | Y | Vegetation¦Treefellintoline¦PoleWood¦Brokenwireonground
23-0098762 | 3rd Party | Vehicle | Transformer (UG) | Leaking | 2023 | Tier 2 - Elevated | Distribution Circuit | 7 | 31 | 20230731 | 2178715 | Sus | Y | 3rdParty¦Vehicle¦Transformer(UG)¦Leaking
23-0098778 | Vegetation | Tree - fell into line | Pole-Wood | Broken, wire on ground | 2023 | Tier 2 - Extreme | Distribution Circuit | 7 | 31 | 20230731 | 2178709 | Sus | Y | Vegetation¦Treefellintoline¦PoleWood¦Brokenwireonground
23-0099322 | Company Initiated | Personnel, company | Conductor, Overhead | Normal | 2023 | Tier 2 - Elevated | Distribution Circuit | 8 | 1 | 20230801 | 2179835 | Sus | Y | CompanyInitiated¦Personnelcompany¦ConductorOverhead¦Normal
23-0099344 | Equipment Failure/Involved | Overhead | PT/CCVT | Failed/Faulted | 2023 | Tier 2 - Elevated | Distribution Circuit | 8 | 1 | 20230801 | 2179933 | Sus | Y | EquipmentFailureInvolved¦Overhead¦PTCCVT¦FailedFaulted
23-0099390 | Equipment Failure/Involved | Fire, pole | Crossarm, Wood | Burned/flashed | 2023 | Tier 2 - Elevated | Distribution Circuit | 8 | 2 | 20230802 | 2180074 | Sus | Y | EquipmentFailureInvolved¦Firepole¦CrossarmWood¦Burnedflashed
23-0099534 | Animal | Other | Other | Normal | 2023 | Tier 2 - Elevated | Transformer only | 8 | 2 | 20230802 | 2180392 | Sus | Y | Animal¦Other¦Other¦Normal
23-0099571 | Equipment Failure/Involved | Overhead | Transformer (OH) | Failed/Faulted | 2023 | Tier 2 - Elevated | Transformer only | 8 | 2 | 20230802 | 2180504 | Sus | Y | EquipmentFailureInvolved¦Overhead¦Transformer(OH)¦FailedFaulted
23-0099918 | Equipment Failure/Involved | Electrical Overload | Transformer | Deteriorated | 2023 | Tier 2 - Extreme | Transformer only | 8 | 3 | 20230803 | 2181139 | Sus | Y | EquipmentFailureInvolved¦ElectricalOverload¦Transformer¦Deteriorated
23-0100039 | Unknown Cause | Patrol - found nothing |  |  | 2023 | Tier 2 - Elevated | Distribution Circuit | 8 | 3 | 20230803 | 2181286 | Sus | Y | UnknownCause¦Patrolfoundnothing¦¦
23-0100360 | Unknown Cause | Patrol - found nothing |  |  | 2023 | Tier 2 - Elevated | Distribution Circuit | 8 | 4 | 20230804 | 2182019 | Sus | Y | UnknownCause¦Patrolfoundnothing¦¦
23-0100670 | Vegetation | Tree - branch fell on line | Conductor, Overhead | Normal | 2023 | Tier 2 - Extreme | Distribution Circuit | 8 | 4 | 20230804 | 2182414 | Sus | Y | Vegetation¦Treebranchfellonline¦ConductorOverhead¦Normal
23-0100852 | Unknown Cause | Patrol - found nothing |  |  | 2023 | Tier 2 - Extreme | Distribution Circuit | 8 | 5 | 20230805 | 2182899 | Sus | Y | UnknownCause¦Patrolfoundnothing¦¦
23-0100958 | Unknown Cause | Patrol - found nothing |  |  | 2023 | Tier 2 - Elevated | Distribution Circuit | 8 | 5 | 20230805 | 2183434 | Sus | Y | UnknownCause¦Patrolfoundnothing¦¦
23-0101032 | Vegetation | Tree - branch fell on line | Conductor, Overhead | Broken, wire on ground | 2023 | Tier 2 - Extreme | Distribution Circuit | 8 | 6 | 20230806 | 2183707 | Sus | Y | Vegetation¦Treebranchfellonline¦ConductorOverhead¦Brokenwireonground
23-0101072 | Equipment Failure/Involved | Overhead | Transformer (OH) | Deteriorated | 2023 | Tier 2 - Extreme | Transformer only | 8 | 6 | 20230806 | 2183840 | Sus | Y | EquipmentFailureInvolved¦Overhead¦Transformer(OH)¦Deteriorated
23-0101421 | Equipment Failure/Involved | Overhead | Transformer (OH) | Leaking | 2023 | Tier 2 - Extreme | Transformer only | 8 | 7 | 20230807 | 2184941 | Sus | Y | EquipmentFailureInvolved¦Overhead¦Transformer(OH)¦Leaking
23-0101497 | Equipment Failure/Involved | Underground | Conductor, Underground | Broken | 2023 | Tier 2 - Elevated | Distribution Circuit | 8 | 7 | 20230807 | 2185093 | Sus | Y | EquipmentFailureInvolved¦Underground¦ConductorUnderground¦Broken
23-0101506 | Unknown Cause | Patrol - found nothing |  |  | 2023 | Tier 2 - Elevated | Distribution Circuit | 8 | 8 | 20230808 | 2185182 | Sus | Y | UnknownCause¦Patrolfoundnothing¦¦
23-0101613 | Equipment Failure/Involved | Overhead | Pole-Wood | Broken | 2023 | Tier 2 - Elevated | Distribution Circuit | 8 | 8 | 20230808 | 2185425 | Sus | Y | EquipmentFailureInvolved¦Overhead¦PoleWood¦Broken
23-0101979 | Unknown Cause | Patrol - found nothing |  |  | 2023 | Tier 2 - Elevated | Distribution Circuit | 8 | 9 | 20230809 | 2186212 | Sus | Y | UnknownCause¦Patrolfoundnothing¦¦
23-0102089 | Animal | Bird found | Conductor, Overhead | Normal | 2023 | Tier 2 - Extreme | Distribution Circuit | 8 | 9 | 20230809 | 2186377 | Sus | Y | Animal¦Birdfound¦ConductorOverhead¦Normal
23-0102082 | Vegetation | Tree - branch fell on line | Conductor, Overhead | Normal | 2023 | Tier 2 - Extreme | Distribution Circuit | 8 | 9 | 20230809 | 2186607 | Sus | Y | Vegetation¦Treebranchfellonline¦ConductorOverhead¦Normal
23-0102293 | Vegetation | Tree - branch fell on line | Conductor, Overhead | Normal | 2023 | Tier 2 - Extreme | Distribution Circuit | 8 | 9 | 20230809 | 2186834 | Sus | Y | Vegetation¦Treebranchfellonline¦ConductorOverhead¦Normal
23-0102977 | Company Initiated | Construction Activity/equip, company | Other | Normal | 2023 | Tier 2 - Elevated | Distribution Circuit | 8 | 10 | 20230810 | 2188160 | Sus | Y | CompanyInitiated¦ConstructionActivityequipcompany¦Other¦Normal
23-0103287 | 3rd Party | Tree - cutting, 3rd party | Conductor, Overhead | Normal | 2023 | Tier 2 - Extreme | Distribution Circuit | 8 | 11 | 20230811 | 2188629 | Sus | Y | 3rdParty¦Treecutting3rdparty¦ConductorOverhead¦Normal
23-0103445 | Company Initiated | Construction Activity/equip, company | Pole-Wood | Normal | 2023 | Tier 2 - Extreme | Distribution Circuit | 8 | 11 | 20230811 | 2188797 | Sus | Y | CompanyInitiated¦ConstructionActivityequipcompany¦PoleWood¦Normal
23-0103496 | Vegetation | Tree - fell into line | Conductor, Overhead | Normal | 2023 | Tier 2 - Extreme | Distribution Circuit | 8 | 11 | 20230811 | 2188896 | Sus | Y | Vegetation¦Treefellintoline¦ConductorOverhead¦Normal
23-0104005 | Vegetation | Tree - branch fell on line | Conductor, Overhead | Normal | 2023 | Tier 2 - Extreme | Distribution Circuit | 8 | 14 | 20230814 | 2190465 | Sus | Y | Vegetation¦Treebranchfellonline¦ConductorOverhead¦Normal
23-0104264 | Animal | Bird found | Conductor, Overhead | Normal | 2023 | Tier 2 - Elevated | Distribution Circuit | 8 | 14 | 20230814 | 2190760 | Sus | Y | Animal¦Birdfound¦ConductorOverhead¦Normal
23-0104409 | Equipment Failure/Involved | Overhead | Transformer (OH) | Broken | 2023 | Tier 2 - Extreme | Distribution Circuit | 8 | 15 | 20230815 | 2191255 | Sus | Y | EquipmentFailureInvolved¦Overhead¦Transformer(OH)¦Broken
23-0104947 | Company Initiated | Return Circuit Normal | Conductor, Overhead | Normal | 2023 | Tier 2 - Elevated | Distribution Circuit | 8 | 16 | 20230816 | 2192826 | Sus | Y | CompanyInitiated¦ReturnCircuitNormal¦ConductorOverhead¦Normal
23-0105557 | Equipment Failure/Involved | Overhead | Transformer | Failed/Faulted | 2023 | Tier 2 - Extreme | Transformer only | 8 | 17 | 20230817 | 2193701 | Sus | Y | EquipmentFailureInvolved¦Overhead¦Transformer¦FailedFaulted
23-0105724 | Unknown Cause | Patrol - found nothing |  |  | 2023 | Tier 2 - Elevated | Distribution Circuit | 8 | 17 | 20230817 | 2193934 | Sus | Y | UnknownCause¦Patrolfoundnothing¦¦
23-0105798 | Animal | Bird found | Fuse | Normal | 2023 | Tier 2 - Extreme | Distribution Circuit | 8 | 17 | 20230817 | 2194203 | Sus | Y | Animal¦Birdfound¦Fuse¦Normal
23-0105799 | Unknown Cause | Patrol - found nothing |  |  | 2023 | Tier 2 - Extreme | Distribution Circuit | 8 | 17 | 20230817 | 2194210 | Sus | Y | UnknownCause¦Patrolfoundnothing¦¦
23-0106210 | Unknown Cause | Patrol - found nothing |  |  | 2023 | Tier 2 - Extreme | Distribution Circuit | 8 | 18 | 20230818 | 2194944 | Sus | Y | UnknownCause¦Patrolfoundnothing¦¦
23-0106231 | Company Initiated | Personnel, company | Conductor, Underground | Normal | 2023 | Tier 2 - Extreme | Distribution Circuit | 8 | 18 | 20230818 | 2195160 | Sus | Y | CompanyInitiated¦Personnelcompany¦ConductorUnderground¦Normal
23-0106266 | Unknown Cause | Patrol - found nothing |  |  | 2023 | Tier 2 - Extreme | Transformer only | 8 | 18 | 20230818 | 2195269 | Sus | Y | UnknownCause¦Patrolfoundnothing¦¦
23-0106329 | Vegetation | Tree - branch fell on line | Conductor, Overhead | Normal | 2023 | Tier 2 - Extreme | Distribution Circuit | 8 | 19 | 20230819 | 2195451 | Sus | Y | Vegetation¦Treebranchfellonline¦ConductorOverhead¦Normal
23-0106364 | Vegetation | Tree - fell into line | Conductor, Overhead | Broken, wire on ground | 2023 | Tier 2 - Extreme | Distribution Circuit | 8 | 19 | 20230819 | 2195658 | Sus | Y | Vegetation¦Treefellintoline¦ConductorOverhead¦Brokenwireonground
23-0106544 | Equipment Failure/Involved | Underground | Conductor, Underground | Burned/flashed | 2023 | Tier 2 - Elevated | Distribution Circuit | 8 | 19 | 20230819 | 2196546 | Sus | Y | EquipmentFailureInvolved¦Underground¦ConductorUnderground¦Burnedflashed
23-0106680 | Unknown Cause | Patrol - found nothing |  |  | 2023 | Tier 2 - Extreme | Distribution Circuit | 8 | 20 | 20230820 | 2196997 | Sus | Y | UnknownCause¦Patrolfoundnothing¦¦
23-0106737 | Vegetation | Tree - branch fell on line | Conductor, Overhead | Normal | 2023 | Tier 2 - Extreme | Distribution Circuit | 8 | 20 | 20230820 | 2197213 | Sus | Y | Vegetation¦Treebranchfellonline¦ConductorOverhead¦Normal
23-0106965 | Unknown Cause | Patrol - found nothing |  |  | 2023 | Tier 2 - Extreme | Distribution Circuit | 8 | 20 | 20230820 | 2197365 | Sus | Y | UnknownCause¦Patrolfoundnothing¦¦
23-0106949 | 3rd Party | Customer Equipment | Circuit Breaker | Failed/Faulted | 2023 | Tier 2 - Extreme | Distribution Circuit | 8 | 21 | 20230821 | 2197865 | Sus | Y | 3rdParty¦CustomerEquipment¦CircuitBreaker¦FailedFaulted
23-0107055 | 3rd Party | Customer Equipment | Circuit Breaker | Normal | 2023 | Tier 2 - Extreme | Distribution Circuit | 8 | 21 | 20230821 | 2198134 | Sus | Y | 3rdParty¦CustomerEquipment¦CircuitBreaker¦Normal
23-0107443 | Equipment Failure/Involved | Overhead | Transformer | Failed/Faulted | 2023 | Tier 2 - Elevated | Transformer only | 8 | 22 | 20230822 | 2198978 | Sus | Y | EquipmentFailureInvolved¦Overhead¦Transformer¦FailedFaulted
23-0107809 | Animal | Squirrel | Transformer (OH) | Failed/Faulted | 2023 | Tier 2 - Extreme | Transformer only | 8 | 22 | 20230822 | 2199636 | Sus | Y | Animal¦Squirrel¦Transformer(OH)¦FailedFaulted
23-0108344 | Unknown Cause | Patrol - found nothing |  |  | 2023 | Tier 2 - Elevated | Distribution Circuit | 8 | 23 | 20230823 | 2200716 | Sus | Y | UnknownCause¦Patrolfoundnothing¦¦
23-0108539 | Equipment Failure/Involved | Underground | Conductor, Underground | Broken | 2023 | Tier 2 - Extreme | Distribution Circuit | 8 | 24 | 20230824 | 2201196 | Sus | Y | EquipmentFailureInvolved¦Underground¦ConductorUnderground¦Broken
23-0108309 | Company Initiated | Return Circuit Normal | Conductor, Overhead | Normal | 2023 | Tier 2 - Extreme | Distribution Circuit | 8 | 24 | 20230824 | 2201514 | Sus | Y | CompanyInitiated¦ReturnCircuitNormal¦ConductorOverhead¦Normal
23-0109489 | Vegetation | Tree - branch fell on line | Conductor, Overhead | Normal | 2023 | Tier 2 - Extreme | Distribution Circuit | 8 | 27 | 20230827 | 2203182 | Sus | Y | Vegetation¦Treebranchfellonline¦ConductorOverhead¦Normal
23-0109489 | Vegetation | Tree - branch fell on line | Conductor, Overhead | Normal | 2023 | Tier 2 - Elevated | Distribution Circuit | 8 | 27 | 20230827 | 2203288 | Sus | Y | Vegetation¦Treebranchfellonline¦ConductorOverhead¦Normal
23-0109557 | Vegetation | Tree - fell into line | Conductor, Overhead | Broken, wire on ground | 2023 | Tier 2 - Extreme | Distribution Circuit | 8 | 27 | 20230827 | 2203430 | Sus | Y | Vegetation¦Treefellintoline¦ConductorOverhead¦Brokenwireonground
23-0109594 | Vegetation | Tree - fell into line | Conductor, Overhead | Broken, wire on ground | 2023 | Tier 2 - Extreme | Distribution Circuit | 8 | 28 | 20230828 | 2203589 | Sus | Y | Vegetation¦Treefellintoline¦ConductorOverhead¦Brokenwireonground
23-0109613 | Unknown Cause | Patrol - found nothing |  |  | 2023 | Tier 2 - Elevated | Distribution Circuit | 8 | 28 | 20230828 | 2203578 | Sus | Y | UnknownCause¦Patrolfoundnothing¦¦
23-0109741 | Company Initiated | Personnel, company | Recloser | Normal | 2023 | Tier 2 - Elevated | Distribution Circuit | 8 | 28 | 20230828 | 2204015 | Sus | Y | CompanyInitiated¦Personnelcompany¦Recloser¦Normal
23-0109935 | Animal | Bird found | Cutout, fuse holder | Normal | 2023 | Tier 2 - Elevated | Distribution Circuit | 8 | 28 | 20230828 | 2204375 | Sus | Y | Animal¦Birdfound¦Cutoutfuseholder¦Normal
23-0111041 | Unknown Cause | Patrol - found nothing |  |  | 2023 | Tier 2 - Elevated | Distribution Circuit | 8 | 31 | 20230831 | 2206515 | Sus | Y | UnknownCause¦Patrolfoundnothing¦¦
23-0111261 | 3rd Party | Customer Equipment | Switch (OH) | Normal | 2023 | Tier 2 - Elevated | Distribution Circuit | 8 | 31 | 20230831 | 2206971 | Sus | Y | 3rdParty¦CustomerEquipment¦Switch(OH)¦Normal
23-0111527 | Equipment Failure/Involved | Overhead | Pole-Wood | Broken | 2023 | Tier 2 - Elevated | Distribution Circuit | 8 | 31 | 20230831 | 2207401 | Sus | Y | EquipmentFailureInvolved¦Overhead¦PoleWood¦Broken
23-0111694 | Vegetation | Tree - fell into line | Conductor, Overhead | Broken, wire on ground | 2023 | Tier 2 - Elevated | Distribution Circuit | 9 | 1 | 20230901 | 2207700 | Sus | Y | Vegetation¦Treefellintoline¦ConductorOverhead¦Brokenwireonground
23-0111869 | Vegetation | Tree - fell into line | Conductor, Overhead | Normal | 2023 | Tier 2 - Extreme | Distribution Circuit | 9 | 1 | 20230901 | 2207934 | Sus | Y | Vegetation¦Treefellintoline¦ConductorOverhead¦Normal
23-0111971 | Equipment Failure/Involved | Overhead | Transformer (OH) | Failed/Faulted | 2023 | Tier 2 - Elevated | Transformer only | 9 | 1 | 20230901 | 2208007 | Sus | Y | EquipmentFailureInvolved¦Overhead¦Transformer(OH)¦FailedFaulted
23-0112041 | Vegetation | Tree - branch fell on line | Conductor, Overhead | Normal | 2023 | Tier 2 - Elevated | Distribution Circuit | 9 | 2 | 20230902 | 2208308 | Sus | Y | Vegetation¦Treebranchfellonline¦ConductorOverhead¦Normal
23-0112047 | Unknown Cause | Patrol - found nothing |  |  | 2023 | Tier 2 - Elevated | Distribution Circuit | 9 | 2 | 20230902 | 2208327 | Sus | Y | UnknownCause¦Patrolfoundnothing¦¦
23-0112144 | Unknown Cause | Patrol - found nothing |  |  | 2023 | Tier 2 - Elevated | Distribution Circuit | 9 | 2 | 20230902 | 2208769 | Sus | Y | UnknownCause¦Patrolfoundnothing¦¦
23-0112146 | Animal | Bird found | Fuse | Normal | 2023 | Tier 2 - Elevated | Distribution Circuit | 9 | 2 | 20230902 | 2208775 | Sus | Y | Animal¦Birdfound¦Fuse¦Normal
23-0112231 | Vegetation | Tree - bark fell into line | Conductor, Overhead | Normal | 2023 | Tier 2 - Extreme | Distribution Circuit | 9 | 3 | 20230903 | 2209043 | Sus | Y | Vegetation¦Treebarkfellintoline¦ConductorOverhead¦Normal
23-0112345 | Vegetation | Tree - fell into line | Conductor, Overhead | Normal | 2023 | Tier 2 - Extreme | Distribution Circuit | 9 | 4 | 20230904 | 2209445 | Sus | Y | Vegetation¦Treefellintoline¦ConductorOverhead¦Normal
23-0112366 | Animal | Bird found | Fuse | Normal | 2023 | Tier 2 - Elevated | Distribution Circuit | 9 | 4 | 20230904 | 2209506 | Sus | Y | Animal¦Birdfound¦Fuse¦Normal
23-0112414 | Unknown Cause | Patrol - found nothing |  |  | 2023 | Tier 2 - Extreme | Distribution Circuit | 9 | 4 | 20230904 | 2209581 | Sus | Y | UnknownCause¦Patrolfoundnothing¦¦
23-0112415 | Equipment Failure/Involved | Overhead | Conductor, Overhead | Broken, wire on ground | 2023 | Tier 2 - Elevated | Distribution Circuit | 9 | 5 | 20230905 | 2209622 | Sus | Y | EquipmentFailureInvolved¦Overhead¦ConductorOverhead¦Brokenwireonground
23-0112424 | Unknown Cause | Patrol - found nothing |  |  | 2023 | Tier 2 - Elevated | Distribution Circuit | 9 | 5 | 20230905 | 2209653 | Sus | Y | UnknownCause¦Patrolfoundnothing¦¦
23-0112925 | Unknown Cause | Patrol - found nothing |  |  | 2023 | Tier 2 - Extreme | Distribution Circuit | 9 | 6 | 20230906 | 2210577 | Sus | Y | UnknownCause¦Patrolfoundnothing¦¦
23-0113034 | Equipment Failure/Involved | Overhead | Transformer (OH) | Failed/Faulted | 2023 | Tier 2 - Elevated | Distribution Circuit | 9 | 6 | 20230906 | 2210583 | Sus | Y | EquipmentFailureInvolved¦Overhead¦Transformer(OH)¦FailedFaulted
23-0113296 | Equipment Failure/Involved | Overhead | Pole-Wood | Broken | 2023 | Tier 2 - Elevated | Distribution Circuit | 9 | 6 | 20230906 | 2211095 | Sus | Y | EquipmentFailureInvolved¦Overhead¦PoleWood¦Broken
23-0113886 | Vegetation | Tree - grew into line | Conductor, Overhead | Normal | 2023 | Tier 2 - Extreme | Distribution Circuit | 9 | 7 | 20230907 | 2212258 | Sus | Y | Vegetation¦Treegrewintoline¦ConductorOverhead¦Normal
23-0113946 | Unknown Cause | Patrol - found nothing |  |  | 2023 | Tier 2 - Extreme | Distribution Circuit | 9 | 8 | 20230908 | 2212373 | Sus | Y | UnknownCause¦Patrolfoundnothing¦¦
23-0114304 | Company Initiated | Personnel, company | Fuse | Normal | 2023 | Tier 2 - Extreme | Distribution Circuit | 9 | 8 | 20230908 | 2213138 | Sus | Y | CompanyInitiated¦Personnelcompany¦Fuse¦Normal
23-0115098 | Unknown Cause | Patrol - found nothing |  |  | 2023 | Tier 2 - Elevated | Transformer only | 9 | 11 | 20230911 | 2215570 | Sus | Y | UnknownCause¦Patrolfoundnothing¦¦
23-0115397 | Vegetation | Tree - fell into line | Conductor, Overhead | Broken, wire on ground | 2023 | Tier 2 - Extreme | Distribution Circuit | 9 | 12 | 20230912 | 2216476 | Sus | Y | Vegetation¦Treefellintoline¦ConductorOverhead¦Brokenwireonground
23-0115470 | Equipment Failure/Involved | Overhead | Transformer | Failed/Faulted | 2023 | Tier 2 - Extreme | Transformer only | 9 | 12 | 20230912 | 2216474 | Sus | Y | EquipmentFailureInvolved¦Overhead¦Transformer¦FailedFaulted
23-0115463 | Vegetation | Tree - fell into line | Conductor, Overhead | Normal | 2023 | Tier 2 - Extreme | Distribution Circuit | 9 | 12 | 20230912 | 2216572 | Sus | Y | Vegetation¦Treefellintoline¦ConductorOverhead¦Normal
23-0116126 | Equipment Failure/Involved | Overhead | Transformer (OH) | Burned/flashed | 2023 | Tier 2 - Elevated | Transformer only | 9 | 13 | 20230913 | 2217775 | Sus | Y | EquipmentFailureInvolved¦Overhead¦Transformer(OH)¦Burnedflashed
23-0116136 | Vegetation | Tree - grew into line | Conductor, Overhead | Normal | 2023 | Tier 2 - Extreme | Distribution Circuit | 9 | 13 | 20230913 | 2217999 | Sus | Y | Vegetation¦Treegrewintoline¦ConductorOverhead¦Normal
23-0116468 | Unknown Cause | Patrol - found nothing |  |  | 2023 | Tier 2 - Elevated | Distribution Circuit | 9 | 14 | 20230914 | 2218596 | Sus | Y | UnknownCause¦Patrolfoundnothing¦¦
23-0116746 | Equipment Failure/Involved | Overhead | Connector or Splice (OH) | Broken | 2023 | Tier 2 - Extreme | Distribution Circuit | 9 | 14 | 20230914 | 2218979 | Sus | Y | EquipmentFailureInvolved¦Overhead¦ConnectororSplice(OH)¦Broken
23-0116835 | Equipment Failure/Involved | Overhead | Pole-Wood | Broken | 2023 | Tier 2 - Elevated | Distribution Circuit | 9 | 14 | 20230914 | 2219091 | Sus | Y | EquipmentFailureInvolved¦Overhead¦PoleWood¦Broken
23-0117153 | Unknown Cause | Patrol - not conducted |  |  | 2023 | Tier 2 - Elevated | Transformer only | 9 | 15 | 20230915 | 2219678 | Sus | Y | UnknownCause¦Patrolnotconducted¦¦
23-0117109 | Vegetation | Tree - fell into line | Conductor, Overhead | Broken, wire on ground | 2023 | Tier 2 - Extreme | Distribution Circuit | 9 | 15 | 20230915 | 2219756 | Sus | Y | Vegetation¦Treefellintoline¦ConductorOverhead¦Brokenwireonground
23-0117520 | Unknown Cause | Patrol - found nothing |  |  | 2023 | Tier 2 - Elevated | Distribution Circuit | 9 | 17 | 20230917 | 2220906 | Sus | Y | UnknownCause¦Patrolfoundnothing¦¦
23-0074754 | Equipment Failure/Involved | Overhead | Pole-Wood | Broken | 2023 | Tier 2 - Extreme | Distribution Circuit | 9 | 19 | 20230919 | 2222116 | Sus | Y | EquipmentFailureInvolved¦Overhead¦PoleWood¦Broken
23-0118256 | Vegetation | Tree - branch fell on line | Conductor, Overhead | Normal | 2023 | Tier 2 - Extreme | Distribution Circuit | 9 | 19 | 20230919 | 2222553 | Sus | Y | Vegetation¦Treebranchfellonline¦ConductorOverhead¦Normal
23-0118646 | Vegetation | Tree - fell into line | Conductor, Overhead | Normal | 2023 | Tier 2 - Elevated | Distribution Circuit | 9 | 20 | 20230920 | 2223208 | Sus | Y | Vegetation¦Treefellintoline¦ConductorOverhead¦Normal
23-0118688 | Company Initiated | Personnel, company | Fuse | Normal | 2023 | Tier 2 - Elevated | Distribution Circuit | 9 | 20 | 20230920 | 2223287 | Sus | Y | CompanyInitiated¦Personnelcompany¦Fuse¦Normal
23-0089227 | Equipment Failure/Involved | Overhead | Recloser | Malfunctioning | 2023 | Tier 2 - Extreme | Distribution Circuit | 9 | 20 | 20230920 | 2223302 | Sus | Y | EquipmentFailureInvolved¦Overhead¦Recloser¦Malfunctioning
23-0118983 | Unknown Cause | Patrol - found nothing |  |  | 2023 | Tier 2 - Elevated | Distribution Circuit | 9 | 20 | 20230920 | 2223742 | Sus | Y | UnknownCause¦Patrolfoundnothing¦¦
23-0120130 | Unknown Cause | Patrol - found nothing |  |  | 2023 | Tier 2 - Elevated | Distribution Circuit | 9 | 24 | 20230924 | 2225767 | Sus | Y | UnknownCause¦Patrolfoundnothing¦¦
23-0120453 | 3rd Party | Tree - cutting, 3rd party | Conductor, Overhead | Broken, wire on ground | 2023 | Tier 2 - Elevated | Distribution Circuit | 9 | 25 | 20230925 | 2226675 | Sus | Y | 3rdParty¦Treecutting3rdparty¦ConductorOverhead¦Brokenwireonground
23-0120685 | Unknown Cause | Patrol - found nothing |  |  | 2023 | Tier 2 - Elevated | Distribution Circuit | 9 | 26 | 20230926 | 2227058 | Sus | Y | UnknownCause¦Patrolfoundnothing¦¦
23-0120711 | Vegetation | Tree - fell into line | Conductor, Overhead | Normal | 2023 | Tier 2 - Extreme | Distribution Circuit | 9 | 26 | 20230926 | 2227159 | Sus | Y | Vegetation¦Treefellintoline¦ConductorOverhead¦Normal
23-0120723 | Unknown Cause | Patrol - found nothing |  |  | 2023 | Tier 2 - Elevated | Distribution Circuit | 9 | 26 | 20230926 | 2227196 | Sus | Y | UnknownCause¦Patrolfoundnothing¦¦
23-0121054 | Vegetation | Tree - bark fell into line | Conductor, Overhead | Normal | 2023 | Tier 2 - Elevated | Distribution Circuit | 9 | 26 | 20230926 | 2227771 | Sus | Y | Vegetation¦Treebarkfellintoline¦ConductorOverhead¦Normal
23-0121255 | Equipment Failure/Involved | Overhead | Transformer (OH) | Failed/Faulted | 2023 | Tier 2 - Elevated | Transformer only | 9 | 27 | 20230927 | 2228117 | Sus | Y | EquipmentFailureInvolved¦Overhead¦Transformer(OH)¦FailedFaulted
23-0121598 | Animal | Bird found | Fuse | Normal | 2023 | Tier 2 - Elevated | Transformer only | 9 | 27 | 20230927 | 2228584 | Sus | Y | Animal¦Birdfound¦Fuse¦Normal
23-0121589 | Equipment Failure/Involved | Overhead | Transformer (OH) | Failed/Faulted | 2023 | Tier 2 - Elevated | Distribution Circuit | 9 | 27 | 20230927 | 2228624 | Sus | Y | EquipmentFailureInvolved¦Overhead¦Transformer(OH)¦FailedFaulted
23-0122151 | Unknown Cause | Patrol - found nothing |  |  | 2023 | Tier 2 - Extreme | Distribution Circuit | 9 | 28 | 20230928 | 2229544 | Sus | Y | UnknownCause¦Patrolfoundnothing¦¦
23-0122308 | Equipment Failure/Involved | Overhead | Connector or Splice (OH) | Arcing | 2023 | Tier 2 - Elevated | Transformer only | 9 | 28 | 20230928 | 2229849 | Sus | Y | EquipmentFailureInvolved¦Overhead¦ConnectororSplice(OH)¦Arcing
23-0122972 | Vegetation | Tree - branch fell on line | Conductor, Overhead | Normal | 2023 | Tier 2 - Extreme | Distribution Circuit | 9 | 30 | 20230930 | 2231658 | Sus | Y | Vegetation¦Treebranchfellonline¦ConductorOverhead¦Normal
23-0123030 | Animal | Bird found | Conductor, Overhead | Normal | 2023 | Tier 2 - Extreme | Distribution Circuit | 9 | 30 | 20230930 | 2231786 | Sus | Y | Animal¦Birdfound¦ConductorOverhead¦Normal
23-0123185 | Unknown Cause | Patrol - found nothing |  |  | 2023 | Tier 2 - Elevated | Distribution Circuit | 10 | 2 | 20231002 | 2232408 | Sus | Y | UnknownCause¦Patrolfoundnothing¦¦
23-0124081 | Vegetation | Tree - fell into line | Conductor, Overhead | Normal | 2023 | Tier 2 - Elevated | Distribution Circuit | 10 | 3 | 20231003 | 2234128 | Sus | Y | Vegetation¦Treefellintoline¦ConductorOverhead¦Normal
23-0124166 | Unknown Cause | Patrol - found nothing |  |  | 2023 | Tier 2 - Extreme | Distribution Circuit | 10 | 4 | 20231004 | 2234199 | Sus | Y | UnknownCause¦Patrolfoundnothing¦¦
23-0125497 | Equipment Failure/Involved | Overhead | Anchor or Guy | Burned/flashed | 2023 | Tier 2 - Elevated | Transformer only | 10 | 6 | 20231006 | 2236283 | Sus | Y | EquipmentFailureInvolved¦Overhead¦AnchororGuy¦Burnedflashed
23-0125417 | Vegetation | Tree - branch fell on line | Conductor, Overhead | Normal | 2023 | Tier 2 - Extreme | Distribution Circuit | 10 | 6 | 20231006 | 2236635 | Sus | Y | Vegetation¦Treebranchfellonline¦ConductorOverhead¦Normal
23-0125664 | Animal | Bird found | Conductor, Overhead | Normal | 2023 | Tier 2 - Elevated | Distribution Circuit | 10 | 7 | 20231007 | 2237281 | Sus | Y | Animal¦Birdfound¦ConductorOverhead¦Normal
23-0125918 | Vegetation | Tree - branch fell on line | Conductor, Overhead | Normal | 2023 | Tier 2 - Extreme | Distribution Circuit | 10 | 9 | 20231009 | 2238529 | Sus | Y | Vegetation¦Treebranchfellonline¦ConductorOverhead¦Normal
23-0125931 | Unknown Cause | Patrol - found nothing |  |  | 2023 | Tier 2 - Elevated | Distribution Circuit | 10 | 9 | 20231009 | 2238569 | Sus | Y | UnknownCause¦Patrolfoundnothing¦¦
23-0126476 | Equipment Failure/Involved | Overhead | Fuse | Failed/Faulted | 2023 | Tier 2 - Elevated | Transformer only | 10 | 10 | 20231010 | 2239727 | Sus | Y | EquipmentFailureInvolved¦Overhead¦Fuse¦FailedFaulted
23-0126712 | Vegetation | Tree - fell into line | Conductor, Overhead | Normal | 2023 | Tier 2 - Extreme | Distribution Circuit | 10 | 10 | 20231010 | 2240147 | Sus | Y | Vegetation¦Treefellintoline¦ConductorOverhead¦Normal
23-0126854 | Vegetation | Tree - branch fell on line | Conductor, Overhead | Normal | 2023 | Tier 2 - Elevated | Distribution Circuit | 10 | 11 | 20231011 | 2240428 | Sus | Y | Vegetation¦Treebranchfellonline¦ConductorOverhead¦Normal
23-0127109 | Unknown Cause | Patrol - found nothing |  |  | 2023 | Tier 2 - Elevated | Distribution Circuit | 10 | 11 | 20231011 | 2241074 | Sus | Y | UnknownCause¦Patrolfoundnothing¦¦
23-0127239 | Unknown Cause | Patrol - found nothing |  |  | 2023 | Tier 2 - Extreme | Distribution Circuit | 10 | 11 | 20231011 | 2241275 | Sus | Y | UnknownCause¦Patrolfoundnothing¦¦
23-0127328 | 3rd Party | Dig in, 3rd party | Conductor, Underground | Normal | 2023 | Tier 2 - Elevated | Distribution Circuit | 10 | 12 | 20231012 | 2241425 | Sus | Y | 3rdParty¦Digin3rdparty¦ConductorUnderground¦Normal
23-0128202 | Equipment Failure/Involved | Overhead | Jumper | Broken | 2023 | Tier 2 - Elevated | Distribution Circuit | 10 | 13 | 20231013 | 2242882 | Sus | Y | EquipmentFailureInvolved¦Overhead¦Jumper¦Broken
23-0128245 | Unknown Cause | Patrol - found nothing |  |  | 2023 | Tier 2 - Elevated | Distribution Circuit | 10 | 14 | 20231014 | 2243094 | Sus | Y | UnknownCause¦Patrolfoundnothing¦¦
23-0128405 | Animal | Bird found | Conductor, Overhead | Normal | 2023 | Tier 2 - Elevated | Distribution Circuit | 10 | 15 | 20231015 | 2243639 | Sus | Y | Animal¦Birdfound¦ConductorOverhead¦Normal
23-0128554 | Equipment Failure/Involved | Overhead | Transformer (OH) | Failed/Faulted | 2023 | Tier 2 - Extreme | Transformer only | 10 | 16 | 20231016 | 2244092 | Sus | Y | EquipmentFailureInvolved¦Overhead¦Transformer(OH)¦FailedFaulted
23-0128858 | Equipment Failure/Involved | Overhead | Transformer (OH) | Normal | 2023 | Tier 2 - Extreme | Distribution Circuit | 10 | 16 | 20231016 | 2244711 | Sus | Y | EquipmentFailureInvolved¦Overhead¦Transformer(OH)¦Normal
23-0128898 | Unknown Cause | Patrol - found nothing |  |  | 2023 | Tier 2 - Extreme | Distribution Circuit | 10 | 16 | 20231016 | 2244837 | Sus | Y | UnknownCause¦Patrolfoundnothing¦¦
23-0117645 | Company Initiated | Personnel, company | Transformer | Deteriorated | 2023 | Tier 2 - Elevated | Transformer only | 10 | 17 | 20231017 | 2245204 | Sus | Y | CompanyInitiated¦Personnelcompany¦Transformer¦Deteriorated
23-0130340 | Unknown Cause | Patrol - found nothing |  |  | 2023 | Tier 2 - Elevated | Distribution Circuit | 10 | 19 | 20231019 | 2247070 | Sus | Y | UnknownCause¦Patrolfoundnothing¦¦
23-0130818 | Equipment Failure/Involved | Overhead | Transformer (OH) | Failed/Faulted | 2023 | Tier 2 - Elevated | Transformer only | 10 | 20 | 20231020 | 2247920 | Sus | Y | EquipmentFailureInvolved¦Overhead¦Transformer(OH)¦FailedFaulted
23-0130904 | Company Initiated | Operating error | Other | Normal | 2023 | Tier 2 - Elevated | Distribution Circuit | 10 | 21 | 20231021 | 2248231 | Sus | Y | CompanyInitiated¦Operatingerror¦Other¦Normal
23-0131070 | Unknown Cause | Patrol - found nothing |  |  | 2023 | Tier 2 - Extreme | Distribution Circuit | 10 | 22 | 20231022 | 2249112 | Sus | Y | UnknownCause¦Patrolfoundnothing¦¦
23-0131109 | Unknown Cause | Patrol - found nothing |  |  | 2023 | Tier 2 - Elevated | Distribution Circuit | 10 | 22 | 20231022 | 2249269 | Sus | Y | UnknownCause¦Patrolfoundnothing¦¦
23-0131132 | Unknown Cause | Patrol - found nothing |  |  | 2023 | Tier 2 - Elevated | Distribution Circuit | 10 | 23 | 20231023 | 2249421 | Sus | Y | UnknownCause¦Patrolfoundnothing¦¦
23-0131161 | Unknown Cause | Patrol - found nothing |  |  | 2023 | Tier 2 - Extreme | Distribution Circuit | 10 | 23 | 20231023 | 2249488 | Sus | Y | UnknownCause¦Patrolfoundnothing¦¦
23-0131345 | Unknown Cause | Patrol - found nothing |  |  | 2023 | Tier 2 - Elevated | Distribution Circuit | 10 | 23 | 20231023 | 2249843 | Sus | Y | UnknownCause¦Patrolfoundnothing¦¦
23-0132178 | Unknown Cause | Patrol - found nothing |  |  | 2023 | Tier 2 - Extreme | Distribution Circuit | 10 | 25 | 20231025 | 2251151 | Sus | Y | UnknownCause¦Patrolfoundnothing¦¦
23-0132417 | Company Initiated | Personnel, company | Transformer (OH) | Broken | 2023 | Tier 2 - Elevated | Distribution Circuit | 10 | 25 | 20231025 | 2251439 | Sus | Y | CompanyInitiated¦Personnelcompany¦Transformer(OH)¦Broken
23-0132675 | Unknown Cause | Patrol - found nothing |  |  | 2023 | Tier 2 - Elevated | Distribution Circuit | 10 | 26 | 20231026 | 2252011 | Sus | Y | UnknownCause¦Patrolfoundnothing¦¦
23-0132718 | 3rd Party | Contact with High Voltage, 3rd party | Conductor, Overhead | Normal | 2023 | Tier 2 - Elevated | Distribution Circuit | 10 | 26 | 20231026 | 2252100 | Sus | Y | 3rdParty¦ContactwithHighVoltage3rdparty¦ConductorOverhead¦Normal
23-0133052 | Vegetation | Tree - bark fell into line | Conductor, Overhead | Broken, wire on ground | 2023 | Tier 2 - Elevated | Distribution Circuit | 10 | 26 | 20231026 | 2252889 | Sus | Y | Vegetation¦Treebarkfellintoline¦ConductorOverhead¦Brokenwireonground
23-0133361 | Vegetation | Tree - branch fell on line | Conductor, Overhead | Normal | 2023 | Tier 2 - Extreme | Distribution Circuit | 10 | 27 | 20231027 | 2253510 | Sus | Y | Vegetation¦Treebranchfellonline¦ConductorOverhead¦Normal
23-0133567 | Unknown Cause | Patrol - found nothing |  |  | 2023 | Tier 2 - Extreme | Distribution Circuit | 10 | 28 | 20231028 | 2254334 | Sus | Y | UnknownCause¦Patrolfoundnothing¦¦
23-0133772 | Unknown Cause | Patrol - found nothing |  |  | 2023 | Tier 2 - Elevated | Distribution Circuit | 10 | 29 | 20231029 | 2255173 | Sus | Y | UnknownCause¦Patrolfoundnothing¦¦
23-0134307 | Vegetation | Tree - branch fell on line | Conductor, Overhead | Normal | 2023 | Tier 2 - Elevated | Distribution Circuit | 10 | 31 | 20231031 | 2256687 | Sus | Y | Vegetation¦Treebranchfellonline¦ConductorOverhead¦Normal
23-0134520 | Unknown Cause | Patrol - found nothing |  |  | 2023 | Tier 2 - Elevated | Distribution Circuit | 11 | 1 | 20231101 | 2257043 | Sus | Y | UnknownCause¦Patrolfoundnothing¦¦
23-0135104 | Equipment Failure/Involved | Overhead | Transformer (OH) | Failed/Faulted | 2023 | Tier 2 - Extreme | Transformer only | 11 | 2 | 20231102 | 2258109 | Sus | Y | EquipmentFailureInvolved¦Overhead¦Transformer(OH)¦FailedFaulted
23-0135446 | Vegetation | Tree - fell into line | Conductor, Overhead | Broken, wire on ground | 2023 | Tier 2 - Elevated | Distribution Circuit | 11 | 3 | 20231103 | 2258784 | Sus | Y | Vegetation¦Treefellintoline¦ConductorOverhead¦Brokenwireonground
23-0135897 | Company Initiated | Personnel, company | Conductor, Overhead | Normal | 2023 | Tier 2 - Extreme | Distribution Circuit | 11 | 4 | 20231104 | 2259983 | Sus | Y | CompanyInitiated¦Personnelcompany¦ConductorOverhead¦Normal
23-0110244 | Company Initiated | Operating error | Conductor, Overhead | Normal | 2023 | Tier 2 - Extreme | Distribution Circuit | 11 | 4 | 20231104 | 2260105 | Sus | Y | CompanyInitiated¦Operatingerror¦ConductorOverhead¦Normal
23-0135999 | Unknown Cause | Patrol - found nothing |  |  | 2023 | Tier 2 - Extreme | Distribution Circuit | 11 | 5 | 20231105 | 2260450 | Sus | Y | UnknownCause¦Patrolfoundnothing¦¦
23-0136078 | Vegetation | Tree - branch fell on line | Conductor, Overhead | Normal | 2023 | Tier 2 - Extreme | Distribution Circuit | 11 | 5 | 20231105 | 2260806 | Sus | Y | Vegetation¦Treebranchfellonline¦ConductorOverhead¦Normal
23-0136084 | Unknown Cause | Patrol - found nothing |  |  | 2023 | Tier 2 - Extreme | Distribution Circuit | 11 | 6 | 20231106 | 2260892 | Sus | Y | UnknownCause¦Patrolfoundnothing¦¦
23-0136110 | Unknown Cause | Patrol - found nothing |  |  | 2023 | Tier 2 - Elevated | Distribution Circuit | 11 | 6 | 20231106 | 2261038 | Sus | Y | UnknownCause¦Patrolfoundnothing¦¦
23-0136681 | Equipment Failure/Involved | Overhead | Cutout, fuse holder | Broken | 2023 | Tier 2 - Elevated | Distribution Circuit | 11 | 7 | 20231107 | 2262264 | Sus | Y | EquipmentFailureInvolved¦Overhead¦Cutoutfuseholder¦Broken
23-0136626 | Unknown Cause | Patrol - found nothing |  |  | 2023 | Tier 2 - Extreme | Distribution Circuit | 11 | 7 | 20231107 | 2262520 | Sus | Y | UnknownCause¦Patrolfoundnothing¦¦
23-0136638 | Vegetation | Tree - branch fell on line | Conductor, Overhead | Normal | 2023 | Tier 2 - Elevated | Distribution Circuit | 11 | 7 | 20231107 | 2262686 | Sus | Y | Vegetation¦Treebranchfellonline¦ConductorOverhead¦Normal
23-0136631 | Vegetation | Tree - branch fell on line | Conductor, Overhead | Normal | 2023 | Tier 2 - Extreme | Distribution Circuit | 11 | 7 | 20231107 | 2262679 | Sus | Y | Vegetation¦Treebranchfellonline¦ConductorOverhead¦Normal
23-0136875 | Vegetation | Tree - branch fell on line | Service conductor | Broken | 2023 | Tier 2 - Extreme | Transformer only | 11 | 7 | 20231107 | 2262965 | Sus | Y | Vegetation¦Treebranchfellonline¦Serviceconductor¦Broken
23-0136852 | Vegetation | Tree - fell into line | Conductor, Overhead | Normal | 2023 | Tier 2 - Extreme | Distribution Circuit | 11 | 7 | 20231107 | 2263066 | Sus | Y | Vegetation¦Treefellintoline¦ConductorOverhead¦Normal
23-0136889 | Unknown Cause | Patrol - found nothing |  |  | 2023 | Tier 2 - Extreme | Distribution Circuit | 11 | 7 | 20231107 | 2263201 | Sus | Y | UnknownCause¦Patrolfoundnothing¦¦
23-0137060 | Equipment Failure/Involved | Overhead | Pole-Wood | Deteriorated | 2023 | Tier 2 - Elevated | Distribution Circuit | 11 | 8 | 20231108 | 2263830 | Sus | Y | EquipmentFailureInvolved¦Overhead¦PoleWood¦Deteriorated
23-0137328 | Vegetation | Tree - branch fell on line | Conductor, Overhead | Normal | 2023 | Tier 2 - Elevated | Distribution Circuit | 11 | 9 | 20231109 | 2264754 | Sus | Y | Vegetation¦Treebranchfellonline¦ConductorOverhead¦Normal
23-0137545 | Equipment Failure/Involved | Overhead | Transformer (OH) | Leaking | 2023 | Tier 2 - Extreme | Transformer only | 11 | 9 | 20231109 | 2264979 | Sus | Y | EquipmentFailureInvolved¦Overhead¦Transformer(OH)¦Leaking
23-0138230 | Unknown Cause | Patrol - found nothing |  |  | 2023 | Tier 2 - Extreme | Distribution Circuit | 11 | 12 | 20231112 | 2267314 | Sus | Y | UnknownCause¦Patrolfoundnothing¦¦
23-0138286 | Company Initiated | Coordination failure | Recloser | Normal | 2023 | Tier 2 - Elevated | Distribution Circuit | 11 | 13 | 20231113 | 2267442 | Sus | Y | CompanyInitiated¦Coordinationfailure¦Recloser¦Normal
23-0138561 | Equipment Failure/Involved | Overhead | Other | Failed/Faulted | 2023 | Tier 2 - Elevated | Transformer only | 11 | 13 | 20231113 | 2268098 | Sus | Y | EquipmentFailureInvolved¦Overhead¦Other¦FailedFaulted
23-0138975 | Unknown Cause | Patrol - found nothing |  |  | 2023 | Tier 2 - Extreme | Distribution Circuit | 11 | 14 | 20231114 | 2269171 | Sus | Y | UnknownCause¦Patrolfoundnothing¦¦
23-0139568 | Vegetation | Tree - fell into line | Conductor, Overhead | Normal | 2023 | Tier 2 - Extreme | Distribution Circuit | 11 | 15 | 20231115 | 2269810 | Sus | Y | Vegetation¦Treefellintoline¦ConductorOverhead¦Normal
23-0139637 | Vegetation | Tree - branch fell on line | Transformer (OH) | Normal | 2023 | Tier 2 - Extreme | Distribution Circuit | 11 | 15 | 20231115 | 2270273 | Sus | Y | Vegetation¦Treebranchfellonline¦Transformer(OH)¦Normal
23-0139643 | Unknown Cause | Patrol - found nothing |  |  | 2023 | Tier 2 - Extreme | Distribution Circuit | 11 | 15 | 20231115 | 2270405 | Sus | Y | UnknownCause¦Patrolfoundnothing¦¦
23-0140479 | Equipment Failure/Involved | Overhead | Transformer (OH) | Failed/Faulted | 2023 | Tier 2 - Elevated | Transformer only | 11 | 17 | 20231117 | 2271500 | Sus | Y | EquipmentFailureInvolved¦Overhead¦Transformer(OH)¦FailedFaulted
23-0141029 | Vegetation | Tree - fell into line | Conductor, Overhead | Broken, wire on ground | 2023 | Tier 2 - Extreme | Distribution Circuit | 11 | 18 | 20231118 | 2273341 | Sus | Y | Vegetation¦Treefellintoline¦ConductorOverhead¦Brokenwireonground
23-0141044 | Unknown Cause | Patrol - found nothing |  |  | 2023 | Tier 2 - Elevated | Distribution Circuit | 11 | 18 | 20231118 | 2273343 | Sus | Y | UnknownCause¦Patrolfoundnothing¦¦
23-0141065 | Vegetation | Tree - fell into line | Conductor, Overhead | Broken, wire on ground | 2023 | Tier 2 - Extreme | Distribution Circuit | 11 | 19 | 20231119 | 2273403 | Sus | Y | Vegetation¦Treefellintoline¦ConductorOverhead¦Brokenwireonground
23-0141277 | Unknown Cause | Patrol - found nothing |  |  | 2023 | Tier 2 - Extreme | Distribution Circuit | 11 | 20 | 20231120 | 2273849 | Sus | Y | UnknownCause¦Patrolfoundnothing¦¦
23-0141288 | Vegetation | Tree - branch fell on line | Conductor, Overhead | Normal | 2023 | Tier 2 - Extreme | Distribution Circuit | 11 | 20 | 20231120 | 2273866 | Sus | Y | Vegetation¦Treebranchfellonline¦ConductorOverhead¦Normal
23-0141513 | Vegetation | Tree - fell into line | Conductor, Overhead | Normal | 2023 | Tier 2 - Extreme | Distribution Circuit | 11 | 20 | 20231120 | 2273946 | Sus | Y | Vegetation¦Treefellintoline¦ConductorOverhead¦Normal
23-0141627 | Vegetation | Tree - fell into line | Conductor, Overhead | Normal | 2023 | Tier 2 - Extreme | Distribution Circuit | 11 | 20 | 20231120 | 2274515 | Sus | Y | Vegetation¦Treefellintoline¦ConductorOverhead¦Normal
23-0142007 | Equipment Failure/Involved | Underground | Transformer (UG) | Leaking | 2023 | Tier 2 - Elevated | Distribution Circuit | 11 | 22 | 20231122 | 2275430 | Sus | Y | EquipmentFailureInvolved¦Underground¦Transformer(UG)¦Leaking
23-0142506 | Unknown Cause | Patrol - found nothing |  |  | 2023 | Tier 2 - Elevated | Distribution Circuit | 11 | 23 | 20231123 | 2276077 | Sus | Y | UnknownCause¦Patrolfoundnothing¦¦
23-0142516 | Equipment Failure/Involved | Overhead | Conductor, Overhead | Broken, wire on ground | 2023 | Tier 2 - Elevated | Distribution Circuit | 11 | 23 | 20231123 | 2276116 | Sus | Y | EquipmentFailureInvolved¦Overhead¦ConductorOverhead¦Brokenwireonground
23-0142618 | Unknown Cause | Patrol - found nothing |  |  | 2023 | Tier 2 - Elevated | Distribution Circuit | 11 | 24 | 20231124 | 2276401 | Sus | Y | UnknownCause¦Patrolfoundnothing¦¦
23-0142605 | Vegetation | Tree - fell into line | Conductor, Overhead | Annealed | 2023 | Tier 2 - Extreme | Distribution Circuit | 11 | 24 | 20231124 | 2276422 | Sus | Y | Vegetation¦Treefellintoline¦ConductorOverhead¦Annealed
23-0142624 | Equipment Failure/Involved | Underground | Transformer (UG) | Failed/Faulted | 2023 | Tier 2 - Elevated | Distribution Circuit | 11 | 24 | 20231124 | 2276523 | Sus | Y | EquipmentFailureInvolved¦Underground¦Transformer(UG)¦FailedFaulted
23-0142787 | Unknown Cause | Patrol - found nothing |  |  | 2023 | Tier 2 - Extreme | Distribution Circuit | 11 | 25 | 20231125 | 2277012 | Sus | Y | UnknownCause¦Patrolfoundnothing¦¦
23-0142955 | Unknown Cause | Patrol - not conducted |  |  | 2023 | Tier 2 - Elevated | Distribution Circuit | 11 | 26 | 20231126 | 2277552 | Sus | Y | UnknownCause¦Patrolnotconducted¦¦
23-0142975 | Unknown Cause | Patrol - found nothing |  |  | 2023 | Tier 2 - Extreme | Distribution Circuit | 11 | 27 | 20231127 | 2277584 | Sus | Y | UnknownCause¦Patrolfoundnothing¦¦
23-0143439 | Vegetation | Tree - branch fell on line | Conductor, Overhead | Normal | 2023 | Tier 2 - Extreme | Distribution Circuit | 11 | 28 | 20231128 | 2278843 | Sus | Y | Vegetation¦Treebranchfellonline¦ConductorOverhead¦Normal
23-0129613 | Company Initiated | Return Circuit Normal | Conductor, Overhead | Normal | 2023 | Tier 2 - Extreme | Distribution Circuit | 11 | 28 | 20231128 | 2279052 | Sus | Y | CompanyInitiated¦ReturnCircuitNormal¦ConductorOverhead¦Normal
23-0143671 | Equipment Failure/Involved | Overhead | Transformer (OH) | Burned/flashed | 2023 | Tier 2 - Elevated | Distribution Circuit | 11 | 29 | 20231129 | 2279355 | Sus | Y | EquipmentFailureInvolved¦Overhead¦Transformer(OH)¦Burnedflashed
23-0143787 | Unknown Cause | Patrol - not conducted |  |  | 2023 | Tier 2 - Elevated | Distribution Circuit | 11 | 29 | 20231129 | 2279870 | Sus | Y | UnknownCause¦Patrolnotconducted¦¦
23-0143821 | Equipment Failure/Involved | Overhead | Transformer (OH) | Burned/flashed | 2023 | Tier 2 - Elevated | Distribution Circuit | 11 | 29 | 20231129 | 2279951 | Sus | Y | EquipmentFailureInvolved¦Overhead¦Transformer(OH)¦Burnedflashed
23-0144005 | Equipment Failure/Involved | Overhead | Transformer (OH) | Burned/flashed | 2023 | Tier 2 - Elevated | Distribution Circuit | 11 | 29 | 20231129 | 2280096 | Sus | Y | EquipmentFailureInvolved¦Overhead¦Transformer(OH)¦Burnedflashed
23-0144098 | Equipment Failure/Involved | Overhead | Transformer (OH) | Burned/flashed | 2023 | Tier 2 - Elevated | Distribution Circuit | 11 | 30 | 20231130 | 2280363 | Sus | Y | EquipmentFailureInvolved¦Overhead¦Transformer(OH)¦Burnedflashed
23-0144290 | Equipment Failure/Involved | Overhead | Lightning Arrestor | Burned/flashed | 2023 | Tier 2 - Elevated | Distribution Circuit | 11 | 30 | 20231130 | 2280841 | Sus | Y | EquipmentFailureInvolved¦Overhead¦LightningArrestor¦Burnedflashed
23-0144482 | Equipment Failure/Involved | Overhead | Transformer | Burned Open | 2023 | Tier 2 - Elevated | Transformer only | 11 | 30 | 20231130 | 2281096 | Sus | Y | EquipmentFailureInvolved¦Overhead¦Transformer¦BurnedOpen
23-0144541 | Equipment Failure/Involved | Underground | Conductor, Underground | Broken | 2023 | Tier 2 - Elevated | Distribution Circuit | 12 | 1 | 20231201 | 2281177 | Sus | N | EquipmentFailureInvolved¦Underground¦ConductorUnderground¦Broken
23-0144701 | Equipment Failure/Involved | Overhead | Transformer | Failed/Faulted | 2023 | Tier 2 - Elevated | Transformer only | 12 | 1 | 20231201 | 2281459 | Sus | N | EquipmentFailureInvolved¦Overhead¦Transformer¦FailedFaulted
23-0144877 | 3rd Party | Vehicle | Pole-Wood | Broken, wire on ground | 2023 | Tier 2 - Extreme | Distribution Circuit | 12 | 2 | 20231202 | 2281952 | Sus | N | 3rdParty¦Vehicle¦PoleWood¦Brokenwireonground
23-0145601 | Vegetation | Tree - fell into line | Anchor or Guy | Broken | 2023 | Tier 2 - Extreme | Distribution Circuit | 12 | 5 | 20231205 | 2284498 | Sus | N | Vegetation¦Treefellintoline¦AnchororGuy¦Broken
23-0145602 | Vegetation | Tree - fell into line | Conductor, Overhead | Normal | 2023 | Tier 2 - Extreme | Distribution Circuit | 12 | 5 | 20231205 | 2284501 | Sus | N | Vegetation¦Treefellintoline¦ConductorOverhead¦Normal
23-0145667 | Animal | Squirrel | Transformer (OH) | Normal | 2023 | Tier 2 - Extreme | Distribution Circuit | 12 | 5 | 20231205 | 2284543 | Sus | N | Animal¦Squirrel¦Transformer(OH)¦Normal
23-0146008 | Equipment Failure/Involved | Electrical Overload | Fuse | Burned Open | 2023 | Tier 2 - Elevated | Distribution Circuit | 12 | 6 | 20231206 | 2285419 | Sus | N | EquipmentFailureInvolved¦ElectricalOverload¦Fuse¦BurnedOpen
23-0146085 | Unknown Cause | Patrol - not conducted |  |  | 2023 | Tier 2 - Extreme | Distribution Circuit | 12 | 7 | 20231207 | 2285738 | Sus | N | UnknownCause¦Patrolnotconducted¦¦
23-0146121 | Unknown Cause | Patrol - found nothing |  |  | 2023 | Tier 2 - Extreme | Distribution Circuit | 12 | 7 | 20231207 | 2285776 | Sus | N | UnknownCause¦Patrolfoundnothing¦¦
23-0146519 | Equipment Failure/Involved | Electrical Overload | Fuse | Burned Open | 2023 | Tier 2 - Elevated | Distribution Circuit | 12 | 8 | 20231208 | 2287130 | Sus | N | EquipmentFailureInvolved¦ElectricalOverload¦Fuse¦BurnedOpen
23-0146582 | Equipment Failure/Involved | Electrical Overload | Fuse | Burned Open | 2023 | Tier 2 - Elevated | Distribution Circuit | 12 | 8 | 20231208 | 2287282 | Sus | N | EquipmentFailureInvolved¦ElectricalOverload¦Fuse¦BurnedOpen
23-0146809 | Vegetation | Tree - fell into line | Conductor, Overhead | Broken, wire on ground | 2023 | Tier 2 - Elevated | Distribution Circuit | 12 | 11 | 20231211 | 2288548 | Sus | N | Vegetation¦Treefellintoline¦ConductorOverhead¦Brokenwireonground
23-0146940 | Unknown Cause | Patrol - found nothing |  |  | 2023 | Tier 2 - Extreme | Distribution Circuit | 12 | 11 | 20231211 | 2289514 | Sus | N | UnknownCause¦Patrolfoundnothing¦¦
23-0147177 | 3rd Party | Vehicle | Pole-Wood | Broken | 2023 | Tier 2 - Extreme | Distribution Circuit | 12 | 13 | 20231213 | 2290826 | Sus | N | 3rdParty¦Vehicle¦PoleWood¦Broken
23-0147331 | Unknown Cause | Patrol - found nothing |  |  | 2023 | Tier 2 - Extreme | Distribution Circuit | 12 | 13 | 20231213 | 2291343 | Sus | N | UnknownCause¦Patrolfoundnothing¦¦
23-0147363 | Vegetation | Tree - fell into line | Conductor, Overhead | Broken, wire on ground | 2023 | Tier 2 - Extreme | Distribution Circuit | 12 | 13 | 20231213 | 2291416 | Sus | N | Vegetation¦Treefellintoline¦ConductorOverhead¦Brokenwireonground
23-0147413 | Vegetation | Tree - cutting, PG&E contractor | Conductor, Overhead | Normal | 2023 | Tier 2 - Extreme | Distribution Circuit | 12 | 14 | 20231214 | 2291746 | Sus | N | Vegetation¦TreecuttingPG&Econtractor¦ConductorOverhead¦Normal
23-0147491 | Unknown Cause | Patrol - found nothing |  |  | 2023 | Tier 2 - Elevated | Distribution Circuit | 12 | 14 | 20231214 | 2292096 | Sus | N | UnknownCause¦Patrolfoundnothing¦¦
23-0147827 | Vegetation | Tree - branch fell on line | Conductor, Overhead | Together | 2023 | Tier 2 - Elevated | Distribution Circuit | 12 | 18 | 20231218 | 2294053 | Sus | N | Vegetation¦Treebranchfellonline¦ConductorOverhead¦Together
23-0147862 | Equipment Failure/Involved | Overhead | Connector or Splice (OH) | Broken, wire on ground | 2023 | Tier 2 - Elevated | Distribution Circuit | 12 | 18 | 20231218 | 2294301 | Sus | N | EquipmentFailureInvolved¦Overhead¦ConnectororSplice(OH)¦Brokenwireonground
23-0147898 | Vegetation | Tree - branch fell on line | Conductor, Overhead | Normal | 2023 | Tier 2 - Elevated | Distribution Circuit | 12 | 18 | 20231218 | 2294217 | Sus | N | Vegetation¦Treebranchfellonline¦ConductorOverhead¦Normal
23-0147924 | Vegetation | Tree - branch fell on line | Conductor, Overhead | Normal | 2023 | Tier 2 - Extreme | Distribution Circuit | 12 | 18 | 20231218 | 2294446 | Sus | N | Vegetation¦Treebranchfellonline¦ConductorOverhead¦Normal
23-0148009 | Vegetation | Tree - branch fell on line | Conductor, Overhead | Normal | 2023 | Tier 2 - Extreme | Distribution Circuit | 12 | 18 | 20231218 | 2295050 | Sus | N | Vegetation¦Treebranchfellonline¦ConductorOverhead¦Normal
23-0147983 | Unknown Cause | Patrol - found nothing |  |  | 2023 | Tier 2 - Extreme | Distribution Circuit | 12 | 18 | 20231218 | 2295111 | Sus | N | UnknownCause¦Patrolfoundnothing¦¦
23-0147984 | Vegetation | Tree - bark fell into line | Conductor, Overhead | Normal | 2023 | Tier 2 - Extreme | Distribution Circuit | 12 | 18 | 20231218 | 2295116 | Sus | N | Vegetation¦Treebarkfellintoline¦ConductorOverhead¦Normal
23-0148027 | Vegetation | Tree - branch fell on line | Conductor, Overhead | Normal | 2023 | Tier 2 - Extreme | Distribution Circuit | 12 | 18 | 20231218 | 2295220 | Sus | N | Vegetation¦Treebranchfellonline¦ConductorOverhead¦Normal
23-0148080 | Vegetation | Tree - branch fell on line | Conductor, Overhead | Normal | 2023 | Tier 2 - Extreme | Distribution Circuit | 12 | 19 | 20231219 | 2295269 | Sus | N | Vegetation¦Treebranchfellonline¦ConductorOverhead¦Normal
23-0148042 | Equipment Failure/Involved | Overhead | Pole-Wood | Broken | 2023 | Tier 2 - Extreme | Distribution Circuit | 12 | 19 | 20231219 | 2295292 | Sus | N | EquipmentFailureInvolved¦Overhead¦PoleWood¦Broken
23-0148069 | Vegetation | Tree - fell into line | Conductor, Overhead | Normal | 2023 | Tier 2 - Extreme | Distribution Circuit | 12 | 19 | 20231219 | 2295308 | Sus | N | Vegetation¦Treefellintoline¦ConductorOverhead¦Normal
23-0148087 | Environmental/External | Water | Transformer (UG) | Normal | 2023 | Tier 2 - Extreme | Distribution Circuit | 12 | 19 | 20231219 | 2295627 | Sus | N | EnvironmentalExternal¦Water¦Transformer(UG)¦Normal
23-0148198 | Vegetation | Tree - fell into line | Conductor, Overhead | Broken, wire on ground | 2023 | Tier 2 - Extreme | Distribution Circuit | 12 | 20 | 20231220 | 2296159 | Sus | N | Vegetation¦Treefellintoline¦ConductorOverhead¦Brokenwireonground
23-0148258 | Unknown Cause | Patrol - found nothing |  |  | 2023 | Tier 2 - Extreme | Transformer only | 12 | 20 | 20231220 | 2296491 | Sus | N | UnknownCause¦Patrolfoundnothing¦¦
23-0148297 | Vegetation | Tree - fell into line | Conductor, Overhead | Normal | 2023 | Tier 2 - Extreme | Distribution Circuit | 12 | 20 | 20231220 | 2296808 | Sus | N | Vegetation¦Treefellintoline¦ConductorOverhead¦Normal
23-0148321 | Vegetation | Tree - fell into line | Conductor, Overhead | Broken, wire on ground | 2023 | Tier 2 - Extreme | Distribution Circuit | 12 | 20 | 20231220 | 2296909 | Sus | N | Vegetation¦Treefellintoline¦ConductorOverhead¦Brokenwireonground
23-0148415 | Equipment Failure/Involved | Underground | Connector or Splice (UG) | Failed/Faulted | 2023 | Tier 2 - Elevated | Distribution Circuit | 12 | 21 | 20231221 | 2297295 | Sus | N | EquipmentFailureInvolved¦Underground¦ConnectororSplice(UG)¦FailedFaulted
23-0148469 | Equipment Failure/Involved | Overhead | Jumper | Burned Open | 2023 | Tier 2 - Extreme | Distribution Circuit | 12 | 21 | 20231221 | 2297515 | Sus | N | EquipmentFailureInvolved¦Overhead¦Jumper¦BurnedOpen
23-0148489 | Equipment Failure/Involved | Overhead | Jumper | Burned Open | 2023 | Tier 2 - Extreme | Distribution Circuit | 12 | 21 | 20231221 | 2297536 | Sus | N | EquipmentFailureInvolved¦Overhead¦Jumper¦BurnedOpen
23-0148503 | Equipment Failure/Involved | Overhead | Secondary | Arcing | 2023 | Tier 2 - Elevated | Transformer only | 12 | 21 | 20231221 | 2297880 | Sus | N | EquipmentFailureInvolved¦Overhead¦Secondary¦Arcing
23-0148730 | Equipment Failure/Involved | Underground | Elbow | Burned/flashed | 2023 | Tier 2 - Elevated | Distribution Circuit | 12 | 24 | 20231224 | 2299056 | Sus | N | EquipmentFailureInvolved¦Underground¦Elbow¦Burnedflashed
23-0148813 | Vegetation | Tree - fell into line | Conductor, Overhead | Broken, wire on ground | 2023 | Tier 2 - Elevated | Distribution Circuit | 12 | 25 | 20231225 | 2299367 | Sus | N | Vegetation¦Treefellintoline¦ConductorOverhead¦Brokenwireonground
23-0148841 | Equipment Failure/Involved | Electrical Overload | Transformer | Failed/Faulted | 2023 | Tier 2 - Extreme | Transformer only | 12 | 25 | 20231225 | 2299512 | Sus | N | EquipmentFailureInvolved¦ElectricalOverload¦Transformer¦FailedFaulted
23-0148891 | Unknown Cause | Patrol - found nothing |  |  | 2023 | Tier 2 - Elevated | Distribution Circuit | 12 | 25 | 20231225 | 2299563 | Sus | N | UnknownCause¦Patrolfoundnothing¦¦
23-0149045 | Unknown Cause | Patrol - found nothing |  |  | 2023 | Tier 2 - Extreme | Distribution Circuit | 12 | 27 | 20231227 | 2300922 | Sus | N | UnknownCause¦Patrolfoundnothing¦¦
23-0149074 | Unknown Cause | Patrol - found nothing |  |  | 2023 | Tier 2 - Extreme | Distribution Circuit | 12 | 27 | 20231227 | 2300966 | Sus | N | UnknownCause¦Patrolfoundnothing¦¦
23-0149137 | Unknown Cause | Patrol - found nothing |  |  | 2023 | Tier 2 - Elevated | Distribution Circuit | 12 | 28 | 20231228 | 2301046 | Sus | N | UnknownCause¦Patrolfoundnothing¦¦
23-0149111 | Equipment Failure/Involved | Overhead | Conductor, Overhead | Broken | 2023 | Tier 2 - Elevated | Distribution Circuit | 12 | 28 | 20231228 | 2301344 | Sus | N | EquipmentFailureInvolved¦Overhead¦ConductorOverhead¦Broken
23-0149182 | Vegetation | Tree - branch fell on line | Transformer | Broken, wire on ground | 2023 | Tier 2 - Extreme | Transformer only | 12 | 29 | 20231229 | 2301668 | Sus | N | Vegetation¦Treebranchfellonline¦Transformer¦Brokenwireonground
23-0149180 | Vegetation | Tree - branch fell on line | Conductor, Overhead | Normal | 2023 | Tier 2 - Elevated | Distribution Circuit | 12 | 29 | 20231229 | 2301680 | Sus | N | Vegetation¦Treebranchfellonline¦ConductorOverhead¦Normal
23-0149187 | Unknown Cause | Patrol - found nothing |  |  | 2023 | Tier 2 - Extreme | Distribution Circuit | 12 | 29 | 20231229 | 2301698 | Sus | N | UnknownCause¦Patrolfoundnothing¦¦
23-0149209 | Vegetation | Tree - fell into line | Conductor, Overhead | Broken, wire on ground | 2023 | Tier 2 - Extreme | Distribution Circuit | 12 | 29 | 20231229 | 2301802 | Sus | N | Vegetation¦Treefellintoline¦ConductorOverhead¦Brokenwireonground
23-0149213 | Vegetation | Tree - grew into line | Transformer (OH) | Contaminated | 2023 | Tier 2 - Extreme | Transformer only | 12 | 29 | 20231229 | 2301915 | Sus | N | Vegetation¦Treegrewintoline¦Transformer(OH)¦Contaminated
23-0149225 | Vegetation | Tree - branch fell on line | Conductor, Overhead | Normal | 2023 | Tier 2 - Elevated | Distribution Circuit | 12 | 29 | 20231229 | 2301931 | Sus | N | Vegetation¦Treebranchfellonline¦ConductorOverhead¦Normal
23-0149270 | Vegetation | Tree - branch fell on line | Conductor, Overhead | Normal | 2023 | Tier 2 - Extreme | Distribution Circuit | 12 | 29 | 20231229 | 2302118 | Sus | N | Vegetation¦Treebranchfellonline¦ConductorOverhead¦Normal
23-0149246 | Vegetation | Tree - fell into line | Conductor, Overhead | Normal | 2023 | Tier 2 - Extreme | Distribution Circuit | 12 | 29 | 20231229 | 2302123 | Sus | N | Vegetation¦Treefellintoline¦ConductorOverhead¦Normal
23-0149332 | Vegetation | Tree - fell into line | Conductor, Overhead | Broken, wire on ground | 2023 | Tier 2 - Extreme | Transformer only | 12 | 30 | 20231230 | 2302398 | Sus | N | Vegetation¦Treefellintoline¦ConductorOverhead¦Brokenwireonground
23-0149319 | Vegetation | Tree - fell into line | Conductor, Overhead | Broken, wire on ground | 2023 | Tier 2 - Extreme | Distribution Circuit | 12 | 30 | 20231230 | 2302473 | Sus | N | Vegetation¦Treefellintoline¦ConductorOverhead¦Brokenwireonground
23-0149381 | Vegetation | Tree - fell into line | Conductor, Overhead | Broken, wire on ground | 2023 | Tier 2 - Extreme | Transformer only | 12 | 30 | 20231230 | 2302660 | Sus | N | Vegetation¦Treefellintoline¦ConductorOverhead¦Brokenwireonground
23-0149383 | Unknown Cause | Patrol - not conducted |  |  | 2023 | Tier 2 - Extreme | Transformer only | 12 | 30 | 20231230 | 2302789 | Sus | N | UnknownCause¦Patrolnotconducted¦¦
23-0149443 | 3rd Party | Vehicle | Pole-Wood | Broken | 2023 | Tier 2 - Elevated | Distribution Circuit | 12 | 30 | 20231230 | 2303045 | Sus | N | 3rdParty¦Vehicle¦PoleWood¦Broken
23-0149468 | Vegetation | Tree - branch fell on line | Insulator | Broken, wire on ground | 2023 | Tier 2 - Elevated | Distribution Circuit | 12 | 31 | 20231231 | 2303182 | Sus | N | Vegetation¦Treebranchfellonline¦Insulator¦Brokenwireonground
23-0005237 | Equipment Failure/Involved | Overhead | Cutout, fuse holder | Broken | 2023 | Tier 2 - Extreme | Transformer only | 1 | 3 | 20230103 | 1911767 | Sus | N | EquipmentFailureInvolved¦Overhead¦Cutoutfuseholder¦Broken
23-0005474 | Environmental/External | Water | Transformer | Arcing | 2023 | Tier 2 - Extreme | Transformer only | 1 | 3 | 20230103 | 1912116 | Sus | N | EnvironmentalExternal¦Water¦Transformer¦Arcing
23-0006020 | Vegetation | Tree - branch fell on line | Recloser | Normal | 2023 | Tier 2 - Extreme | Distribution Circuit | 1 | 4 | 20230104 | 1914280 | Sus | N | Vegetation¦Treebranchfellonline¦Recloser¦Normal
23-0007583 | Unknown Cause | Patrol - found nothing |  |  | 2023 | Tier 2 - Extreme | Distribution Circuit | 1 | 5 | 20230105 | 1921734 | Sus | N | UnknownCause¦Patrolfoundnothing¦¦
23-0010698 | Unknown Cause | Patrol - found nothing |  |  | 2023 | Tier 2 - Elevated | Distribution Circuit | 1 | 9 | 20230109 | 1935125 | Sus | N | UnknownCause¦Patrolfoundnothing¦¦
23-0010773 | Vegetation | Tree - branch fell on line | Conductor, Overhead | Broken | 2023 | Tier 2 - Extreme | Distribution Circuit | 1 | 9 | 20230109 | 1935720 | Sus | N | Vegetation¦Treebranchfellonline¦ConductorOverhead¦Broken
23-0011191 | Equipment Failure/Involved | Underground | Customer Equipment | Normal | 2023 | Tier 2 - Elevated | Transformer only | 1 | 9 | 20230109 | 1938125 | Sus | N | EquipmentFailureInvolved¦Underground¦CustomerEquipment¦Normal
23-0012965 | Unknown Cause | Patrol - found nothing |  |  | 2023 | Tier 2 - Elevated | Distribution Circuit | 1 | 10 | 20230110 | 1940124 | Sus | N | UnknownCause¦Patrolfoundnothing¦¦
23-0012188 | Equipment Failure/Involved | Overhead | Conductor, Overhead | Normal | 2023 | Tier 2 - Extreme | Distribution Circuit | 1 | 10 | 20230110 | 1944456 | Sus | N | EquipmentFailureInvolved¦Overhead¦ConductorOverhead¦Normal
23-0012098 | Equipment Failure/Involved | Overhead | Conductor, Overhead | Normal | 2023 | Tier 2 - Extreme | Distribution Circuit | 1 | 10 | 20230110 | 1944096 | Sus | N | EquipmentFailureInvolved¦Overhead¦ConductorOverhead¦Normal
23-0014867 | Unknown Cause | Patrol - found nothing |  |  | 2023 | Tier 2 - Extreme | Distribution Circuit | 1 | 12 | 20230112 | 1949399 | Sus | N | UnknownCause¦Patrolfoundnothing¦¦
23-0014642 | Unknown Cause | Patrol - found nothing |  |  | 2023 | Tier 2 - Elevated | Distribution Circuit | 1 | 12 | 20230112 | 1949412 | Sus | N | UnknownCause¦Patrolfoundnothing¦¦
23-0015051 | Equipment Failure/Involved | Overhead | Jumper | Burned Open | 2023 | Tier 2 - Elevated | Distribution Circuit | 1 | 13 | 20230113 | 1951240 | Sus | N | EquipmentFailureInvolved¦Overhead¦Jumper¦BurnedOpen
23-0015119 | Equipment Failure/Involved | Overhead | Pole-Wood | Broken | 2023 | Tier 2 - Extreme | Distribution Circuit | 1 | 13 | 20230113 | 1951473 | Sus | N | EquipmentFailureInvolved¦Overhead¦PoleWood¦Broken
23-0016482 | Unknown Cause | Patrol - found nothing |  |  | 2023 | Tier 2 - Extreme | Distribution Circuit | 1 | 14 | 20230114 | 1953422 | Sus | N | UnknownCause¦Patrolfoundnothing¦¦
23-0016538 | Vegetation | Tree - branch fell on line | Transformer | Broken, wire on ground | 2023 | Tier 2 - Extreme | Transformer only | 1 | 14 | 20230114 | 1955293 | Sus | N | Vegetation¦Treebranchfellonline¦Transformer¦Brokenwireonground
23-0016524 | Vegetation | Tree - branch fell on line | Fuse | Broken | 2023 | Tier 2 - Extreme | Transformer only | 1 | 15 | 20230115 | 1955363 | Sus | N | Vegetation¦Treebranchfellonline¦Fuse¦Broken
23-0016707 | Unknown Cause | Patrol - found nothing |  |  | 2023 | Tier 2 - Extreme | Transformer only | 1 | 15 | 20230115 | 1955550 | Sus | N | UnknownCause¦Patrolfoundnothing¦¦
23-0016658 | Vegetation | Tree - branch fell on line | Conductor, Overhead | Broken, wire on ground | 2023 | Tier 2 - Extreme | Distribution Circuit | 1 | 15 | 20230115 | 1955699 | Sus | N | Vegetation¦Treebranchfellonline¦ConductorOverhead¦Brokenwireonground
23-0016647 | Equipment Failure/Involved | Underground | Secondary | Normal | 2023 | Tier 2 - Elevated | Distribution Circuit | 1 | 15 | 20230115 | 1955866 | Sus | N | EquipmentFailureInvolved¦Underground¦Secondary¦Normal
23-0016763 | Vegetation | Tree - cutting, PG&E contractor | Conductor, Overhead | Normal | 2023 | Tier 2 - Elevated | Distribution Circuit | 1 | 15 | 20230115 | 1956268 | Sus | N | Vegetation¦TreecuttingPG&Econtractor¦ConductorOverhead¦Normal
23-0016862 | Unknown Cause | Patrol - not conducted |  |  | 2023 | Tier 2 - Extreme | Distribution Circuit | 1 | 16 | 20230116 | 1956470 | Sus | N | UnknownCause¦Patrolnotconducted¦¦
23-0017303 | Unknown Cause | Patrol - found nothing |  |  | 2023 | Tier 2 - Extreme | Transformer only | 1 | 16 | 20230116 | 1956547 | Sus | N | UnknownCause¦Patrolfoundnothing¦¦
23-0016872 | Vegetation | Tree - fell into line | Conductor, Overhead | Broken, wire on ground | 2023 | Tier 2 - Extreme | Distribution Circuit | 1 | 16 | 20230116 | 1956566 | Sus | N | Vegetation¦Treefellintoline¦ConductorOverhead¦Brokenwireonground
23-0017028 | Vegetation | Tree - fell into line | Conductor, Overhead | Broken, wire on ground | 2023 | Tier 2 - Elevated | Distribution Circuit | 1 | 16 | 20230116 | 1957333 | Sus | N | Vegetation¦Treefellintoline¦ConductorOverhead¦Brokenwireonground
23-0017111 | Vegetation | Tree - fell into line | Conductor, Overhead | Broken, wire on ground | 2023 | Tier 2 - Extreme | Distribution Circuit | 1 | 16 | 20230116 | 1957030 | Sus | N | Vegetation¦Treefellintoline¦ConductorOverhead¦Brokenwireonground
23-0017027 | Vegetation | Tree - grew into line | Secondary | Normal | 2023 | Tier 2 - Extreme | Transformer only | 1 | 16 | 20230116 | 1957332 | Sus | N | Vegetation¦Treegrewintoline¦Secondary¦Normal
23-0015839 | Company Initiated | Return Circuit Normal | Conductor, Underground | Normal | 2023 | Tier 2 - Elevated | Distribution Circuit | 1 | 16 | 20230116 | 1958279 | Sus | N | CompanyInitiated¦ReturnCircuitNormal¦ConductorUnderground¦Normal
23-0016403 | Equipment Failure/Involved | Overhead | Pothead(Riser Termination) | Burned/flashed | 2023 | Tier 2 - Elevated | Distribution Circuit | 1 | 16 | 20230116 | 1958458 | Sus | N | EquipmentFailureInvolved¦Overhead¦Pothead(RiserTermination)¦Burnedflashed
23-0017441 | Vegetation | Tree - fell into line | Fuse | Failed/Faulted | 2023 | Tier 2 - Extreme | Transformer only | 1 | 16 | 20230116 | 1958689 | Sus | N | Vegetation¦Treefellintoline¦Fuse¦FailedFaulted
23-0016403 | Company Initiated | Return Circuit Normal | Conductor, Underground | Normal | 2023 | Tier 2 - Elevated | Distribution Circuit | 1 | 16 | 20230116 | 1958707 | Sus | N | CompanyInitiated¦ReturnCircuitNormal¦ConductorUnderground¦Normal
23-0017436 | Equipment Failure/Involved | Electrical Overload | Transformer | Malfunctioning | 2023 | Tier 2 - Extreme | Transformer only | 1 | 16 | 20230116 | 1958874 | Sus | N | EquipmentFailureInvolved¦ElectricalOverload¦Transformer¦Malfunctioning
23-0018847 | Company Initiated | Improper Construction | Conductor, Overhead | Normal | 2023 | Tier 2 - Extreme | Transformer only | 1 | 19 | 20230119 | 1961932 | Sus | N | CompanyInitiated¦ImproperConstruction¦ConductorOverhead¦Normal
23-0019662 | Equipment Failure/Involved | Electrical Overload | Transformer | Failed/Faulted | 2023 | Tier 2 - Extreme | Transformer only | 1 | 20 | 20230120 | 1963160 | Sus | N | EquipmentFailureInvolved¦ElectricalOverload¦Transformer¦FailedFaulted
23-0019964 | Vegetation | Tree - fell into line | Conductor, Overhead | Broken, wire on ground | 2023 | Tier 2 - Extreme | Distribution Circuit | 1 | 22 | 20230122 | 1965107 | Sus | N | Vegetation¦Treefellintoline¦ConductorOverhead¦Brokenwireonground
23-0020401 | Vegetation | Tree - fell into line | Jumper | Normal | 2023 | Tier 2 - Extreme | Distribution Circuit | 1 | 23 | 20230123 | 1965778 | Sus | N | Vegetation¦Treefellintoline¦Jumper¦Normal
23-0021812 | Vegetation | Tree - grew into line | Conductor, Overhead | Normal | 2023 | Tier 2 - Extreme | Distribution Circuit | 1 | 26 | 20230126 | 1968921 | Sus | N | Vegetation¦Treegrewintoline¦ConductorOverhead¦Normal
23-0022074 | Unknown Cause | Patrol - found nothing |  |  | 2023 | Tier 2 - Extreme | Distribution Circuit | 1 | 26 | 20230126 | 1969301 | Sus | N | UnknownCause¦Patrolfoundnothing¦¦
23-0022367 | Equipment Failure/Involved | Overhead | Pole-Wood | Broken | 2023 | Tier 2 - Extreme | Distribution Circuit | 1 | 27 | 20230127 | 1969912 | Sus | N | EquipmentFailureInvolved¦Overhead¦PoleWood¦Broken
23-0022616 | Vegetation | Tree - fell into line | Conductor, Overhead | Broken, wire on ground | 2023 | Tier 2 - Extreme | Distribution Circuit | 1 | 28 | 20230128 | 1970285 | Sus | N | Vegetation¦Treefellintoline¦ConductorOverhead¦Brokenwireonground
23-0022367 | Equipment Failure/Involved | Overhead | Pole-Wood | Broken | 2023 | Tier 2 - Extreme | Distribution Circuit | 1 | 28 | 20230128 | 1970354 | Sus | N | EquipmentFailureInvolved¦Overhead¦PoleWood¦Broken
23-0023716 | Equipment Failure/Involved | Electrical Overload | Transformer | Failed/Faulted | 2023 | Tier 2 - Extreme | Transformer only | 1 | 31 | 20230131 | 1973299 | Sus | N | EquipmentFailureInvolved¦ElectricalOverload¦Transformer¦FailedFaulted
23-0024651 | Vegetation | Tree - branch fell on line | Conductor, Overhead | Normal | 2023 | Tier 2 - Extreme | Distribution Circuit | 2 | 2 | 20230202 | 1975333 | Sus | N | Vegetation¦Treebranchfellonline¦ConductorOverhead¦Normal
23-0024734 | Vegetation | Tree - branch fell on line | Conductor, Overhead | Arcing | 2023 | Tier 2 - Extreme | Distribution Circuit | 2 | 3 | 20230203 | 1975639 | Sus | N | Vegetation¦Treebranchfellonline¦ConductorOverhead¦Arcing
23-0025184 | Equipment Failure/Involved | Overhead | Pole-Wood | Broken | 2023 | Tier 2 - Extreme | Distribution Circuit | 2 | 4 | 20230204 | 1976601 | Sus | N | EquipmentFailureInvolved¦Overhead¦PoleWood¦Broken
23-0025982 | Company Initiated | Return Circuit Normal | Conductor, Overhead | Together | 2023 | Tier 2 - Extreme | Distribution Circuit | 2 | 6 | 20230206 | 1978708 | Sus | N | CompanyInitiated¦ReturnCircuitNormal¦ConductorOverhead¦Together
23-0027255 | Equipment Failure/Involved | Overhead | Service conductor | Failed/Faulted | 2023 | Tier 2 - Extreme | Transformer only | 2 | 9 | 20230209 | 1980977 | Sus | N | EquipmentFailureInvolved¦Overhead¦Serviceconductor¦FailedFaulted
23-0027996 | Animal | Other | Fuse | Failed/Faulted | 2023 | Tier 2 - Elevated | Distribution Circuit | 2 | 12 | 20230212 | 1983163 | Sus | N | Animal¦Other¦Fuse¦FailedFaulted
23-0029273 | Equipment Failure/Involved | Overhead | Pole-Wood | Broken | 2023 | Tier 2 - Extreme | Transformer only | 2 | 15 | 20230215 | 1986203 | Sus | N | EquipmentFailureInvolved¦Overhead¦PoleWood¦Broken
23-0030567 | Unknown Cause | Patrol - not conducted |  |  | 2023 | Tier 2 - Extreme | Distribution Circuit | 2 | 19 | 20230219 | 1989009 | Sus | N | UnknownCause¦Patrolnotconducted¦¦
23-0030993 | Unknown Cause | Patrol - found nothing |  |  | 2023 | Tier 2 - Elevated | Distribution Circuit | 2 | 21 | 20230221 | 1990171 | Sus | N | UnknownCause¦Patrolfoundnothing¦¦
23-0031845 | Vegetation | Tree - fell into line | Conductor, Overhead | Normal | 2023 | Tier 2 - Extreme | Distribution Circuit | 2 | 21 | 20230221 | 1991382 | Sus | N | Vegetation¦Treefellintoline¦ConductorOverhead¦Normal
23-0031709 | Vegetation | Tree - fell into line | Conductor, Overhead | Broken, wire on ground | 2023 | Tier 2 - Extreme | Distribution Circuit | 2 | 21 | 20230221 | 1992038 | Sus | N | Vegetation¦Treefellintoline¦ConductorOverhead¦Brokenwireonground
23-0032460 | Unknown Cause | Patrol - found nothing |  |  | 2023 | Tier 2 - Extreme | Distribution Circuit | 2 | 22 | 20230222 | 1996816 | Sus | N | UnknownCause¦Patrolfoundnothing¦¦
23-0033597 | Vegetation | Tree - fell into line | Jumper | Broken | 2023 | Tier 2 - Extreme | Distribution Circuit | 2 | 24 | 20230224 | 2002136 | Sus | N | Vegetation¦Treefellintoline¦Jumper¦Broken
23-0034989 | Unknown Cause | Patrol - not conducted |  |  | 2023 | Tier 2 - Extreme | Distribution Circuit | 2 | 24 | 20230224 | 2007375 | Sus | N | UnknownCause¦Patrolnotconducted¦¦
23-0039608 | Vegetation | Tree - fell into line | Conductor, Overhead | Broken, wire on ground | 2023 | Tier 2 - Extreme | Transformer only | 3 | 3 | 20230303 | 2020927 | Sus | N | Vegetation¦Treefellintoline¦ConductorOverhead¦Brokenwireonground
23-0039862 | Vegetation | Tree - fell into line | Crossarm, Wood | Broken | 2023 | Tier 2 - Extreme | Distribution Circuit | 3 | 4 | 20230304 | 2022094 | Sus | N | Vegetation¦Treefellintoline¦CrossarmWood¦Broken
23-0040008 | Unknown Cause | Patrol - found nothing |  |  | 2023 | Tier 2 - Extreme | Distribution Circuit | 3 | 4 | 20230304 | 2022424 | Sus | N | UnknownCause¦Patrolfoundnothing¦¦
23-0040038 | Vegetation | Tree - fell into line | Conductor, Overhead | Normal | 2023 | Tier 2 - Extreme | Distribution Circuit | 3 | 4 | 20230304 | 2022640 | Sus | N | Vegetation¦Treefellintoline¦ConductorOverhead¦Normal
23-0040371 | Vegetation | Tree - branch fell on line | Conductor, Overhead | Normal | 2023 | Tier 2 - Extreme | Distribution Circuit | 3 | 5 | 20230305 | 2023792 | Sus | N | Vegetation¦Treebranchfellonline¦ConductorOverhead¦Normal
23-0040427 | Vegetation | Tree - grew into line | Conductor, Overhead | Normal | 2023 | Tier 2 - Extreme | Distribution Circuit | 3 | 5 | 20230305 | 2023971 | Sus | N | Vegetation¦Treegrewintoline¦ConductorOverhead¦Normal
23-0041337 | Equipment Failure/Involved | Electrical Overload | Transformer | Failed/Faulted | 2023 | Tier 2 - Extreme | Transformer only | 3 | 7 | 20230307 | 2025748 | Sus | N | EquipmentFailureInvolved¦ElectricalOverload¦Transformer¦FailedFaulted
23-0042292 | Unknown Cause | Patrol - found nothing |  |  | 2023 | Tier 2 - Elevated | Distribution Circuit | 3 | 9 | 20230309 | 2027818 | Sus | N | UnknownCause¦Patrolfoundnothing¦¦
23-0042128 | Equipment Failure/Involved | Overhead | Conductor, Overhead | Broken | 2023 | Tier 2 - Extreme | Distribution Circuit | 3 | 9 | 20230309 | 2027503 | Sus | N | EquipmentFailureInvolved¦Overhead¦ConductorOverhead¦Broken
23-0042461 | Unknown Cause | Patrol - found nothing |  |  | 2023 | Tier 2 - Extreme | Distribution Circuit | 3 | 9 | 20230309 | 2028256 | Sus | N | UnknownCause¦Patrolfoundnothing¦¦
23-0042691 | Unknown Cause | Patrol - not conducted |  |  | 2023 | Tier 2 - Extreme | Distribution Circuit | 3 | 10 | 20230310 | 2029924 | Sus | N | UnknownCause¦Patrolnotconducted¦¦
23-0042734 | Unknown Cause | Patrol - not conducted |  |  | 2023 | Tier 2 - Extreme | Distribution Circuit | 3 | 10 | 20230310 | 2029947 | Sus | N | UnknownCause¦Patrolnotconducted¦¦
23-0043174 | Vegetation | Tree - branch fell on line | Conductor, Overhead | Normal | 2023 | Tier 2 - Elevated | Distribution Circuit | 3 | 10 | 20230310 | 2030506 | Sus | N | Vegetation¦Treebranchfellonline¦ConductorOverhead¦Normal
23-0042871 | Vegetation | Tree - fell into line | Conductor, Overhead | Broken, wire on ground | 2023 | Tier 2 - Extreme | Distribution Circuit | 3 | 10 | 20230310 | 2030083 | Sus | N | Vegetation¦Treefellintoline¦ConductorOverhead¦Brokenwireonground
23-0043497 | Vegetation | Tree - grew into line | Conductor, Overhead | Normal | 2023 | Tier 2 - Elevated | Distribution Circuit | 3 | 11 | 20230311 | 2032486 | Sus | N | Vegetation¦Treegrewintoline¦ConductorOverhead¦Normal
23-0043663 | Unknown Cause | Patrol - found nothing |  |  | 2023 | Tier 2 - Elevated | Distribution Circuit | 3 | 12 | 20230312 | 2033106 | Sus | N | UnknownCause¦Patrolfoundnothing¦¦
23-0044700 | Vegetation | Tree - branch fell on line | Conductor, Overhead | Broken | 2023 | Tier 2 - Extreme | Transformer only | 3 | 14 | 20230314 | 2035269 | Sus | N | Vegetation¦Treebranchfellonline¦ConductorOverhead¦Broken
23-0047233 | Unknown Cause | Patrol - found nothing |  |  | 2023 | Tier 2 - Elevated | Distribution Circuit | 3 | 15 | 20230315 | 2047847 | Sus | N | UnknownCause¦Patrolfoundnothing¦¦
23-0047260 | Unknown Cause | Patrol - found nothing |  |  | 2023 | Tier 2 - Extreme | Distribution Circuit | 3 | 16 | 20230316 | 2049009 | Sus | N | UnknownCause¦Patrolfoundnothing¦¦
23-0047641 | Equipment Failure/Involved | Overhead | Secondary | Broken | 2023 | Tier 2 - Elevated | Distribution Circuit | 3 | 16 | 20230316 | 2049468 | Sus | N | EquipmentFailureInvolved¦Overhead¦Secondary¦Broken
23-0047592 | Vegetation | Tree - branch fell on line | Other | Normal | 2023 | Tier 2 - Extreme | Transformer only | 3 | 17 | 20230317 | 2049397 | Sus | N | Vegetation¦Treebranchfellonline¦Other¦Normal
23-0047633 | Unknown Cause | Patrol - found nothing |  |  | 2023 | Tier 2 - Elevated | Distribution Circuit | 3 | 17 | 20230317 | 2049467 | Sus | N | UnknownCause¦Patrolfoundnothing¦¦
23-0047587 | Unknown Cause | Patrol - found nothing |  |  | 2023 | Tier 2 - Elevated | Distribution Circuit | 3 | 17 | 20230317 | 2049504 | Sus | N | UnknownCause¦Patrolfoundnothing¦¦
23-0048313 | Equipment Failure/Involved | Overhead | Jumper | Broken | 2023 | Tier 2 - Elevated | Distribution Circuit | 3 | 18 | 20230318 | 2051201 | Sus | N | EquipmentFailureInvolved¦Overhead¦Jumper¦Broken
23-0048339 | Vegetation | Tree - branch fell on line | Conductor, Overhead | Broken, wire on ground | 2023 | Tier 2 - Extreme | Distribution Circuit | 3 | 18 | 20230318 | 2051394 | Sus | N | Vegetation¦Treebranchfellonline¦ConductorOverhead¦Brokenwireonground
23-0048479 | Unknown Cause | Patrol - found nothing |  |  | 2023 | Tier 2 - Extreme | Distribution Circuit | 3 | 19 | 20230319 | 2051662 | Sus | N | UnknownCause¦Patrolfoundnothing¦¦
23-0048529 | Vegetation | Tree - branch fell on line | Conductor, Overhead | Normal | 2023 | Tier 2 - Extreme | Distribution Circuit | 3 | 19 | 20230319 | 2051652 | Sus | N | Vegetation¦Treebranchfellonline¦ConductorOverhead¦Normal
23-0048465 | Equipment Failure/Involved | Overhead | Pole-Wood | Broken | 2023 | Tier 2 - Extreme | Distribution Circuit | 3 | 19 | 20230319 | 2051890 | Sus | N | EquipmentFailureInvolved¦Overhead¦PoleWood¦Broken
23-0048565 | Vegetation | Tree - fell into line | Secondary | Broken | 2023 | Tier 2 - Extreme | Transformer only | 3 | 19 | 20230319 | 2052301 | Sus | N | Vegetation¦Treefellintoline¦Secondary¦Broken
23-0049054 | Vegetation | Tree - fell into line | Conductor, Overhead | Deteriorated | 2023 | Tier 2 - Extreme | Distribution Circuit | 3 | 21 | 20230321 | 2053509 | Sus | N | Vegetation¦Treefellintoline¦ConductorOverhead¦Deteriorated
23-0051027 | Unknown Cause | Patrol - found nothing |  |  | 2023 | Tier 2 - Extreme | Distribution Circuit | 3 | 22 | 20230322 | 2063601 | Sus | N | UnknownCause¦Patrolfoundnothing¦¦
23-0051951 | Vegetation | Tree - fell into line | Conductor, Overhead | Broken | 2023 | Tier 2 - Extreme | Distribution Circuit | 3 | 24 | 20230324 | 2066238 | Sus | N | Vegetation¦Treefellintoline¦ConductorOverhead¦Broken
23-0052979 | Unknown Cause | Patrol - found nothing |  |  | 2023 | Tier 2 - Elevated | Distribution Circuit | 3 | 27 | 20230327 | 2068676 | Sus | N | UnknownCause¦Patrolfoundnothing¦¦
23-0053358 | Equipment Failure/Involved | Overhead | Conductor, Overhead | Together | 2023 | Tier 2 - Elevated | Distribution Circuit | 3 | 28 | 20230328 | 2069670 | Sus | N | EquipmentFailureInvolved¦Overhead¦ConductorOverhead¦Together
23-0053529 | Unknown Cause | Patrol - found nothing |  |  | 2023 | Tier 2 - Extreme | Distribution Circuit | 3 | 28 | 20230328 | 2069716 | Sus | N | UnknownCause¦Patrolfoundnothing¦¦
23-0053837 | Unknown Cause | Patrol - found nothing |  |  | 2023 | Tier 2 - Elevated | Distribution Circuit | 3 | 28 | 20230328 | 2071284 | Sus | N | UnknownCause¦Patrolfoundnothing¦¦
23-0054162 | Equipment Failure/Involved | Overhead | Conductor, Overhead | Broken | 2023 | Tier 2 - Elevated | Distribution Circuit | 3 | 29 | 20230329 | 2072389 | Sus | N | EquipmentFailureInvolved¦Overhead¦ConductorOverhead¦Broken
23-0054015 | Equipment Failure/Involved | Overhead | Pole-Wood | Broken | 2023 | Tier 2 - Elevated | Distribution Circuit | 3 | 29 | 20230329 | 2072641 | Sus | N | EquipmentFailureInvolved¦Overhead¦PoleWood¦Broken
23-0054641 | Unknown Cause | Patrol - found nothing |  |  | 2023 | Tier 2 - Extreme | Distribution Circuit | 3 | 29 | 20230329 | 2073151 | Sus | N | UnknownCause¦Patrolfoundnothing¦¦
23-0054616 | Environmental/External | Lightning | Fuse | Failed/Faulted | 2023 | Tier 2 - Extreme | Distribution Circuit | 3 | 29 | 20230329 | 2073168 | Sus | N | EnvironmentalExternal¦Lightning¦Fuse¦FailedFaulted
23-0054634 | Equipment Failure/Involved | Overhead | Fuse | Failed/Faulted | 2023 | Tier 2 - Extreme | Transformer only | 3 | 29 | 20230329 | 2073552 | Sus | N | EquipmentFailureInvolved¦Overhead¦Fuse¦FailedFaulted
23-0054015 | Equipment Failure/Involved | Overhead | Conductor, Overhead | Normal | 2023 | Tier 2 - Elevated | Distribution Circuit | 3 | 29 | 20230329 | 2073652 | Sus | N | EquipmentFailureInvolved¦Overhead¦ConductorOverhead¦Normal
23-0056092 | Unknown Cause | Patrol - found nothing |  |  | 2023 | Tier 2 - Extreme | Distribution Circuit | 4 | 2 | 20230402 | 2077661 | Sus | N | UnknownCause¦Patrolfoundnothing¦¦
23-0056444 | Unknown Cause | Patrol - found nothing |  |  | 2023 | Tier 2 - Extreme | Distribution Circuit | 4 | 3 | 20230403 | 2078034 | Sus | N | UnknownCause¦Patrolfoundnothing¦¦
23-0056852 | Vegetation | Tree - grew into line | Conductor, Overhead | Normal | 2023 | Tier 2 - Extreme | Distribution Circuit | 4 | 4 | 20230404 | 2079797 | Sus | N | Vegetation¦Treegrewintoline¦ConductorOverhead¦Normal
23-0059579 | Unknown Cause | Patrol - found nothing |  |  | 2023 | Tier 2 - Elevated | Distribution Circuit | 4 | 11 | 20230411 | 2085421 | Sus | N | UnknownCause¦Patrolfoundnothing¦¦
23-0059789 | Unknown Cause | Patrol - found nothing |  |  | 2023 | Tier 2 - Extreme | Distribution Circuit | 4 | 11 | 20230411 | 2085912 | Sus | N | UnknownCause¦Patrolfoundnothing¦¦
23-0060393 | Vegetation | Tree - branch fell on line | Conductor, Overhead | Normal | 2023 | Tier 2 - Extreme | Distribution Circuit | 4 | 12 | 20230412 | 2087114 | Sus | N | Vegetation¦Treebranchfellonline¦ConductorOverhead¦Normal
23-0060884 | Unknown Cause | Patrol - not conducted |  |  | 2023 | Tier 2 - Extreme | Distribution Circuit | 4 | 13 | 20230413 | 2088028 | Sus | N | UnknownCause¦Patrolnotconducted¦¦
23-0061033 | Vegetation | Tree - fell into line | Conductor, Overhead | Normal | 2023 | Tier 2 - Extreme | Distribution Circuit | 4 | 14 | 20230414 | 2088398 | Sus | N | Vegetation¦Treefellintoline¦ConductorOverhead¦Normal
23-0061440 | Unknown Cause | Patrol - found nothing |  |  | 2023 | Tier 2 - Elevated | Distribution Circuit | 4 | 16 | 20230416 | 2089508 | Sus | N | UnknownCause¦Patrolfoundnothing¦¦
23-0064479 | Unknown Cause | Patrol - found nothing |  |  | 2023 | Tier 2 - Elevated | Transformer only | 4 | 25 | 20230425 | 2096328 | Sus | N | UnknownCause¦Patrolfoundnothing¦¦
23-0066167 | Equipment Failure/Involved | Overhead | Jumper | Burned Open | 2023 | Tier 2 - Extreme | Transformer only | 4 | 28 | 20230428 | 2099529 | Sus | N | EquipmentFailureInvolved¦Overhead¦Jumper¦BurnedOpen
23-0066527 | Vegetation | Tree - fell into line | Conductor, Overhead | Broken, wire on ground | 2023 | Tier 2 - Elevated | Distribution Circuit | 5 | 1 | 20230501 | 2101032 | Sus | Y | Vegetation¦Treefellintoline¦ConductorOverhead¦Brokenwireonground
23-0069148 | Vegetation | Tree - branch fell on line | Conductor, Overhead | Normal | 2023 | Tier 2 - Extreme | Distribution Circuit | 5 | 6 | 20230506 | 2106139 | Sus | Y | Vegetation¦Treebranchfellonline¦ConductorOverhead¦Normal
23-0069559 | Unknown Cause | Patrol - found nothing |  |  | 2023 | Tier 2 - Extreme | Distribution Circuit | 5 | 8 | 20230508 | 2107565 | Sus | Y | UnknownCause¦Patrolfoundnothing¦¦
23-0069817 | Unknown Cause | Patrol - not conducted |  |  | 2023 | Tier 2 - Extreme | Distribution Circuit | 5 | 9 | 20230509 | 2108293 | Sus | Y | UnknownCause¦Patrolnotconducted¦¦
23-0070774 | Unknown Cause | Patrol - found nothing |  |  | 2023 | Tier 2 - Elevated | Distribution Circuit | 5 | 11 | 20230511 | 2110033 | Sus | Y | UnknownCause¦Patrolfoundnothing¦¦
23-0071093 | Vegetation | Tree - branch fell on line | Conductor, Overhead | Together | 2023 | Tier 2 - Extreme | Distribution Circuit | 5 | 11 | 20230511 | 2110585 | Sus | Y | Vegetation¦Treebranchfellonline¦ConductorOverhead¦Together
23-0073614 | Vegetation | Tree - branch fell on line | Conductor, Overhead | Normal | 2023 | Tier 2 - Extreme | Distribution Circuit | 5 | 19 | 20230519 | 2116782 | Sus | Y | Vegetation¦Treebranchfellonline¦ConductorOverhead¦Normal
23-0073720 | Unknown Cause | Patrol - found nothing |  |  | 2023 | Tier 2 - Extreme | Distribution Circuit | 5 | 19 | 20230519 | 2117265 | Sus | Y | UnknownCause¦Patrolfoundnothing¦¦
23-0074271 | Equipment Failure/Involved | Underground | Transformer (UG) | Leaking | 2023 | Tier 2 - Extreme | Distribution Circuit | 5 | 22 | 20230522 | 2119042 | Sus | Y | EquipmentFailureInvolved¦Underground¦Transformer(UG)¦Leaking
23-0079150 | Equipment Failure/Involved | Overhead | Pole-Wood | Broken | 2023 | Tier 2 - Elevated | Distribution Circuit | 6 | 5 | 20230605 | 2130054 | Sus | Y | EquipmentFailureInvolved¦Overhead¦PoleWood¦Broken
23-0084855 | Vegetation | Tree - branch fell on line | Conductor, Overhead | Normal | 2023 | Tier 2 - Extreme | Distribution Circuit | 6 | 22 | 20230622 | 2143501 | Sus | Y | Vegetation¦Treebranchfellonline¦ConductorOverhead¦Normal
23-0084893 | Equipment Failure/Involved | Overhead | Jumper | Burned Open | 2023 | Tier 2 - Elevated | Distribution Circuit | 6 | 22 | 20230622 | 2143675 | Sus | Y | EquipmentFailureInvolved¦Overhead¦Jumper¦BurnedOpen
23-0084940 | Vegetation | Tree - fell into line | Cutout, fuse holder | Broken | 2023 | Tier 2 - Elevated | Transformer only | 6 | 23 | 20230623 | 2143721 | Sus | Y | Vegetation¦Treefellintoline¦Cutoutfuseholder¦Broken
23-0085299 | Unknown Cause | Patrol - found nothing |  |  | 2023 | Tier 2 - Extreme | Distribution Circuit | 6 | 24 | 20230624 | 2144578 | Sus | Y | UnknownCause¦Patrolfoundnothing¦¦
23-0086543 | Equipment Failure/Involved | Overhead | Regulator | Malfunctioning | 2023 | Tier 2 - Extreme | Distribution Circuit | 6 | 28 | 20230628 | 2147995 | Sus | Y | EquipmentFailureInvolved¦Overhead¦Regulator¦Malfunctioning
23-0087723 | Equipment Failure/Involved | Overhead | Transformer (OH) | Failed/Faulted | 2023 | Tier 2 - Extreme | Distribution Circuit | 6 | 30 | 20230630 | 2150062 | Sus | Y | EquipmentFailureInvolved¦Overhead¦Transformer(OH)¦FailedFaulted
23-0088013 | Unknown Cause | Patrol - found nothing |  |  | 2023 | Tier 2 - Elevated | Transformer only | 7 | 1 | 20230701 | 2151331 | Sus | Y | UnknownCause¦Patrolfoundnothing¦¦
23-0088751 | Unknown Cause | Patrol - found nothing |  |  | 2023 | Tier 2 - Elevated | Distribution Circuit | 7 | 4 | 20230704 | 2154078 | Sus | Y | UnknownCause¦Patrolfoundnothing¦¦
23-0090264 | Unknown Cause | Patrol - found nothing |  |  | 2023 | Tier 2 - Elevated | Distribution Circuit | 7 | 9 | 20230709 | 2157865 | Sus | Y | UnknownCause¦Patrolfoundnothing¦¦
23-0090841 | Equipment Failure/Involved | Overhead | Conductor, Overhead | Deteriorated | 2023 | Tier 2 - Extreme | Distribution Circuit | 7 | 11 | 20230711 | 2159875 | Sus | Y | EquipmentFailureInvolved¦Overhead¦ConductorOverhead¦Deteriorated
23-0093173 | Unknown Cause | Patrol - found nothing |  |  | 2023 | Tier 2 - Elevated | Distribution Circuit | 7 | 17 | 20230717 | 2165558 | Sus | Y | UnknownCause¦Patrolfoundnothing¦¦
23-0094457 | Equipment Failure/Involved | Overhead | Pole-Wood | Broken | 2023 | Tier 2 - Extreme | Distribution Circuit | 7 | 19 | 20230719 | 2168532 | Sus | Y | EquipmentFailureInvolved¦Overhead¦PoleWood¦Broken
23-0094510 | Equipment Failure/Involved | Overhead | Transformer (OH) | Failed/Faulted | 2023 | Tier 2 - Extreme | Distribution Circuit | 7 | 20 | 20230720 | 2168597 | Sus | Y | EquipmentFailureInvolved¦Overhead¦Transformer(OH)¦FailedFaulted
23-0094574 | Equipment Failure/Involved | Overhead | Conductor, Overhead | Bent or Twisted | 2023 | Tier 2 - Extreme | Distribution Circuit | 7 | 20 | 20230720 | 2168755 | Sus | Y | EquipmentFailureInvolved¦Overhead¦ConductorOverhead¦BentorTwisted
23-0094745 | Unknown Cause | Patrol - found nothing |  |  | 2023 | Tier 2 - Elevated | Distribution Circuit | 7 | 20 | 20230720 | 2169015 | Sus | Y | UnknownCause¦Patrolfoundnothing¦¦
23-0095581 | Equipment Failure/Involved | Overhead | Conductor, Overhead | Normal | 2023 | Tier 2 - Extreme | Distribution Circuit | 7 | 22 | 20230722 | 2170972 | Sus | Y | EquipmentFailureInvolved¦Overhead¦ConductorOverhead¦Normal
23-0095695 | Equipment Failure/Involved | Underground | Elbow | Burned/flashed | 2023 | Tier 2 - Extreme | Distribution Circuit | 7 | 23 | 20230723 | 2171554 | Sus | Y | EquipmentFailureInvolved¦Underground¦Elbow¦Burnedflashed
23-0096657 | Equipment Failure/Involved | Overhead | Pole-Wood | Broken | 2023 | Tier 2 - Extreme | Distribution Circuit | 7 | 25 | 20230725 | 2173668 | Sus | Y | EquipmentFailureInvolved¦Overhead¦PoleWood¦Broken
23-0097795 | Animal | Squirrel | Fuse | Burned Open | 2023 | Tier 2 - Extreme | Distribution Circuit | 7 | 27 | 20230727 | 2175573 | Sus | Y | Animal¦Squirrel¦Fuse¦BurnedOpen
23-0097806 | Unknown Cause | Patrol - found nothing |  |  | 2023 | Tier 2 - Elevated | Distribution Circuit | 7 | 27 | 20230727 | 2175761 | Sus | Y | UnknownCause¦Patrolfoundnothing¦¦
23-0098075 | Equipment Failure/Involved | Electrical Overload | Transformer | Failed/Faulted | 2023 | Tier 2 - Elevated | Transformer only | 7 | 28 | 20230728 | 2175953 | Sus | Y | EquipmentFailureInvolved¦ElectricalOverload¦Transformer¦FailedFaulted
23-0098310 | Vegetation | Tree - branch fell on line | Secondary | Normal | 2023 | Tier 2 - Elevated | Transformer only | 7 | 29 | 20230729 | 2177043 | Sus | Y | Vegetation¦Treebranchfellonline¦Secondary¦Normal
23-0098592 | Animal | Squirrel | Fuse | Normal | 2023 | Tier 2 - Extreme | Distribution Circuit | 7 | 31 | 20230731 | 2178257 | Sus | Y | Animal¦Squirrel¦Fuse¦Normal
23-0098812 | Vegetation | Tree - branch fell on line | Conductor, Overhead | Contaminated | 2023 | Tier 2 - Extreme | Distribution Circuit | 7 | 31 | 20230731 | 2178479 | Sus | Y | Vegetation¦Treebranchfellonline¦ConductorOverhead¦Contaminated
23-0098911 | Equipment Failure/Involved | Overhead | Recloser | Failed/Faulted | 2023 | Tier 2 - Extreme | Distribution Circuit | 7 | 31 | 20230731 | 2179019 | Sus | Y | EquipmentFailureInvolved¦Overhead¦Recloser¦FailedFaulted
23-0098925 | Vegetation | Tree - fell into line | Conductor, Overhead | Broken, wire on ground | 2023 | Tier 2 - Extreme | Transformer only | 8 | 1 | 20230801 | 2179064 | Sus | Y | Vegetation¦Treefellintoline¦ConductorOverhead¦Brokenwireonground
23-0098962 | Equipment Failure/Involved | Overhead | Pole-Wood | Broken | 2023 | Tier 2 - Extreme | Distribution Circuit | 8 | 1 | 20230801 | 2179985 | Sus | Y | EquipmentFailureInvolved¦Overhead¦PoleWood¦Broken
23-0098962 | Equipment Failure/Involved | Overhead | Pole-Wood | Broken | 2023 | Tier 2 - Extreme | Distribution Circuit | 8 | 2 | 20230802 | 2180054 | Sus | Y | EquipmentFailureInvolved¦Overhead¦PoleWood¦Broken
23-0098962 | Company Initiated | Other Circuits |  |  | 2023 | Tier 2 - Extreme | Distribution Circuit | 8 | 2 | 20230802 | 2180145 | Sus | Y | CompanyInitiated¦OtherCircuits¦¦
23-0100802 | Vegetation | Tree - fell into line | Conductor, Overhead | Broken, wire on ground | 2023 | Tier 2 - Extreme | Distribution Circuit | 8 | 4 | 20230804 | 2182724 | Sus | Y | Vegetation¦Treefellintoline¦ConductorOverhead¦Brokenwireonground
23-0101293 | Vegetation | Tree - branch fell on line | Conductor, Overhead | Normal | 2023 | Tier 2 - Elevated | Distribution Circuit | 8 | 7 | 20230807 | 2184678 | Sus | Y | Vegetation¦Treebranchfellonline¦ConductorOverhead¦Normal
23-0108306 | Vegetation | Tree - grew into line | Conductor, Overhead | Normal | 2023 | Tier 2 - Elevated | Distribution Circuit | 8 | 23 | 20230823 | 2200722 | Sus | Y | Vegetation¦Treegrewintoline¦ConductorOverhead¦Normal
23-0108662 | Unknown Cause | Patrol - found nothing |  |  | 2023 | Tier 2 - Extreme | Distribution Circuit | 8 | 24 | 20230824 | 2201323 | Sus | Y | UnknownCause¦Patrolfoundnothing¦¦
23-0108884 | Unknown Cause | Patrol - found nothing |  |  | 2023 | Tier 2 - Extreme | Distribution Circuit | 8 | 25 | 20230825 | 2201746 | Sus | Y | UnknownCause¦Patrolfoundnothing¦¦
23-0109960 | Vegetation | Tree - branch fell on line | Conductor, Overhead | Together | 2023 | Tier 2 - Extreme | Distribution Circuit | 8 | 28 | 20230828 | 2204450 | Sus | Y | Vegetation¦Treebranchfellonline¦ConductorOverhead¦Together
23-0112171 | Unknown Cause | Patrol - found nothing |  |  | 2023 | Tier 2 - Extreme | Distribution Circuit | 9 | 2 | 20230902 | 2208791 | Sus | Y | UnknownCause¦Patrolfoundnothing¦¦
23-0114419 | Equipment Failure/Involved | Overhead | Pole-Wood | Broken | 2023 | Tier 2 - Extreme | Distribution Circuit | 9 | 9 | 20230909 | 2213582 | Sus | Y | EquipmentFailureInvolved¦Overhead¦PoleWood¦Broken
23-0114463 | Unknown Cause | Patrol - found nothing |  |  | 2023 | Tier 2 - Extreme | Distribution Circuit | 9 | 9 | 20230909 | 2213745 | Sus | Y | UnknownCause¦Patrolfoundnothing¦¦
23-0114542 | Unknown Cause | Patrol - found nothing |  |  | 2023 | Tier 2 - Elevated | Distribution Circuit | 9 | 9 | 20230909 | 2213927 | Sus | Y | UnknownCause¦Patrolfoundnothing¦¦
23-0114628 | Animal | Bird found | Conductor, Overhead | Normal | 2023 | Tier 2 - Extreme | Distribution Circuit | 9 | 9 | 20230909 | 2214387 | Sus | Y | Animal¦Birdfound¦ConductorOverhead¦Normal
23-0114652 | Equipment Failure/Involved | Overhead | Transformer (OH) | Burned/flashed | 2023 | Tier 2 - Extreme | Distribution Circuit | 9 | 10 | 20230910 | 2214623 | Sus | Y | EquipmentFailureInvolved¦Overhead¦Transformer(OH)¦Burnedflashed
23-0114650 | Equipment Failure/Involved | Overhead | Crossarm, Wood | Burned/flashed | 2023 | Tier 2 - Extreme | Distribution Circuit | 9 | 10 | 20230910 | 2214672 | Sus | Y | EquipmentFailureInvolved¦Overhead¦CrossarmWood¦Burnedflashed
23-0115073 | Vegetation | Tree - fell into line | Conductor, Overhead | Normal | 2023 | Tier 2 - Elevated | Distribution Circuit | 9 | 11 | 20230911 | 2215577 | Sus | Y | Vegetation¦Treefellintoline¦ConductorOverhead¦Normal
23-0117286 | Vegetation | Tree - branch fell on line | Conductor, Overhead | Normal | 2023 | Tier 2 - Extreme | Distribution Circuit | 9 | 15 | 20230915 | 2219967 | Sus | Y | Vegetation¦Treebranchfellonline¦ConductorOverhead¦Normal
23-0118146 | Vegetation | Tree - fell into line | Conductor, Overhead | Together | 2023 | Tier 2 - Extreme | Transformer only | 9 | 19 | 20230919 | 2222136 | Sus | Y | Vegetation¦Treefellintoline¦ConductorOverhead¦Together
23-0119443 | Equipment Failure/Involved | Overhead | Pole-Wood | Deteriorated | 2023 | Tier 2 - Elevated | Distribution Circuit | 9 | 21 | 20230921 | 2224237 | Sus | Y | EquipmentFailureInvolved¦Overhead¦PoleWood¦Deteriorated
23-0120131 | Equipment Failure/Involved | Overhead | Insulator | Normal | 2023 | Tier 2 - Elevated | Distribution Circuit | 9 | 24 | 20230924 | 2225788 | Sus | Y | EquipmentFailureInvolved¦Overhead¦Insulator¦Normal
23-0122108 | Vegetation | Tree - fell into line | Conductor, Overhead | Broken, wire on ground | 2023 | Tier 2 - Extreme | Distribution Circuit | 9 | 28 | 20230928 | 2229104 | Sus | Y | Vegetation¦Treefellintoline¦ConductorOverhead¦Brokenwireonground
23-0125141 | Equipment Failure/Involved | Overhead | Pole-Wood | Deteriorated | 2023 | Tier 2 - Elevated | Distribution Circuit | 10 | 6 | 20231006 | 2236196 | Sus | Y | EquipmentFailureInvolved¦Overhead¦PoleWood¦Deteriorated
23-0125149 | Equipment Failure/Involved | Overhead | Secondary | Broken | 2023 | Tier 2 - Elevated | Transformer only | 10 | 6 | 20231006 | 2236201 | Sus | Y | EquipmentFailureInvolved¦Overhead¦Secondary¦Broken
23-0129922 | Unknown Cause | Patrol - found nothing |  |  | 2023 | Tier 2 - Elevated | Transformer only | 10 | 18 | 20231018 | 2246551 | Sus | Y | UnknownCause¦Patrolfoundnothing¦¦
23-0129922 | Unknown Cause | Patrol - found nothing |  |  | 2023 | Tier 2 - Elevated | Transformer only | 10 | 18 | 20231018 | 2246551 | Sus | Y | UnknownCause¦Patrolfoundnothing¦¦
23-0130290 | Vegetation | Tree - branch fell on line | Conductor, Overhead | Normal | 2023 | Tier 2 - Extreme | Distribution Circuit | 10 | 19 | 20231019 | 2247036 | Sus | Y | Vegetation¦Treebranchfellonline¦ConductorOverhead¦Normal
23-0131619 | Equipment Failure/Involved | Overhead | Booster | Failed/Faulted | 2023 | Tier 2 - Elevated | Distribution Circuit | 10 | 24 | 20231024 | 2250310 | Sus | Y | EquipmentFailureInvolved¦Overhead¦Booster¦FailedFaulted
23-0132110 | Equipment Failure/Involved | Overhead | Transformer | Broken | 2023 | Tier 2 - Extreme | Transformer only | 10 | 24 | 20231024 | 2251052 | Sus | Y | EquipmentFailureInvolved¦Overhead¦Transformer¦Broken
23-0134417 | Unknown Cause | Patrol - found nothing |  |  | 2023 | Tier 2 - Elevated | Distribution Circuit | 10 | 31 | 20231031 | 2256852 | Sus | Y | UnknownCause¦Patrolfoundnothing¦¦
23-0137527 | Vegetation | Tree - branch fell on line | Conductor, Overhead | Normal | 2023 | Tier 2 - Extreme | Distribution Circuit | 11 | 9 | 20231109 | 2265192 | Sus | Y | Vegetation¦Treebranchfellonline¦ConductorOverhead¦Normal
23-0140887 | Company Initiated | Personnel, company | Recloser | Normal | 2023 | Tier 2 - Extreme | Distribution Circuit | 11 | 18 | 20231118 | 2272637 | Sus | Y | CompanyInitiated¦Personnelcompany¦Recloser¦Normal
23-0142757 | Animal | Squirrel | Fuse | Failed/Faulted | 2023 | Tier 2 - Elevated | Distribution Circuit | 11 | 25 | 20231125 | 2276896 | Sus | Y | Animal¦Squirrel¦Fuse¦FailedFaulted
23-0145485 | Vegetation | Tree - grew into line | Conductor, Overhead | Contaminated | 2023 | Tier 2 - Elevated | Distribution Circuit | 12 | 5 | 20231205 | 2284522 | Sus | N | Vegetation¦Treegrewintoline¦ConductorOverhead¦Contaminated
23-0146823 | Equipment Failure/Involved | Overhead | Pole-Wood | Broken | 2023 | Tier 2 - Elevated | Distribution Circuit | 12 | 11 | 20231211 | 2288604 | Sus | N | EquipmentFailureInvolved¦Overhead¦PoleWood¦Broken
23-0147154 | Unknown Cause | Patrol - found nothing |  |  | 2023 | Tier 2 - Elevated | Distribution Circuit | 12 | 12 | 20231212 | 2290408 | Sus | N | UnknownCause¦Patrolfoundnothing¦¦
23-0147956 | Unknown Cause | Patrol - found nothing |  |  | 2023 | Tier 2 - Extreme | Distribution Circuit | 12 | 18 | 20231218 | 2294961 | Sus | N | UnknownCause¦Patrolfoundnothing¦¦
23-0147932 | Unknown Cause | Patrol - found nothing |  |  | 2023 | Tier 2 - Elevated | Distribution Circuit | 12 | 18 | 20231218 | 2294560 | Sus | N | UnknownCause¦Patrolfoundnothing¦¦
23-0147970 | Unknown Cause | Patrol - found nothing |  |  | 2023 | Tier 2 - Extreme | Distribution Circuit | 12 | 18 | 20231218 | 2294578 | Sus | N | UnknownCause¦Patrolfoundnothing¦¦
23-0148075 | Vegetation | Tree - fell into line | Conductor, Overhead | Broken, wire on ground | 2023 | Tier 2 - Extreme | Distribution Circuit | 12 | 19 | 20231219 | 2295307 | Sus | N | Vegetation¦Treefellintoline¦ConductorOverhead¦Brokenwireonground
23-0004647 | Unknown Cause | Patrol - not conducted |  |  | 2023 | Tier 2 - Elevated | Distribution Circuit | 1 | 2 | 20230102 | 1909513 | Sus | N | UnknownCause¦Patrolnotconducted¦¦
23-0004904 | Unknown Cause | Patrol - not conducted |  |  | 2023 | Tier 2 - Extreme | Distribution Circuit | 1 | 2 | 20230102 | 1910508 | Sus | N | UnknownCause¦Patrolnotconducted¦¦
23-0007527 | Vegetation | Tree - fell into line | Conductor, Overhead | Together | 2023 | Tier 2 - Elevated | Distribution Circuit | 1 | 5 | 20230105 | 1922019 | Sus | N | Vegetation¦Treefellintoline¦ConductorOverhead¦Together
23-0007913 | Equipment Failure/Involved | Overhead | Crossarm, Wood | Broken | 2023 | Tier 2 - Extreme | Distribution Circuit | 1 | 5 | 20230105 | 1923785 | Sus | N | EquipmentFailureInvolved¦Overhead¦CrossarmWood¦Broken
23-0007932 | Equipment Failure/Involved | Overhead | Insulator | Arcing | 2023 | Tier 2 - Elevated | Distribution Circuit | 1 | 5 | 20230105 | 1923831 | Sus | N | EquipmentFailureInvolved¦Overhead¦Insulator¦Arcing
23-0009495 | Vegetation | Tree - fell into line | Crossarm, Wood | Broken | 2023 | Tier 2 - Elevated | Distribution Circuit | 1 | 8 | 20230108 | 1930556 | Sus | N | Vegetation¦Treefellintoline¦CrossarmWood¦Broken
23-0010154 | Vegetation | Tree - branch fell on line | Conductor, Overhead | Normal | 2023 | Tier 2 - Elevated | Transformer only | 1 | 8 | 20230108 | 1933312 | Sus | N | Vegetation¦Treebranchfellonline¦ConductorOverhead¦Normal
23-0012141 | Vegetation | Tree - fell into line | Conductor, Overhead | Broken, wire on ground | 2023 | Tier 2 - Elevated | Distribution Circuit | 1 | 10 | 20230110 | 1944248 | Sus | N | Vegetation¦Treefellintoline¦ConductorOverhead¦Brokenwireonground
23-0012585 | Unknown Cause | Patrol - found nothing |  |  | 2023 | Tier 2 - Elevated | Distribution Circuit | 1 | 10 | 20230110 | 1940713 | Sus | N | UnknownCause¦Patrolfoundnothing¦¦
23-0012606 | Vegetation | Tree - fell into line | Conductor, Overhead | Broken, wire on ground | 2023 | Tier 2 - Elevated | Distribution Circuit | 1 | 10 | 20230110 | 1940798 | Sus | N | Vegetation¦Treefellintoline¦ConductorOverhead¦Brokenwireonground
23-0012794 | Environmental/External | Lightning | Transformer (OH) | Failed/Faulted | 2023 | Tier 2 - Elevated | Distribution Circuit | 1 | 10 | 20230110 | 1945909 | Sus | N | EnvironmentalExternal¦Lightning¦Transformer(OH)¦FailedFaulted
23-0013464 | Unknown Cause | Patrol - found nothing |  |  | 2023 | Tier 2 - Extreme | Distribution Circuit | 1 | 11 | 20230111 | 1947172 | Sus | N | UnknownCause¦Patrolfoundnothing¦¦
23-0013893 | Equipment Failure/Involved | Fire, pole | Insulator | Broken | 2023 | Tier 2 - Elevated | Distribution Circuit | 1 | 11 | 20230111 | 1948481 | Sus | N | EquipmentFailureInvolved¦Firepole¦Insulator¦Broken
23-0015373 | Vegetation | Tree - fell into line | Conductor, Overhead | Broken, wire on ground | 2023 | Tier 2 - Elevated | Distribution Circuit | 1 | 13 | 20230113 | 1952011 | Sus | N | Vegetation¦Treefellintoline¦ConductorOverhead¦Brokenwireonground
23-0016649 | Vegetation | Tree - fell into line | Pole-Wood | Broken | 2023 | Tier 2 - Elevated | Distribution Circuit | 1 | 15 | 20230115 | 1955613 | Sus | N | Vegetation¦Treefellintoline¦PoleWood¦Broken
23-0016660 | Vegetation | Tree - fell into line | Conductor, Overhead | Broken, wire on ground | 2023 | Tier 2 - Extreme | Distribution Circuit | 1 | 15 | 20230115 | 1955859 | Sus | N | Vegetation¦Treefellintoline¦ConductorOverhead¦Brokenwireonground
23-0017149 | Unknown Cause | Patrol - found nothing |  |  | 2023 | Tier 2 - Elevated | Distribution Circuit | 1 | 16 | 20230116 | 1957307 | Sus | N | UnknownCause¦Patrolfoundnothing¦¦
23-0018373 | Unknown Cause | Patrol - found nothing |  |  | 2023 | Tier 2 - Elevated | Distribution Circuit | 1 | 18 | 20230118 | 1960703 | Sus | N | UnknownCause¦Patrolfoundnothing¦¦
23-0019661 | Equipment Failure/Involved | Overhead | Transformer (OH) | Deteriorated | 2023 | Tier 2 - Elevated | Distribution Circuit | 1 | 20 | 20230120 | 1963665 | Sus | N | EquipmentFailureInvolved¦Overhead¦Transformer(OH)¦Deteriorated
23-0019726 | Equipment Failure/Involved | Overhead | Transformer (OH) | Deteriorated | 2023 | Tier 2 - Elevated | Transformer only | 1 | 21 | 20230121 | 1964034 | Sus | N | EquipmentFailureInvolved¦Overhead¦Transformer(OH)¦Deteriorated
23-0019861 | Equipment Failure/Involved | Overhead | Anchor or Guy | Broken | 2023 | Tier 2 - Elevated | Distribution Circuit | 1 | 22 | 20230122 | 1964641 | Sus | N | EquipmentFailureInvolved¦Overhead¦AnchororGuy¦Broken
23-0019903 | Equipment Failure/Involved | Overhead | Transformer (OH) | Failed/Faulted | 2023 | Tier 2 - Extreme | Transformer only | 1 | 22 | 20230122 | 1964842 | Sus | N | EquipmentFailureInvolved¦Overhead¦Transformer(OH)¦FailedFaulted
23-0019989 | Unknown Cause | Patrol - found nothing |  |  | 2023 | Tier 2 - Extreme | Distribution Circuit | 1 | 22 | 20230122 | 1965204 | Sus | N | UnknownCause¦Patrolfoundnothing¦¦
23-0020031 | Unknown Cause | Patrol - found nothing |  |  | 2023 | Tier 2 - Elevated | Transformer only | 1 | 23 | 20230123 | 1965278 | Sus | N | UnknownCause¦Patrolfoundnothing¦¦
23-0023954 | Unknown Cause | Patrol - found nothing |  |  | 2023 | Tier 2 - Extreme | Distribution Circuit | 2 | 1 | 20230201 | 1973654 | Sus | N | UnknownCause¦Patrolfoundnothing¦¦
23-0025370 | Vegetation | Tree - fell into line | Conductor, Overhead | Broken, wire on ground | 2023 | Tier 2 - Extreme | Distribution Circuit | 2 | 5 | 20230205 | 1977213 | Sus | N | Vegetation¦Treefellintoline¦ConductorOverhead¦Brokenwireonground
23-0026830 | Equipment Failure/Involved | Underground | Secondary | Arcing | 2023 | Tier 2 - Elevated | Transformer only | 2 | 8 | 20230208 | 1980307 | Sus | N | EquipmentFailureInvolved¦Underground¦Secondary¦Arcing
23-0027528 | Vegetation | Tree - branch fell on line | Service conductor | Normal | 2023 | Tier 2 - Elevated | Transformer only | 2 | 10 | 20230210 | 1981593 | Sus | N | Vegetation¦Treebranchfellonline¦Serviceconductor¦Normal
23-0031574 | Vegetation | Tree - fell into line | Conductor, Overhead | Broken, wire on ground | 2023 | Tier 2 - Elevated | Distribution Circuit | 2 | 21 | 20230221 | 1993081 | Sus | N | Vegetation¦Treefellintoline¦ConductorOverhead¦Brokenwireonground
23-0041171 | 3rd Party | Dig in, 3rd party | Conductor, Underground | Broken | 2023 | Tier 2 - Elevated | Distribution Circuit | 3 | 7 | 20230307 | 2025284 | Sus | N | 3rdParty¦Digin3rdparty¦ConductorUnderground¦Broken
23-0045631 | Unknown Cause | Patrol - found nothing |  |  | 2023 | Tier 2 - Elevated | Distribution Circuit | 3 | 14 | 20230314 | 2041180 | Sus | N | UnknownCause¦Patrolfoundnothing¦¦
23-0046487 | Equipment Failure/Involved | Overhead | Pole-Wood | Broken | 2023 | Tier 2 - Elevated | Distribution Circuit | 3 | 15 | 20230315 | 2045287 | Sus | N | EquipmentFailureInvolved¦Overhead¦PoleWood¦Broken
23-0046983 | Unknown Cause | Patrol - found nothing |  |  | 2023 | Tier 2 - Extreme | Distribution Circuit | 3 | 16 | 20230316 | 2048282 | Sus | N | UnknownCause¦Patrolfoundnothing¦¦
23-0047001 | Equipment Failure/Involved | Overhead | Conductor, Overhead | Burned/flashed | 2023 | Tier 2 - Elevated | Distribution Circuit | 3 | 16 | 20230316 | 2048366 | Sus | N | EquipmentFailureInvolved¦Overhead¦ConductorOverhead¦Burnedflashed
23-0047128 | Vegetation | Tree - fell into line | Conductor, Overhead | Broken | 2023 | Tier 2 - Elevated | Distribution Circuit | 3 | 16 | 20230316 | 2048820 | Sus | N | Vegetation¦Treefellintoline¦ConductorOverhead¦Broken
23-0047167 | Equipment Failure/Involved | Overhead | Jumper | Burned Open | 2023 | Tier 2 - Elevated | Distribution Circuit | 3 | 16 | 20230316 | 2048936 | Sus | N | EquipmentFailureInvolved¦Overhead¦Jumper¦BurnedOpen
23-0047420 | Unknown Cause | Patrol - found nothing |  |  | 2023 | Tier 2 - Elevated | Distribution Circuit | 3 | 16 | 20230316 | 2049456 | Sus | N | UnknownCause¦Patrolfoundnothing¦¦
23-0047414 | Unknown Cause | Patrol - found nothing |  |  | 2023 | Tier 2 - Elevated | Distribution Circuit | 3 | 17 | 20230317 | 2049631 | Sus | N | UnknownCause¦Patrolfoundnothing¦¦
23-0051119 | Equipment Failure/Involved | Overhead | Insulator | Failed/Faulted | 2023 | Tier 2 - Elevated | Distribution Circuit | 3 | 22 | 20230322 | 2063962 | Sus | N | EquipmentFailureInvolved¦Overhead¦Insulator¦FailedFaulted
23-0051695 | Animal | Bird found | Conductor, Overhead | Broken, wire on ground | 2023 | Tier 2 - Elevated | Distribution Circuit | 3 | 24 | 20230324 | 2065637 | Sus | N | Animal¦Birdfound¦ConductorOverhead¦Brokenwireonground
23-0052432 | 3rd Party | Vehicle | Pole-Wood | Broken | 2023 | Tier 2 - Elevated | Distribution Circuit | 3 | 25 | 20230325 | 2066748 | Sus | N | 3rdParty¦Vehicle¦PoleWood¦Broken
23-0052527 | Equipment Failure/Involved | Overhead | Conductor, Overhead | Broken, wire on object | 2023 | Tier 2 - Elevated | Distribution Circuit | 3 | 25 | 20230325 | 2067183 | Sus | N | EquipmentFailureInvolved¦Overhead¦ConductorOverhead¦Brokenwireonobject
23-0052618 | Vegetation | Tree - branch fell on line | Conductor, Overhead | Normal | 2023 | Tier 2 - Elevated | Distribution Circuit | 3 | 25 | 20230325 | 2067428 | Sus | N | Vegetation¦Treebranchfellonline¦ConductorOverhead¦Normal
23-0056280 | Animal | Squirrel | Fuse | Normal | 2023 | Tier 2 - Extreme | Distribution Circuit | 4 | 3 | 20230403 | 2078015 | Sus | N | Animal¦Squirrel¦Fuse¦Normal
23-0057616 | Equipment Failure/Involved | Underground | Conductor, Underground | Deteriorated | 2023 | Tier 2 - Elevated | Distribution Circuit | 4 | 5 | 20230405 | 2080941 | Sus | N | EquipmentFailureInvolved¦Underground¦ConductorUnderground¦Deteriorated
23-0057800 | Unknown Cause | Patrol - found nothing |  |  | 2023 | Tier 2 - Extreme | Distribution Circuit | 4 | 6 | 20230406 | 2081368 | Sus | N | UnknownCause¦Patrolfoundnothing¦¦
23-0058855 | Animal | Bird found | Fuse | Failed/Faulted | 2023 | Tier 2 - Elevated | Distribution Circuit | 4 | 9 | 20230409 | 2083549 | Sus | N | Animal¦Birdfound¦Fuse¦FailedFaulted
23-0062089 | 3rd Party | Vehicle | Anchor or Guy | Normal | 2023 | Tier 2 - Elevated | Distribution Circuit | 4 | 18 | 20230418 | 2091494 | Sus | N | 3rdParty¦Vehicle¦AnchororGuy¦Normal
23-0066879 | Vegetation | Tree - fell into line | Conductor, Overhead | Broken | 2023 | Tier 2 - Extreme | Distribution Circuit | 5 | 2 | 20230502 | 2102016 | Sus | Y | Vegetation¦Treefellintoline¦ConductorOverhead¦Broken
23-0069277 | Unknown Cause | Patrol - found nothing |  |  | 2023 | Tier 2 - Elevated | Distribution Circuit | 5 | 7 | 20230507 | 2106643 | Sus | Y | UnknownCause¦Patrolfoundnothing¦¦
23-0071838 | Animal | Squirrel | Fuse | Failed/Faulted | 2023 | Tier 2 - Elevated | Distribution Circuit | 5 | 15 | 20230515 | 2112492 | Sus | Y | Animal¦Squirrel¦Fuse¦FailedFaulted
23-0071964 | Equipment Failure/Involved | Overhead | Crossarm, Wood | Broken | 2023 | Tier 2 - Elevated | Distribution Circuit | 5 | 15 | 20230515 | 2113052 | Sus | Y | EquipmentFailureInvolved¦Overhead¦CrossarmWood¦Broken
23-0072439 | Equipment Failure/Involved | Underground | Conductor, Underground | Deteriorated | 2023 | Tier 2 - Elevated | Distribution Circuit | 5 | 16 | 20230516 | 2114356 | Sus | Y | EquipmentFailureInvolved¦Underground¦ConductorUnderground¦Deteriorated
23-0073950 | Equipment Failure/Involved | Overhead | Conductor, Overhead | Broken, wire on ground | 2023 | Tier 2 - Elevated | Distribution Circuit | 5 | 21 | 20230521 | 2117899 | Sus | Y | EquipmentFailureInvolved¦Overhead¦ConductorOverhead¦Brokenwireonground
23-0078012 | Equipment Failure/Involved | Overhead | Fuse | Failed/Faulted | 2023 | Tier 2 - Elevated | Transformer only | 6 | 1 | 20230601 | 2126892 | Sus | Y | EquipmentFailureInvolved¦Overhead¦Fuse¦FailedFaulted
23-0078660 | Animal | Bird found | Fuse | Failed/Faulted | 2023 | Tier 2 - Elevated | Distribution Circuit | 6 | 3 | 20230603 | 2128068 | Sus | Y | Animal¦Birdfound¦Fuse¦FailedFaulted
23-0078737 | Equipment Failure/Involved | Overhead | Transformer | Failed/Faulted | 2023 | Tier 2 - Elevated | Transformer only | 6 | 4 | 20230604 | 2128494 | Sus | Y | EquipmentFailureInvolved¦Overhead¦Transformer¦FailedFaulted
23-0080409 | Unknown Cause | Patrol - found nothing |  |  | 2023 | Tier 2 - Elevated | Distribution Circuit | 6 | 8 | 20230608 | 2132667 | Sus | Y | UnknownCause¦Patrolfoundnothing¦¦
23-0081155 | Equipment Failure/Involved | Underground | Conductor, Underground | Normal | 2023 | Tier 2 - Extreme | Transformer only | 6 | 10 | 20230610 | 2134325 | Sus | Y | EquipmentFailureInvolved¦Underground¦ConductorUnderground¦Normal
23-0082993 | 3rd Party | Vehicle | Pole-Wood | Broken, wire on ground | 2023 | Tier 2 - Elevated | Distribution Circuit | 6 | 16 | 20230616 | 2138125 | Sus | Y | 3rdParty¦Vehicle¦PoleWood¦Brokenwireonground
23-0083468 | Vegetation | Tree - fell into line | Conductor, Overhead | Together | 2023 | Tier 2 - Extreme | Distribution Circuit | 6 | 17 | 20230617 | 2139634 | Sus | Y | Vegetation¦Treefellintoline¦ConductorOverhead¦Together
23-0084734 | Animal | Squirrel | Fuse | Failed/Faulted | 2023 | Tier 2 - Extreme | Distribution Circuit | 6 | 22 | 20230622 | 2143169 | Sus | Y | Animal¦Squirrel¦Fuse¦FailedFaulted
23-0084612 | Equipment Failure/Involved | Underground | Transformer (UG) | Failed/Faulted | 2023 | Tier 2 - Elevated | Distribution Circuit | 6 | 22 | 20230622 | 2143052 | Sus | Y | EquipmentFailureInvolved¦Underground¦Transformer(UG)¦FailedFaulted
23-0088204 | 3rd Party | Vehicle | Anchor or Guy | Broken | 2023 | Tier 2 - Elevated | Distribution Circuit | 7 | 2 | 20230702 | 2152293 | Sus | Y | 3rdParty¦Vehicle¦AnchororGuy¦Broken
23-0088199 | Equipment Failure/Involved | Underground | Switch (UG) | Broken | 2023 | Tier 2 - Elevated | Distribution Circuit | 7 | 3 | 20230703 | 2153301 | Sus | Y | EquipmentFailureInvolved¦Underground¦Switch(UG)¦Broken
23-0089733 | Equipment Failure/Involved | Overhead | Pothead(Riser Termination) | Broken | 2023 | Tier 2 - Elevated | Distribution Circuit | 7 | 7 | 20230707 | 2156085 | Sus | Y | EquipmentFailureInvolved¦Overhead¦Pothead(RiserTermination)¦Broken
23-0092875 | Company Initiated | Coordination failure | Recloser | Normal | 2023 | Tier 2 - Elevated | Distribution Circuit | 7 | 16 | 20230716 | 2164548 | Sus | Y | CompanyInitiated¦Coordinationfailure¦Recloser¦Normal
23-0097199 | Unknown Cause | Patrol - found nothing |  |  | 2023 | Tier 2 - Elevated | Distribution Circuit | 7 | 26 | 20230726 | 2174630 | Sus | Y | UnknownCause¦Patrolfoundnothing¦¦
23-0098101 | 3rd Party | Vehicle | Transformer (UG) | On Ground | 2023 | Tier 2 - Elevated | Distribution Circuit | 7 | 28 | 20230728 | 2176514 | Sus | Y | 3rdParty¦Vehicle¦Transformer(UG)¦OnGround
23-0098436 | Unknown Cause | Patrol - found nothing |  |  | 2023 | Tier 2 - Elevated | Distribution Circuit | 7 | 30 | 20230730 | 2177598 | Sus | Y | UnknownCause¦Patrolfoundnothing¦¦
23-0098547 | Unknown Cause | Patrol - found nothing |  |  | 2023 | Tier 2 - Elevated | Distribution Circuit | 7 | 31 | 20230731 | 2178112 | Sus | Y | UnknownCause¦Patrolfoundnothing¦¦
23-0101457 | Animal | Squirrel | Pothead(Riser Termination) | Normal | 2023 | Tier 2 - Elevated | Distribution Circuit | 8 | 7 | 20230807 | 2184995 | Sus | Y | Animal¦Squirrel¦Pothead(RiserTermination)¦Normal
23-0101909 | Vegetation | Tree - grew into line | Conductor, Overhead | Normal | 2023 | Tier 2 - Extreme | Distribution Circuit | 8 | 8 | 20230808 | 2186039 | Sus | Y | Vegetation¦Treegrewintoline¦ConductorOverhead¦Normal
23-0102513 | Unknown Cause | Patrol - found nothing |  |  | 2023 | Tier 2 - Elevated | Distribution Circuit | 8 | 10 | 20230810 | 2187332 | Sus | Y | UnknownCause¦Patrolfoundnothing¦¦
23-0103707 | Equipment Failure/Involved | Underground | Conductor, Underground | Deteriorated | 2023 | Tier 2 - Elevated | Distribution Circuit | 8 | 13 | 20230813 | 2189501 | Sus | Y | EquipmentFailureInvolved¦Underground¦ConductorUnderground¦Deteriorated
23-0107354 | Company Initiated | Coordination failure | Recloser | Normal | 2023 | Tier 2 - Elevated | Distribution Circuit | 8 | 22 | 20230822 | 2198862 | Sus | Y | CompanyInitiated¦Coordinationfailure¦Recloser¦Normal
23-0107354 | Company Initiated | Personnel, company | Recloser | Normal | 2023 | Tier 2 - Extreme | Distribution Circuit | 8 | 22 | 20230822 | 2199233 | Sus | Y | CompanyInitiated¦Personnelcompany¦Recloser¦Normal
23-0107626 | Unknown Cause | Patrol - found nothing |  |  | 2023 | Tier 2 - Elevated | Distribution Circuit | 8 | 22 | 20230822 | 2199334 | Sus | Y | UnknownCause¦Patrolfoundnothing¦¦
23-0108300 | Equipment Failure/Involved | Overhead | Fuse | Broken | 2023 | Tier 2 - Extreme | Transformer only | 8 | 23 | 20230823 | 2200309 | Sus | Y | EquipmentFailureInvolved¦Overhead¦Fuse¦Broken
23-0109109 | Vegetation | Tree - fell into line | Conductor, Overhead | Broken, wire on ground | 2023 | Tier 2 - Extreme | Distribution Circuit | 8 | 25 | 20230825 | 2202159 | Sus | Y | Vegetation¦Treefellintoline¦ConductorOverhead¦Brokenwireonground
23-0109262 | Vegetation | Tree - grew into line | Conductor, Overhead | Arcing | 2023 | Tier 2 - Elevated | Distribution Circuit | 8 | 25 | 20230825 | 2202333 | Sus | Y | Vegetation¦Treegrewintoline¦ConductorOverhead¦Arcing
23-0110637 | Animal | Squirrel | Fuse | Broken | 2023 | Tier 2 - Elevated | Distribution Circuit | 8 | 30 | 20230830 | 2205629 | Sus | Y | Animal¦Squirrel¦Fuse¦Broken
23-0112156 | Equipment Failure/Involved | Overhead | Crossarm, Wood | Broken | 2023 | Tier 2 - Elevated | Transformer only | 9 | 2 | 20230902 | 2208804 | Sus | Y | EquipmentFailureInvolved¦Overhead¦CrossarmWood¦Broken
23-0114593 | Unknown Cause | Patrol - found nothing |  |  | 2023 | Tier 2 - Elevated | Distribution Circuit | 9 | 9 | 20230909 | 2214383 | Sus | Y | UnknownCause¦Patrolfoundnothing¦¦
23-0115503 | Unknown Cause | Patrol - found nothing |  |  | 2023 | Tier 2 - Elevated | Distribution Circuit | 9 | 12 | 20230912 | 2216691 | Sus | Y | UnknownCause¦Patrolfoundnothing¦¦
23-0115938 | Animal | Squirrel | Fuse | Broken | 2023 | Tier 2 - Extreme | Distribution Circuit | 9 | 13 | 20230913 | 2217527 | Sus | Y | Animal¦Squirrel¦Fuse¦Broken
23-0116648 | Unknown Cause | Patrol - found nothing |  |  | 2023 | Tier 2 - Elevated | Distribution Circuit | 9 | 14 | 20230914 | 2218893 | Sus | Y | UnknownCause¦Patrolfoundnothing¦¦
23-0117651 | Vegetation | Tree - branch fell on line | Conductor, Overhead | Normal | 2023 | Tier 2 - Elevated | Distribution Circuit | 9 | 18 | 20230918 | 2221253 | Sus | Y | Vegetation¦Treebranchfellonline¦ConductorOverhead¦Normal
23-0119541 | Unknown Cause | Patrol - found nothing |  |  | 2023 | Tier 2 - Elevated | Transformer only | 9 | 22 | 20230922 | 2224412 | Sus | Y | UnknownCause¦Patrolfoundnothing¦¦
23-0120124 | Vegetation | Tree - fell into line | Conductor, Overhead | Broken, wire on ground | 2023 | Tier 2 - Elevated | Distribution Circuit | 9 | 24 | 20230924 | 2225740 | Sus | Y | Vegetation¦Treefellintoline¦ConductorOverhead¦Brokenwireonground
23-0120156 | Unknown Cause | Patrol - found nothing |  |  | 2023 | Tier 2 - Elevated | Distribution Circuit | 9 | 24 | 20230924 | 2225939 | Sus | Y | UnknownCause¦Patrolfoundnothing¦¦
23-0122065 | Company Initiated | Personnel, company | Cutout, fuse holder | Normal | 2023 | Tier 2 - Elevated | Distribution Circuit | 9 | 28 | 20230928 | 2229466 | Sus | Y | CompanyInitiated¦Personnelcompany¦Cutoutfuseholder¦Normal
23-0126927 | Animal | Bird found | Pothead(Riser Termination) | Normal | 2023 | Tier 2 - Elevated | Distribution Circuit | 10 | 11 | 20231011 | 2240465 | Sus | Y | Animal¦Birdfound¦Pothead(RiserTermination)¦Normal
23-0130086 | Unknown Cause | Patrol - found nothing |  |  | 2023 | Tier 2 - Elevated | Distribution Circuit | 10 | 19 | 20231019 | 2246819 | Sus | Y | UnknownCause¦Patrolfoundnothing¦¦
23-0134675 | Animal | Squirrel | Fuse | Failed/Faulted | 2023 | Tier 2 - Elevated | Distribution Circuit | 11 | 1 | 20231101 | 2257492 | Sus | Y | Animal¦Squirrel¦Fuse¦FailedFaulted
23-0136842 | Equipment Failure/Involved | Underground | Connector or Splice (UG) | Broken | 2023 | Tier 2 - Elevated | Transformer only | 11 | 7 | 20231107 | 2262969 | Sus | Y | EquipmentFailureInvolved¦Underground¦ConnectororSplice(UG)¦Broken
23-0137181 | Vegetation | Tree - grew into line | Conductor, Overhead | Normal | 2023 | Tier 2 - Elevated | Distribution Circuit | 11 | 8 | 20231108 | 2264365 | Sus | Y | Vegetation¦Treegrewintoline¦ConductorOverhead¦Normal
23-0138200 | Unknown Cause | Patrol - found nothing |  |  | 2023 | Tier 2 - Extreme | Distribution Circuit | 11 | 12 | 20231112 | 2267123 | Sus | Y | UnknownCause¦Patrolfoundnothing¦¦
23-0142900 | Animal | Squirrel | Fuse | Burned Open | 2023 | Tier 2 - Elevated | Distribution Circuit | 11 | 26 | 20231126 | 2277357 | Sus | Y | Animal¦Squirrel¦Fuse¦BurnedOpen
23-0143657 | Equipment Failure/Involved | Underground | Secondary | Burned/flashed | 2023 | Tier 2 - Elevated | Transformer only | 11 | 28 | 20231128 | 2279289 | Sus | Y | EquipmentFailureInvolved¦Underground¦Secondary¦Burnedflashed
23-0144940 | Unknown Cause | Patrol - found nothing |  |  | 2023 | Tier 2 - Elevated | Transformer only | 12 | 2 | 20231202 | 2282103 | Sus | N | UnknownCause¦Patrolfoundnothing¦¦
23-0147566 | Animal | Bird found | Transformer (OH) | Normal | 2023 | Tier 2 - Elevated | Distribution Circuit | 12 | 15 | 20231215 | 2292494 | Sus | N | Animal¦Birdfound¦Transformer(OH)¦Normal
23-0148721 | Unknown Cause | Patrol - found nothing |  |  | 2023 | Tier 2 - Elevated | Transformer only | 12 | 23 | 20231223 | 2298951 | Sus | N | UnknownCause¦Patrolfoundnothing¦¦
23-0149017 | Animal | Squirrel | Fuse | Failed/Faulted | 2023 | Tier 2 - Extreme | Transformer only | 12 | 27 | 20231227 | 2300686 | Sus | N | Animal¦Squirrel¦Fuse¦FailedFaulted
23-0004246 | Vegetation | Tree - fell into line | Conductor, Overhead | Normal | 2023 | Tier 2 - Elevated | Distribution Circuit | 1 | 1 | 20230101 | 1907682 | Sus | N | Vegetation¦Treefellintoline¦ConductorOverhead¦Normal
23-0004943 | Equipment Failure/Involved | Overhead | Pole-Wood | Broken | 2023 | Tier 2 - Extreme | Distribution Circuit | 1 | 3 | 20230103 | 1910866 | Sus | N | EquipmentFailureInvolved¦Overhead¦PoleWood¦Broken
23-0005653 | Vegetation | Tree - fell into line | Conductor, Overhead | Normal | 2023 | Tier 2 - Elevated | Transformer only | 1 | 4 | 20230104 | 1912627 | Sus | N | Vegetation¦Treefellintoline¦ConductorOverhead¦Normal
23-0006983 | Environmental/External | Flood/Erosion | Other | On Ground | 2023 | Tier 2 - Extreme | Transformer only | 1 | 5 | 20230105 | 1920052 | Sus | N | EnvironmentalExternal¦FloodErosion¦Other¦OnGround
23-0007359 | Unknown Cause | Patrol - found nothing |  |  | 2023 | Tier 2 - Elevated | Distribution Circuit | 1 | 5 | 20230105 | 1920473 | Sus | N | UnknownCause¦Patrolfoundnothing¦¦
23-0007567 | Equipment Failure/Involved | Overhead | Other | Failed/Faulted | 2023 | Tier 2 - Extreme | Distribution Circuit | 1 | 5 | 20230105 | 1922463 | Sus | N | EquipmentFailureInvolved¦Overhead¦Other¦FailedFaulted
23-0007544 | Vegetation | Tree - branch fell on line | Conductor, Overhead | Normal | 2023 | Tier 2 - Elevated | Distribution Circuit | 1 | 5 | 20230105 | 1922644 | Sus | N | Vegetation¦Treebranchfellonline¦ConductorOverhead¦Normal
23-0007811 | Unknown Cause | Patrol - found nothing |  |  | 2023 | Tier 2 - Elevated | Distribution Circuit | 1 | 5 | 20230105 | 1923441 | Sus | N | UnknownCause¦Patrolfoundnothing¦¦
23-0008612 | Unknown Cause | Patrol - found nothing |  |  | 2023 | Tier 2 - Extreme | Distribution Circuit | 1 | 6 | 20230106 | 1924275 | Sus | N | UnknownCause¦Patrolfoundnothing¦¦
23-0008640 | Vegetation | Tree - branch fell on line | Secondary | Broken | 2023 | Tier 2 - Elevated | Transformer only | 1 | 7 | 20230107 | 1925837 | Sus | N | Vegetation¦Treebranchfellonline¦Secondary¦Broken
23-0008748 | Vegetation | Tree - branch fell on line | Conductor, Overhead | Normal | 2023 | Tier 2 - Extreme | Distribution Circuit | 1 | 7 | 20230107 | 1926180 | Sus | N | Vegetation¦Treebranchfellonline¦ConductorOverhead¦Normal
23-0010668 | Vegetation | Tree - branch fell on line | Pole-Wood | Broken, wire on ground | 2023 | Tier 2 - Extreme | Transformer only | 1 | 8 | 20230108 | 1935066 | Sus | N | Vegetation¦Treebranchfellonline¦PoleWood¦Brokenwireonground
23-0010733 | Unknown Cause | Patrol - found nothing |  |  | 2023 | Tier 2 - Extreme | Distribution Circuit | 1 | 9 | 20230109 | 1935199 | Sus | N | UnknownCause¦Patrolfoundnothing¦¦
23-0010774 | Vegetation | Tree - fell into line | Conductor, Overhead | Normal | 2023 | Tier 2 - Elevated | Distribution Circuit | 1 | 9 | 20230109 | 1935725 | Sus | N | Vegetation¦Treefellintoline¦ConductorOverhead¦Normal
23-0011407 | Vegetation | Tree - grew into line | Conductor, Overhead | Normal | 2023 | Tier 2 - Elevated | Distribution Circuit | 1 | 9 | 20230109 | 1938637 | Sus | N | Vegetation¦Treegrewintoline¦ConductorOverhead¦Normal
23-0011977 | Unknown Cause | Patrol - found nothing |  |  | 2023 | Tier 2 - Extreme | Distribution Circuit | 1 | 10 | 20230110 | 1940694 | Sus | N | UnknownCause¦Patrolfoundnothing¦¦
23-0012886 | Equipment Failure/Involved | Overhead | Switch (OH) | Failed/Faulted | 2023 | Tier 2 - Elevated | Transformer only | 1 | 10 | 20230110 | 1945569 | Sus | N | EquipmentFailureInvolved¦Overhead¦Switch(OH)¦FailedFaulted
23-0013426 | Unknown Cause | Patrol - found nothing |  |  | 2023 | Tier 2 - Elevated | Distribution Circuit | 1 | 11 | 20230111 | 1945331 | Sus | N | UnknownCause¦Patrolfoundnothing¦¦
23-0014017 | Vegetation | Tree - fell into line | Conductor, Overhead | Broken, wire on object | 2023 | Tier 2 - Elevated | Distribution Circuit | 1 | 11 | 20230111 | 1949059 | Sus | N | Vegetation¦Treefellintoline¦ConductorOverhead¦Brokenwireonobject
23-0014242 | Vegetation | Tree - fell into line | Conductor, Overhead | Broken, wire on object | 2023 | Tier 2 - Elevated | Distribution Circuit | 1 | 12 | 20230112 | 1949313 | Sus | N | Vegetation¦Treefellintoline¦ConductorOverhead¦Brokenwireonobject
23-0014262 | Unknown Cause | Patrol - found nothing |  |  | 2023 | Tier 2 - Elevated | Distribution Circuit | 1 | 12 | 20230112 | 1949442 | Sus | N | UnknownCause¦Patrolfoundnothing¦¦
23-0016368 | Vegetation | Tree - bark fell into line | Transformer | Broken, wire on ground | 2023 | Tier 2 - Extreme | Transformer only | 1 | 14 | 20230114 | 1954901 | Sus | N | Vegetation¦Treebarkfellintoline¦Transformer¦Brokenwireonground
23-0017063 | Vegetation | Tree - fell into line | Conductor, Overhead | Normal | 2023 | Tier 2 - Extreme | Distribution Circuit | 1 | 16 | 20230116 | 1957203 | Sus | N | Vegetation¦Treefellintoline¦ConductorOverhead¦Normal
23-0017154 | Vegetation | Tree - branch fell on line | Conductor, Overhead | Normal | 2023 | Tier 2 - Elevated | Distribution Circuit | 1 | 16 | 20230116 | 1957880 | Sus | N | Vegetation¦Treebranchfellonline¦ConductorOverhead¦Normal
23-0017488 | 3rd Party | Vehicle | Pole-Wood | Broken | 2023 | Tier 2 - Extreme | Distribution Circuit | 1 | 17 | 20230117 | 1959196 | Sus | N | 3rdParty¦Vehicle¦PoleWood¦Broken
23-0017876 | 3rd Party | Vehicle | Anchor or Guy | Normal | 2023 | Tier 2 - Extreme | Distribution Circuit | 1 | 17 | 20230117 | 1960044 | Sus | N | 3rdParty¦Vehicle¦AnchororGuy¦Normal
23-0017900 | Unknown Cause | Patrol - found nothing |  |  | 2023 | Tier 2 - Elevated | Distribution Circuit | 1 | 17 | 20230117 | 1960273 | Sus | N | UnknownCause¦Patrolfoundnothing¦¦
23-0017933 | Equipment Failure/Involved | Electrical Overload | Fuse | Failed/Faulted | 2023 | Tier 2 - Elevated | Distribution Circuit | 1 | 17 | 20230117 | 1960349 | Sus | N | EquipmentFailureInvolved¦ElectricalOverload¦Fuse¦FailedFaulted
23-0018818 | Company Initiated | Construction Activity/equip, company | Transformer (OH) |  | 2023 | Tier 2 - Extreme | Transformer only | 1 | 19 | 20230119 | 1961915 | Sus | N | CompanyInitiated¦ConstructionActivityequipcompany¦Transformer(OH)¦
23-0020087 | Equipment Failure/Involved | Overhead | Connector or Splice (OH) | Deteriorated | 2023 | Tier 2 - Elevated | Distribution Circuit | 1 | 23 | 20230123 | 1965584 | Sus | N | EquipmentFailureInvolved¦Overhead¦ConnectororSplice(OH)¦Deteriorated
23-0027564 | Equipment Failure/Involved | Overhead | Conductor, Overhead | Normal | 2023 | Tier 2 - Elevated | Distribution Circuit | 2 | 10 | 20230210 | 1981660 | Sus | N | EquipmentFailureInvolved¦Overhead¦ConductorOverhead¦Normal
23-0036710 | Company Initiated | Return Circuit Normal | Pole-Wood | Broken | 2023 | Tier 2 - Extreme | Distribution Circuit | 2 | 27 | 20230227 | 2014085 | Sus | N | CompanyInitiated¦ReturnCircuitNormal¦PoleWood¦Broken
23-0036710 | Equipment Failure/Involved | Overhead | Pole-Wood | Broken | 2023 | Tier 2 - Extreme | Distribution Circuit | 2 | 27 | 20230227 | 2013572 | Sus | N | EquipmentFailureInvolved¦Overhead¦PoleWood¦Broken
23-0038542 | 3rd Party | Vehicle | Pole-Wood | Broken | 2023 | Tier 2 - Elevated | Distribution Circuit | 3 | 1 | 20230301 | 2019267 | Sus | N | 3rdParty¦Vehicle¦PoleWood¦Broken
23-0038730 | Equipment Failure/Involved | Overhead | Crossarm, Wood | Broken, wire on ground | 2023 | Tier 2 - Elevated | Distribution Circuit | 3 | 2 | 20230302 | 2019639 | Sus | N | EquipmentFailureInvolved¦Overhead¦CrossarmWood¦Brokenwireonground
23-0039968 | Unknown Cause | Patrol - found nothing |  |  | 2023 | Tier 2 - Elevated | Distribution Circuit | 3 | 4 | 20230304 | 2022303 | Sus | N | UnknownCause¦Patrolfoundnothing¦¦
23-0044607 | Unknown Cause | Patrol - found nothing |  |  | 2023 | Tier 2 - Extreme | Distribution Circuit | 3 | 14 | 20230314 | 2035198 | Sus | N | UnknownCause¦Patrolfoundnothing¦¦
23-0044645 | Vegetation | Tree - fell into line | Conductor, Overhead | Broken, wire on ground | 2023 | Tier 2 - Elevated | Distribution Circuit | 3 | 14 | 20230314 | 2035370 | Sus | N | Vegetation¦Treefellintoline¦ConductorOverhead¦Brokenwireonground
23-0045601 | Unknown Cause | Patrol - found nothing |  |  | 2023 | Tier 2 - Extreme | Distribution Circuit | 3 | 14 | 20230314 | 2035903 | Sus | N | UnknownCause¦Patrolfoundnothing¦¦
23-0045001 | Unknown Cause | Patrol - found nothing |  |  | 2023 | Tier 2 - Elevated | Distribution Circuit | 3 | 14 | 20230314 | 2037950 | Sus | N | UnknownCause¦Patrolfoundnothing¦¦
23-0045858 | Unknown Cause | Patrol - found nothing |  |  | 2023 | Tier 2 - Extreme | Distribution Circuit | 3 | 14 | 20230314 | 2041090 | Sus | N | UnknownCause¦Patrolfoundnothing¦¦
23-0045588 | Vegetation | Tree - branch fell on line | Conductor, Overhead | Normal | 2023 | Tier 2 - Extreme | Distribution Circuit | 3 | 14 | 20230314 | 2041133 | Sus | N | Vegetation¦Treebranchfellonline¦ConductorOverhead¦Normal
23-0045997 | Unknown Cause | Patrol - found nothing |  |  | 2023 | Tier 2 - Elevated | Distribution Circuit | 3 | 14 | 20230314 | 2044712 | Sus | N | UnknownCause¦Patrolfoundnothing¦¦
23-0047270 | Vegetation | Tree - grew into line | Conductor, Overhead | Normal | 2023 | Tier 2 - Elevated | Distribution Circuit | 3 | 17 | 20230317 | 2049571 | Sus | N | Vegetation¦Treegrewintoline¦ConductorOverhead¦Normal
23-0048939 | Vegetation | Tree - fell into line | Conductor, Overhead | Broken | 2023 | Tier 2 - Extreme | Distribution Circuit | 3 | 20 | 20230320 | 2052598 | Sus | N | Vegetation¦Treefellintoline¦ConductorOverhead¦Broken
23-0051335 | Equipment Failure/Involved | Overhead | Secondary | Broken | 2023 | Tier 2 - Elevated | Transformer only | 3 | 23 | 20230323 | 2064564 | Sus | N | EquipmentFailureInvolved¦Overhead¦Secondary¦Broken
23-0051436 | Equipment Failure/Involved | Overhead | Secondary | Broken | 2023 | Tier 2 - Extreme | Transformer only | 3 | 23 | 20230323 | 2064826 | Sus | N | EquipmentFailureInvolved¦Overhead¦Secondary¦Broken
23-0051537 | Equipment Failure/Involved | Overhead | Secondary | Normal | 2023 | Tier 2 - Elevated | Transformer only | 3 | 23 | 20230323 | 2065097 | Sus | N | EquipmentFailureInvolved¦Overhead¦Secondary¦Normal
23-0051559 | Vegetation | Tree - bark fell into line | Conductor, Overhead | Normal | 2023 | Tier 2 - Extreme | Distribution Circuit | 3 | 23 | 20230323 | 2065179 | Sus | N | Vegetation¦Treebarkfellintoline¦ConductorOverhead¦Normal
23-0051921 | Vegetation | Tree - bark fell into line | Conductor, Overhead | Normal | 2023 | Tier 2 - Elevated | Distribution Circuit | 3 | 24 | 20230324 | 2066092 | Sus | N | Vegetation¦Treebarkfellintoline¦ConductorOverhead¦Normal
23-0051913 | Vegetation | Tree - fell into line | Conductor, Overhead | Broken, wire on ground | 2023 | Tier 2 - Extreme | Distribution Circuit | 3 | 24 | 20230324 | 2066156 | Sus | N | Vegetation¦Treefellintoline¦ConductorOverhead¦Brokenwireonground
23-0051017 | Equipment Failure/Involved | Overhead | Conductor, Overhead | Broken, wire on ground | 2023 | Tier 2 - Elevated | Distribution Circuit | 3 | 24 | 20230324 | 2066610 | Sus | N | EquipmentFailureInvolved¦Overhead¦ConductorOverhead¦Brokenwireonground
23-0054001 | Vegetation | Tree - fell into line | Conductor, Overhead | Broken, wire on ground | 2023 | Tier 2 - Elevated | Distribution Circuit | 3 | 29 | 20230329 | 2072243 | Sus | N | Vegetation¦Treefellintoline¦ConductorOverhead¦Brokenwireonground
23-0054390 | Vegetation | Tree - bark fell into line | Transformer | Normal | 2023 | Tier 2 - Extreme | Transformer only | 3 | 29 | 20230329 | 2072841 | Sus | N | Vegetation¦Treebarkfellintoline¦Transformer¦Normal
23-0057593 | Equipment Failure/Involved | Overhead | Transformer (OH) | Failed/Faulted | 2023 | Tier 2 - Elevated | Transformer only | 4 | 5 | 20230405 | 2080924 | Sus | N | EquipmentFailureInvolved¦Overhead¦Transformer(OH)¦FailedFaulted
23-0060691 | 3rd Party | Other | Fuse | Normal | 2023 | Tier 2 - Extreme | Distribution Circuit | 4 | 13 | 20230413 | 2087499 | Sus | N | 3rdParty¦Other¦Fuse¦Normal
23-0063979 | Unknown Cause | Patrol - found nothing |  |  | 2023 | Tier 2 - Elevated | Distribution Circuit | 4 | 24 | 20230424 | 2095246 | Sus | N | UnknownCause¦Patrolfoundnothing¦¦
23-0065847 | Unknown Cause | Patrol - found nothing |  |  | 2023 | Tier 2 - Elevated | Distribution Circuit | 4 | 28 | 20230428 | 2099012 | Sus | N | UnknownCause¦Patrolfoundnothing¦¦
23-0067293 | Equipment Failure/Involved | Overhead | Recloser | Failed/Faulted | 2023 | Tier 2 - Extreme | Distribution Circuit | 5 | 2 | 20230502 | 2103012 | Sus | Y | EquipmentFailureInvolved¦Overhead¦Recloser¦FailedFaulted
23-0068492 | Vegetation | Tree - fell into line | Other | Broken, wire on ground | 2023 | Tier 2 - Elevated | Transformer only | 5 | 4 | 20230504 | 2105099 | Sus | Y | Vegetation¦Treefellintoline¦Other¦Brokenwireonground
23-0071591 | Vegetation | Tree - fell into line | Conductor, Overhead | Together | 2023 | Tier 2 - Elevated | Distribution Circuit | 5 | 13 | 20230513 | 2111861 | Sus | Y | Vegetation¦Treefellintoline¦ConductorOverhead¦Together
23-0072507 | Equipment Failure/Involved | Overhead | Conductor, Overhead | Broken | 2023 | Tier 2 - Elevated | Distribution Circuit | 5 | 17 | 20230517 | 2114560 | Sus | Y | EquipmentFailureInvolved¦Overhead¦ConductorOverhead¦Broken
23-0076567 | Equipment Failure/Involved | Overhead | Cutout, fuse holder | Burned/flashed | 2023 | Tier 2 - Elevated | Transformer only | 5 | 29 | 20230529 | 2123406 | Sus | Y | EquipmentFailureInvolved¦Overhead¦Cutoutfuseholder¦Burnedflashed
23-0077469 | Equipment Failure/Involved | Overhead | Pole-Wood | Broken | 2023 | Tier 2 - Extreme | Distribution Circuit | 5 | 31 | 20230531 | 2125063 | Sus | Y | EquipmentFailureInvolved¦Overhead¦PoleWood¦Broken
23-0080960 | Equipment Failure/Involved | Underground | Connector or Splice (UG) | Burned/flashed | 2023 | Tier 2 - Elevated | Transformer only | 6 | 9 | 20230609 | 2133631 | Sus | Y | EquipmentFailureInvolved¦Underground¦ConnectororSplice(UG)¦Burnedflashed
23-0081762 | Unknown Cause | Patrol - found nothing |  |  | 2023 | Tier 2 - Extreme | Distribution Circuit | 6 | 13 | 20230613 | 2135741 | Sus | Y | UnknownCause¦Patrolfoundnothing¦¦
23-0082927 | Equipment Failure/Involved | Underground | Secondary | Deteriorated | 2023 | Tier 2 - Elevated | Transformer only | 6 | 15 | 20230615 | 2138019 | Sus | Y | EquipmentFailureInvolved¦Underground¦Secondary¦Deteriorated
23-0083264 | 3rd Party | Vehicle | Pole-Wood | Broken | 2023 | Tier 2 - Elevated | Distribution Circuit | 6 | 16 | 20230616 | 2138721 | Sus | Y | 3rdParty¦Vehicle¦PoleWood¦Broken
23-0083764 | Animal | Squirrel | Transformer (OH) | Burned/flashed | 2023 | Tier 2 - Elevated | Distribution Circuit | 6 | 20 | 20230620 | 2140848 | Sus | Y | Animal¦Squirrel¦Transformer(OH)¦Burnedflashed
23-0083764 | Unknown Cause | Patrol - found nothing |  |  | 2023 | Tier 2 - Elevated | Transformer only | 6 | 20 | 20230620 | 2141290 | Sus | Y | UnknownCause¦Patrolfoundnothing¦¦
23-0084444 | Equipment Failure/Involved | Overhead | Transformer (OH) | Failed/Faulted | 2023 | Tier 2 - Elevated | Transformer only | 6 | 21 | 20230621 | 2142557 | Sus | Y | EquipmentFailureInvolved¦Overhead¦Transformer(OH)¦FailedFaulted
23-0080084 | Equipment Failure/Involved | Underground | Conductor, Underground | Broken | 2023 | Tier 2 - Elevated | Distribution Circuit | 6 | 27 | 20230627 | 2147006 | Sus | Y | EquipmentFailureInvolved¦Underground¦ConductorUnderground¦Broken
23-0089279 | Unknown Cause | Patrol - found nothing |  |  | 2023 | Tier 2 - Elevated | Distribution Circuit | 7 | 6 | 20230706 | 2155090 | Sus | Y | UnknownCause¦Patrolfoundnothing¦¦
23-0089338 | Unknown Cause | Patrol - found nothing |  |  | 2023 | Tier 2 - Extreme | Distribution Circuit | 7 | 6 | 20230706 | 2155086 | Sus | Y | UnknownCause¦Patrolfoundnothing¦¦
23-0090635 | Unknown Cause | Patrol - found nothing |  |  | 2023 | Tier 2 - Extreme | Distribution Circuit | 7 | 10 | 20230710 | 2158959 | Sus | Y | UnknownCause¦Patrolfoundnothing¦¦
23-0092405 | Equipment Failure/Involved | Underground | Transformer (UG) | Leaking | 2023 | Tier 2 - Extreme | Distribution Circuit | 7 | 14 | 20230714 | 2162762 | Sus | Y | EquipmentFailureInvolved¦Underground¦Transformer(UG)¦Leaking
23-0092715 | Equipment Failure/Involved | Overhead | Crossarm, Wood | Broken | 2023 | Tier 2 - Elevated | Distribution Circuit | 7 | 15 | 20230715 | 2163832 | Sus | Y | EquipmentFailureInvolved¦Overhead¦CrossarmWood¦Broken
23-0092759 | Equipment Failure/Involved | Overhead | Transformer (OH) | Failed/Faulted | 2023 | Tier 2 - Extreme | Transformer only | 7 | 16 | 20230716 | 2163955 | Sus | Y | EquipmentFailureInvolved¦Overhead¦Transformer(OH)¦FailedFaulted
23-0094609 | Company Initiated | Coordination failure | Other | Normal | 2023 | Tier 2 - Elevated | Transformer only | 7 | 20 | 20230720 | 2168713 | Sus | Y | CompanyInitiated¦Coordinationfailure¦Other¦Normal
23-0096197 | Vegetation | Tree - fell into line | Conductor, Overhead | Normal | 2023 | Tier 2 - Elevated | Distribution Circuit | 7 | 24 | 20230724 | 2172751 | Sus | Y | Vegetation¦Treefellintoline¦ConductorOverhead¦Normal
23-0097832 | Equipment Failure/Involved | Overhead | Pole-Wood | Broken | 2023 | Tier 2 - Elevated | Transformer only | 7 | 27 | 20230727 | 2175837 | Sus | Y | EquipmentFailureInvolved¦Overhead¦PoleWood¦Broken
23-0098887 | Equipment Failure/Involved | Overhead | Transformer (OH) | Failed/Faulted | 2023 | Tier 2 - Elevated | Transformer only | 7 | 31 | 20230731 | 2178809 | Sus | Y | EquipmentFailureInvolved¦Overhead¦Transformer(OH)¦FailedFaulted
23-0101511 | Unknown Cause | Patrol - not conducted |  |  | 2023 | Tier 2 - Extreme | Distribution Circuit | 8 | 8 | 20230808 | 2185183 | Sus | Y | UnknownCause¦Patrolnotconducted¦¦
23-0104245 | Animal | Squirrel | Pothead(Riser Termination) | Normal | 2023 | Tier 2 - Elevated | Distribution Circuit | 8 | 14 | 20230814 | 2190645 | Sus | Y | Animal¦Squirrel¦Pothead(RiserTermination)¦Normal
23-0105334 | Vegetation | Tree - fell into line | Conductor, Overhead | Normal | 2023 | Tier 2 - Elevated | Distribution Circuit | 8 | 16 | 20230816 | 2193334 | Sus | Y | Vegetation¦Treefellintoline¦ConductorOverhead¦Normal
23-0107315 | Equipment Failure/Involved | Overhead | Crossarm, Wood | Broken | 2023 | Tier 2 - Elevated | Distribution Circuit | 8 | 21 | 20230821 | 2198756 | Sus | Y | EquipmentFailureInvolved¦Overhead¦CrossarmWood¦Broken
23-0108016 | Unknown Cause | Patrol - found nothing |  |  | 2023 | Tier 2 - Elevated | Distribution Circuit | 8 | 23 | 20230823 | 2200093 | Sus | Y | UnknownCause¦Patrolfoundnothing¦¦
23-0109300 | Unknown Cause | Patrol - found nothing |  |  | 2023 | Tier 2 - Elevated | Transformer only | 8 | 25 | 20230825 | 2202460 | Sus | Y | UnknownCause¦Patrolfoundnothing¦¦
23-0112036 | 3rd Party | Vehicle | Pole-Wood | Broken, wire on ground | 2023 | Tier 2 - Elevated | Distribution Circuit | 9 | 2 | 20230902 | 2208295 | Sus | Y | 3rdParty¦Vehicle¦PoleWood¦Brokenwireonground
23-0113681 | Equipment Failure/Involved | Overhead | Fuse | Burned Open | 2023 | Tier 2 - Elevated | Distribution Circuit | 9 | 7 | 20230907 | 2211823 | Sus | Y | EquipmentFailureInvolved¦Overhead¦Fuse¦BurnedOpen
23-0115095 | Equipment Failure/Involved | Electrical Overload | Jumper | Deteriorated | 2023 | Tier 2 - Elevated | Distribution Circuit | 9 | 11 | 20230911 | 2215663 | Sus | Y | EquipmentFailureInvolved¦ElectricalOverload¦Jumper¦Deteriorated
23-0117065 | Equipment Failure/Involved | Overhead | Pole-Wood | Deteriorated | 2023 | Tier 2 - Elevated | Distribution Circuit | 9 | 15 | 20230915 | 2219761 | Sus | Y | EquipmentFailureInvolved¦Overhead¦PoleWood¦Deteriorated
23-0119241 | Equipment Failure/Involved | Overhead | Jumper | Burned Open | 2023 | Tier 2 - Elevated | Distribution Circuit | 9 | 21 | 20230921 | 2223938 | Sus | Y | EquipmentFailureInvolved¦Overhead¦Jumper¦BurnedOpen
23-0121160 | Unknown Cause | Patrol - found nothing |  |  | 2023 | Tier 2 - Elevated | Distribution Circuit | 9 | 26 | 20230926 | 2227860 | Sus | Y | UnknownCause¦Patrolfoundnothing¦¦
23-0123104 | Unknown Cause | Patrol - found nothing |  |  | 2023 | Tier 2 - Elevated | Distribution Circuit | 10 | 1 | 20231001 | 2232158 | Sus | Y | UnknownCause¦Patrolfoundnothing¦¦
23-0124305 | Unknown Cause | Patrol - found nothing |  |  | 2023 | Tier 2 - Elevated | Distribution Circuit | 10 | 4 | 20231004 | 2234416 | Sus | Y | UnknownCause¦Patrolfoundnothing¦¦
23-0127443 | Equipment Failure/Involved | Overhead | Fuse | Normal | 2023 | Tier 2 - Elevated | Distribution Circuit | 10 | 17 | 20231017 | 2245398 | Sus | Y | EquipmentFailureInvolved¦Overhead¦Fuse¦Normal
23-0130993 | Vegetation | Tree - fell into line | Fuse | Burned Open | 2023 | Tier 2 - Elevated | Distribution Circuit | 10 | 22 | 20231022 | 2248715 | Sus | Y | Vegetation¦Treefellintoline¦Fuse¦BurnedOpen
23-0133671 | Unknown Cause | Patrol - found nothing |  |  | 2023 | Tier 2 - Elevated | Distribution Circuit | 10 | 29 | 20231029 | 2254747 | Sus | Y | UnknownCause¦Patrolfoundnothing¦¦
23-0135266 | Company Initiated | Personnel, company | Conductor, Overhead | Normal | 2023 | Tier 2 - Elevated | Distribution Circuit | 11 | 2 | 20231102 | 2258445 | Sus | Y | CompanyInitiated¦Personnelcompany¦ConductorOverhead¦Normal
23-0135560 | Animal | Squirrel | Conductor, Overhead | Broken | 2023 | Tier 2 - Elevated | Distribution Circuit | 11 | 3 | 20231103 | 2258992 | Sus | Y | Animal¦Squirrel¦ConductorOverhead¦Broken
23-0135834 | Company Initiated | Improper Construction | Conductor, Overhead | Burned/flashed | 2023 | Tier 2 - Elevated | Distribution Circuit | 11 | 3 | 20231103 | 2259615 | Sus | Y | CompanyInitiated¦ImproperConstruction¦ConductorOverhead¦Burnedflashed
23-0138059 | Animal | Squirrel | Conductor, Overhead | Normal | 2023 | Tier 2 - Elevated | Distribution Circuit | 11 | 11 | 20231111 | 2266654 | Sus | Y | Animal¦Squirrel¦ConductorOverhead¦Normal
23-0138092 | Unknown Cause | Patrol - found nothing |  |  | 2023 | Tier 2 - Elevated | Distribution Circuit | 11 | 11 | 20231111 | 2266679 | Sus | Y | UnknownCause¦Patrolfoundnothing¦¦
23-0139053 | Unknown Cause | Patrol - found nothing |  |  | 2023 | Tier 2 - Elevated | Distribution Circuit | 11 | 14 | 20231114 | 2269264 | Sus | Y | UnknownCause¦Patrolfoundnothing¦¦
23-0142617 | Unknown Cause | Patrol - found nothing |  |  | 2023 | Tier 2 - Extreme | Distribution Circuit | 11 | 24 | 20231124 | 2276411 | Sus | Y | UnknownCause¦Patrolfoundnothing¦¦
23-0142950 | Animal | Bird found | Conductor, Overhead | Normal | 2023 | Tier 2 - Extreme | Distribution Circuit | 11 | 26 | 20231126 | 2277520 | Sus | Y | Animal¦Birdfound¦ConductorOverhead¦Normal
23-0144870 | Vegetation | Tree - branch fell on line | Conductor, Overhead | Normal | 2023 | Tier 2 - Elevated | Distribution Circuit | 12 | 1 | 20231201 | 2281907 | Sus | N | Vegetation¦Treebranchfellonline¦ConductorOverhead¦Normal
23-0147772 | Equipment Failure/Involved | Overhead | Conductor, Overhead | Broken, wire on ground | 2023 | Tier 2 - Elevated | Transformer only | 12 | 18 | 20231218 | 2294285 | Sus | N | EquipmentFailureInvolved¦Overhead¦ConductorOverhead¦Brokenwireonground
23-0147973 | Equipment Failure/Involved | Overhead | Fuse | Failed/Faulted | 2023 | Tier 2 - Elevated | Transformer only | 12 | 18 | 20231218 | 2295023 | Sus | N | EquipmentFailureInvolved¦Overhead¦Fuse¦FailedFaulted
23-0148059 | Vegetation | Tree - bark fell into line | Conductor, Overhead | Normal | 2023 | Tier 2 - Elevated | Distribution Circuit | 12 | 19 | 20231219 | 2295302 | Sus | N | Vegetation¦Treebarkfellintoline¦ConductorOverhead¦Normal
23-0148203 | Equipment Failure/Involved | Overhead | Fuse | Burned Open | 2023 | Tier 2 - Elevated | Transformer only | 12 | 20 | 20231220 | 2296179 | Sus | N | EquipmentFailureInvolved¦Overhead¦Fuse¦BurnedOpen
23-0148399 | Company Initiated | Construction Activity/equip, company | Capacitor | Broken | 2023 | Tier 2 - Extreme | Distribution Circuit | 12 | 20 | 20231220 | 2297201 | Sus | N | CompanyInitiated¦ConstructionActivityequipcompany¦Capacitor¦Broken
23-0148446 | Vegetation | Tree - cutting, PG&E contractor | Conductor, Overhead | Normal | 2023 | Tier 2 - Elevated | Distribution Circuit | 12 | 21 | 20231221 | 2297478 | Sus | N | Vegetation¦TreecuttingPG&Econtractor¦ConductorOverhead¦Normal
23-0004650 | 3rd Party | Other | Fuse | Failed/Faulted | 2023 | Tier 2 - Elevated | Distribution Circuit | 1 | 2 | 20230102 | 1909495 | Sus | N | 3rdParty¦Other¦Fuse¦FailedFaulted
23-0005739 | Unknown Cause | Patrol - found nothing |  |  | 2023 | Tier 2 - Elevated | Distribution Circuit | 1 | 4 | 20230104 | 1913181 | Sus | N | UnknownCause¦Patrolfoundnothing¦¦
23-0007006 | Unknown Cause | Patrol - found nothing |  |  | 2023 | Tier 2 - Elevated | Distribution Circuit | 1 | 5 | 20230105 | 1920613 | Sus | N | UnknownCause¦Patrolfoundnothing¦¦
23-0010190 | Equipment Failure/Involved | Overhead | Transformer (OH) | Failed/Faulted | 2023 | Tier 2 - Elevated | Transformer only | 1 | 8 | 20230108 | 1933619 | Sus | N | EquipmentFailureInvolved¦Overhead¦Transformer(OH)¦FailedFaulted
23-0010924 | Unknown Cause | Patrol - found nothing |  |  | 2023 | Tier 2 - Elevated | Distribution Circuit | 1 | 9 | 20230109 | 1936189 | Sus | N | UnknownCause¦Patrolfoundnothing¦¦
23-0010866 | Vegetation | Tree - fell into line | Crossarm, Wood | Broken, wire on ground | 2023 | Tier 2 - Elevated | Distribution Circuit | 1 | 9 | 20230109 | 1936604 | Sus | N | Vegetation¦Treefellintoline¦CrossarmWood¦Brokenwireonground
23-0011085 | Unknown Cause | Patrol - found nothing |  |  | 2023 | Tier 2 - Elevated | Distribution Circuit | 1 | 9 | 20230109 | 1937662 | Sus | N | UnknownCause¦Patrolfoundnothing¦¦
23-0011583 | Unknown Cause | Patrol - found nothing |  |  | 2023 | Tier 2 - Elevated | Distribution Circuit | 1 | 9 | 20230109 | 1937519 | Sus | N | UnknownCause¦Patrolfoundnothing¦¦
23-0011609 | Unknown Cause | Patrol - found nothing |  |  | 2023 | Tier 2 - Elevated | Transformer only | 1 | 9 | 20230109 | 1937105 | Sus | N | UnknownCause¦Patrolfoundnothing¦¦
23-0011546 | Vegetation | Tree - branch fell on line | Conductor, Overhead | Together | 2023 | Tier 2 - Elevated | Distribution Circuit | 1 | 9 | 20230109 | 1937859 | Sus | N | Vegetation¦Treebranchfellonline¦ConductorOverhead¦Together
23-0012434 | Unknown Cause | Patrol - not conducted |  |  | 2023 | Tier 2 - Elevated | Distribution Circuit | 1 | 10 | 20230110 | 1945064 | Sus | N | UnknownCause¦Patrolnotconducted¦¦
23-0012336 | Unknown Cause | Patrol - not conducted |  |  | 2023 | Tier 2 - Elevated | Distribution Circuit | 1 | 10 | 20230110 | 1942894 | Sus | N | UnknownCause¦Patrolnotconducted¦¦
23-0013136 | Equipment Failure/Involved | Overhead | Fuse | Failed/Faulted | 2023 | Tier 2 - Elevated | Transformer only | 1 | 10 | 20230110 | 1943522 | Sus | N | EquipmentFailureInvolved¦Overhead¦Fuse¦FailedFaulted
23-0013861 | Equipment Failure/Involved | Overhead | Conductor, Overhead | Annealed | 2023 | Tier 2 - Elevated | Distribution Circuit | 1 | 11 | 20230111 | 1948655 | Sus | N | EquipmentFailureInvolved¦Overhead¦ConductorOverhead¦Annealed
23-0014783 | Vegetation | Tree - fell into line | Conductor, Overhead | Normal | 2023 | Tier 2 - Extreme | Distribution Circuit | 1 | 12 | 20230112 | 1950862 | Sus | N | Vegetation¦Treefellintoline¦ConductorOverhead¦Normal
23-0010866 | Company Initiated | Return Circuit Normal | Conductor, Overhead | Normal | 2023 | Tier 2 - Elevated | Distribution Circuit | 1 | 13 | 20230113 | 1951819 | Sus | N | CompanyInitiated¦ReturnCircuitNormal¦ConductorOverhead¦Normal
23-0016397 | Unknown Cause | Patrol - not conducted |  |  | 2023 | Tier 2 - Elevated | Distribution Circuit | 1 | 14 | 20230114 | 1955155 | Sus | N | UnknownCause¦Patrolnotconducted¦¦
23-0016770 | Unknown Cause | Patrol - found nothing |  |  | 2023 | Tier 2 - Elevated | Transformer only | 1 | 15 | 20230115 | 1956083 | Sus | N | UnknownCause¦Patrolfoundnothing¦¦
23-0017101 | Vegetation | Tree - branch fell on line | Conductor, Overhead | Normal | 2023 | Tier 2 - Elevated | Distribution Circuit | 1 | 16 | 20230116 | 1957055 | Sus | N | Vegetation¦Treebranchfellonline¦ConductorOverhead¦Normal
23-0017011 | Equipment Failure/Involved | Overhead | Fuse | Failed/Faulted | 2023 | Tier 2 - Elevated | Transformer only | 1 | 16 | 20230116 | 1957086 | Sus | N | EquipmentFailureInvolved¦Overhead¦Fuse¦FailedFaulted
23-0017068 | Equipment Failure/Involved | Overhead | Pole-Wood | Broken, wire on ground | 2023 | Tier 2 - Elevated | Distribution Circuit | 1 | 16 | 20230116 | 1957161 | Sus | N | EquipmentFailureInvolved¦Overhead¦PoleWood¦Brokenwireonground
23-0018509 | Equipment Failure/Involved | Overhead | Conductor, Overhead | Broken, wire on ground | 2023 | Tier 2 - Elevated | Distribution Circuit | 1 | 18 | 20230118 | 1961192 | Sus | N | EquipmentFailureInvolved¦Overhead¦ConductorOverhead¦Brokenwireonground
23-0019977 | 3rd Party | Vehicle | Pole-Wood | Broken | 2023 | Tier 2 - Elevated | Transformer only | 1 | 22 | 20230122 | 1965088 | Sus | N | 3rdParty¦Vehicle¦PoleWood¦Broken
23-0020079 | Equipment Failure/Involved | Overhead | Transformer (OH) | Failed/Faulted | 2023 | Tier 2 - Elevated | Transformer only | 1 | 23 | 20230123 | 1965537 | Sus | N | EquipmentFailureInvolved¦Overhead¦Transformer(OH)¦FailedFaulted
23-0022002 | Equipment Failure/Involved | Overhead | Pole-Wood | Broken | 2023 | Tier 2 - Elevated | Distribution Circuit | 1 | 26 | 20230126 | 1969120 | Sus | N | EquipmentFailureInvolved¦Overhead¦PoleWood¦Broken
23-0022546 | Company Initiated | Personnel, company | Service conductor | Broken | 2023 | Tier 2 - Elevated | Transformer only | 1 | 27 | 20230127 | 1969995 | Sus | N | CompanyInitiated¦Personnelcompany¦Serviceconductor¦Broken
23-0026281 | Equipment Failure/Involved | Overhead | Transformer (OH) | Failed/Faulted | 2023 | Tier 2 - Elevated | Transformer only | 2 | 7 | 20230207 | 1979292 | Sus | N | EquipmentFailureInvolved¦Overhead¦Transformer(OH)¦FailedFaulted
23-0026414 | 3rd Party | Vehicle | Pole-Wood | Broken | 2023 | Tier 2 - Elevated | Distribution Circuit | 2 | 7 | 20230207 | 1979512 | Sus | N | 3rdParty¦Vehicle¦PoleWood¦Broken
23-0027805 | Unknown Cause | Patrol - found nothing |  |  | 2023 | Tier 2 - Elevated | Distribution Circuit | 2 | 11 | 20230211 | 1982214 | Sus | N | UnknownCause¦Patrolfoundnothing¦¦
23-0030332 | Company Initiated | Return Circuit Normal | Other | Normal | 2023 | Tier 2 - Elevated | Distribution Circuit | 2 | 17 | 20230217 | 1987943 | Sus | N | CompanyInitiated¦ReturnCircuitNormal¦Other¦Normal
23-0030594 | Unknown Cause | Patrol - found nothing |  |  | 2023 | Tier 2 - Elevated | Distribution Circuit | 2 | 19 | 20230219 | 1989120 | Sus | N | UnknownCause¦Patrolfoundnothing¦¦
23-0030859 | Equipment Failure/Involved | Overhead | Pole-Wood | Broken | 2023 | Tier 2 - Elevated | Distribution Circuit | 2 | 21 | 20230221 | 1989978 | Sus | N | EquipmentFailureInvolved¦Overhead¦PoleWood¦Broken
23-0031570 | Unknown Cause | Patrol - found nothing |  |  | 2023 | Tier 2 - Elevated | Distribution Circuit | 2 | 21 | 20230221 | 1993185 | Sus | N | UnknownCause¦Patrolfoundnothing¦¦
23-0033838 | Equipment Failure/Involved | Overhead | Conductor, Overhead | Normal | 2023 | Tier 2 - Elevated | Distribution Circuit | 2 | 24 | 20230224 | 2003622 | Sus | N | EquipmentFailureInvolved¦Overhead¦ConductorOverhead¦Normal
23-0034521 | Environmental/External | Ice or snow | Pole-Wood | Broken, wire on ground | 2023 | Tier 2 - Elevated | Distribution Circuit | 2 | 24 | 20230224 | 2007220 | Sus | N | EnvironmentalExternal¦Iceorsnow¦PoleWood¦Brokenwireonground
23-0035155 | Environmental/External | Ice or snow | Conductor, Overhead | Broken, wire on ground | 2023 | Tier 2 - Elevated | Distribution Circuit | 2 | 25 | 20230225 | 2007461 | Sus | N | EnvironmentalExternal¦Iceorsnow¦ConductorOverhead¦Brokenwireonground
23-0035280 | Environmental/External | Ice or snow | Conductor, Overhead | Broken, wire on ground | 2023 | Tier 2 - Elevated | Distribution Circuit | 2 | 25 | 20230225 | 2008658 | Sus | N | EnvironmentalExternal¦Iceorsnow¦ConductorOverhead¦Brokenwireonground
23-0035260 | Unknown Cause | Patrol - found nothing | Fuse | Failed/Faulted | 2023 | Tier 2 - Extreme | Distribution Circuit | 2 | 25 | 20230225 | 2007917 | Sus | N | UnknownCause¦Patrolfoundnothing¦Fuse¦FailedFaulted
23-0035059 | Equipment Failure/Involved | Overhead | Crossarm, Wood | Deteriorated | 2023 | Tier 2 - Elevated | Distribution Circuit | 2 | 25 | 20230225 | 2007839 | Sus | N | EquipmentFailureInvolved¦Overhead¦CrossarmWood¦Deteriorated
23-0035656 | Equipment Failure/Involved | Overhead | Crossarm, Wood | Broken | 2023 | Tier 2 - Elevated | Distribution Circuit | 2 | 26 | 20230226 | 2009936 | Sus | N | EquipmentFailureInvolved¦Overhead¦CrossarmWood¦Broken
23-0036061 | Unknown Cause | Patrol - not conducted |  |  | 2023 | Tier 2 - Elevated | Distribution Circuit | 2 | 27 | 20230227 | 2011172 | Sus | N | UnknownCause¦Patrolnotconducted¦¦
23-0036763 | Unknown Cause | Patrol - found nothing |  |  | 2023 | Tier 2 - Elevated | Distribution Circuit | 2 | 27 | 20230227 | 2013027 | Sus | N | UnknownCause¦Patrolfoundnothing¦¦
23-0037207 | Vegetation | Tree - fell into line | Secondary | Broken | 2023 | Tier 2 - Elevated | Transformer only | 2 | 28 | 20230228 | 2014754 | Sus | N | Vegetation¦Treefellintoline¦Secondary¦Broken
23-0038157 | Unknown Cause | Patrol - not conducted |  |  | 2023 | Tier 2 - Elevated | Distribution Circuit | 3 | 1 | 20230301 | 2017393 | Sus | N | UnknownCause¦Patrolnotconducted¦¦
23-0039663 | Vegetation | Tree - branch fell on line | Conductor, Overhead | Normal | 2023 | Tier 2 - Elevated | Distribution Circuit | 3 | 3 | 20230303 | 2021438 | Sus | N | Vegetation¦Treebranchfellonline¦ConductorOverhead¦Normal
23-0040446 | Unknown Cause | Patrol - found nothing |  |  | 2023 | Tier 2 - Elevated | Distribution Circuit | 3 | 5 | 20230305 | 2023934 | Sus | N | UnknownCause¦Patrolfoundnothing¦¦
23-0040454 | Vegetation | Tree - branch fell on line | Conductor, Overhead | Broken, wire on ground | 2023 | Tier 2 - Elevated | Distribution Circuit | 3 | 5 | 20230305 | 2024118 | Sus | N | Vegetation¦Treebranchfellonline¦ConductorOverhead¦Brokenwireonground
23-0040599 | Animal | Bird found | Fuse | Normal | 2023 | Tier 2 - Elevated | Transformer only | 3 | 5 | 20230305 | 2024231 | Sus | N | Animal¦Birdfound¦Fuse¦Normal
23-0042305 | 3rd Party | Customer Equipment | Customer Equipment | Broken | 2023 | Tier 2 - Elevated | Transformer only | 3 | 9 | 20230309 | 2027276 | Sus | N | 3rdParty¦CustomerEquipment¦CustomerEquipment¦Broken
23-0043390 | Equipment Failure/Involved | Underground | Secondary | Burned/flashed | 2023 | Tier 2 - Elevated | Transformer only | 3 | 11 | 20230311 | 2031885 | Sus | N | EquipmentFailureInvolved¦Underground¦Secondary¦Burnedflashed
23-0043661 | 3rd Party | Other | Secondary | Burned/flashed | 2023 | Tier 2 - Elevated | Transformer only | 3 | 11 | 20230311 | 2032814 | Sus | N | 3rdParty¦Other¦Secondary¦Burnedflashed
23-0044810 | Equipment Failure/Involved | Overhead | Pole-Wood | Broken, wire on ground | 2023 | Tier 2 - Elevated | Distribution Circuit | 3 | 14 | 20230314 | 2036982 | Sus | N | EquipmentFailureInvolved¦Overhead¦PoleWood¦Brokenwireonground
23-0047269 | 3rd Party | Vehicle | Pole-Wood | Broken, wire on ground | 2023 | Tier 2 - Elevated | Distribution Circuit | 3 | 16 | 20230316 | 2049329 | Sus | N | 3rdParty¦Vehicle¦PoleWood¦Brokenwireonground
23-0048322 | Unknown Cause | Patrol - not conducted |  |  | 2023 | Tier 2 - Extreme | Distribution Circuit | 3 | 18 | 20230318 | 2051252 | Sus | N | UnknownCause¦Patrolnotconducted¦¦
23-0048764 | Unknown Cause | Patrol - not conducted |  |  | 2023 | Tier 2 - Extreme | Distribution Circuit | 3 | 20 | 20230320 | 2052909 | Sus | N | UnknownCause¦Patrolnotconducted¦¦
23-0050114 | Unknown Cause | Patrol - found nothing |  |  | 2023 | Tier 2 - Elevated | Distribution Circuit | 3 | 21 | 20230321 | 2058300 | Sus | N | UnknownCause¦Patrolfoundnothing¦¦
23-0050792 | Equipment Failure/Involved | Overhead | Transformer (OH) | Failed/Faulted | 2023 | Tier 2 - Elevated | Transformer only | 3 | 22 | 20230322 | 2061567 | Sus | N | EquipmentFailureInvolved¦Overhead¦Transformer(OH)¦FailedFaulted
23-0050611 | Unknown Cause | Patrol - found nothing |  |  | 2023 | Tier 2 - Elevated | Distribution Circuit | 3 | 22 | 20230322 | 2062269 | Sus | N | UnknownCause¦Patrolfoundnothing¦¦
23-0051300 | Equipment Failure/Involved | Overhead | Pole-Wood | Broken | 2023 | Tier 2 - Extreme | Distribution Circuit | 3 | 23 | 20230323 | 2064450 | Sus | N | EquipmentFailureInvolved¦Overhead¦PoleWood¦Broken
23-0051658 | Unknown Cause | Patrol - found nothing |  |  | 2023 | Tier 2 - Elevated | Distribution Circuit | 3 | 23 | 20230323 | 2065386 | Sus | N | UnknownCause¦Patrolfoundnothing¦¦
23-0053906 | Equipment Failure/Involved | Underground | Service conductor | Broken | 2023 | Tier 2 - Elevated | Transformer only | 3 | 28 | 20230328 | 2071060 | Sus | N | EquipmentFailureInvolved¦Underground¦Serviceconductor¦Broken
23-0054279 | Unknown Cause | Patrol - found nothing |  |  | 2023 | Tier 2 - Elevated | Distribution Circuit | 3 | 29 | 20230329 | 2072322 | Sus | N | UnknownCause¦Patrolfoundnothing¦¦
23-0054630 | Unknown Cause | Patrol - found nothing |  |  | 2023 | Tier 2 - Elevated | Distribution Circuit | 3 | 29 | 20230329 | 2072821 | Sus | N | UnknownCause¦Patrolfoundnothing¦¦
23-0059838 | Equipment Failure/Involved | Overhead | Transformer (OH) | Failed/Faulted | 2023 | Tier 2 - Elevated | Transformer only | 4 | 11 | 20230411 | 2086021 | Sus | N | EquipmentFailureInvolved¦Overhead¦Transformer(OH)¦FailedFaulted
23-0060072 | Equipment Failure/Involved | Overhead | Pole-Wood | Normal | 2023 | Tier 2 - Elevated | Transformer only | 4 | 12 | 20230412 | 2086577 | Sus | N | EquipmentFailureInvolved¦Overhead¦PoleWood¦Normal
23-0060343 | Equipment Failure/Involved | Overhead | Conductor, Overhead | Deteriorated | 2023 | Tier 2 - Elevated | Distribution Circuit | 4 | 12 | 20230412 | 2086963 | Sus | N | EquipmentFailureInvolved¦Overhead¦ConductorOverhead¦Deteriorated
23-0061740 | Vegetation | Tree - fell into line | Conductor, Overhead | Normal | 2023 | Tier 2 - Elevated | Distribution Circuit | 4 | 17 | 20230417 | 2090641 | Sus | N | Vegetation¦Treefellintoline¦ConductorOverhead¦Normal
23-0063621 | Animal | Other | Fuse | Failed/Faulted | 2023 | Tier 2 - Elevated | Transformer only | 4 | 21 | 20230421 | 2094053 | Sus | N | Animal¦Other¦Fuse¦FailedFaulted
23-0066529 | Equipment Failure/Involved | Overhead | Transformer (OH) | Failed/Faulted | 2023 | Tier 2 - Elevated | Transformer only | 5 | 1 | 20230501 | 2101092 | Sus | Y | EquipmentFailureInvolved¦Overhead¦Transformer(OH)¦FailedFaulted
23-0068469 | Equipment Failure/Involved | Overhead | Jumper | Broken | 2023 | Tier 2 - Elevated | Transformer only | 5 | 4 | 20230504 | 2105044 | Sus | Y | EquipmentFailureInvolved¦Overhead¦Jumper¦Broken
23-0069511 | Equipment Failure/Involved | Overhead | Crossarm, Wood | Broken | 2023 | Tier 2 - Elevated | Transformer only | 5 | 8 | 20230508 | 2107215 | Sus | Y | EquipmentFailureInvolved¦Overhead¦CrossarmWood¦Broken
23-0070312 | Equipment Failure/Involved | Overhead | Crossarm, Wood | Broken | 2023 | Tier 2 - Elevated | Distribution Circuit | 5 | 10 | 20230510 | 2109207 | Sus | Y | EquipmentFailureInvolved¦Overhead¦CrossarmWood¦Broken
23-0071477 | Equipment Failure/Involved | Overhead | Transformer (OH) | Failed/Faulted | 2023 | Tier 2 - Elevated | Distribution Circuit | 5 | 12 | 20230512 | 2111413 | Sus | Y | EquipmentFailureInvolved¦Overhead¦Transformer(OH)¦FailedFaulted
23-0059174 | Equipment Failure/Involved | Overhead | Generator | Malfunctioning | 2023 | Tier 2 - Elevated | Distribution Circuit | 5 | 14 | 20230514 | 2112336 | Sus | Y | EquipmentFailureInvolved¦Overhead¦Generator¦Malfunctioning
23-0072164 | Unknown Cause | Patrol - found nothing |  |  | 2023 | Tier 2 - Elevated | Distribution Circuit | 5 | 16 | 20230516 | 2113786 | Sus | Y | UnknownCause¦Patrolfoundnothing¦¦
23-0073179 | Vegetation | Tree - fell into line | Transformer (OH) | Broken, wire on ground | 2023 | Tier 2 - Elevated | Transformer only | 5 | 18 | 20230518 | 2116215 | Sus | Y | Vegetation¦Treefellintoline¦Transformer(OH)¦Brokenwireonground
23-0073182 | Vegetation | Tree - fell into line | Transformer (OH) | Broken, wire on ground | 2023 | Tier 2 - Elevated | Transformer only | 5 | 18 | 20230518 | 2116219 | Sus | Y | Vegetation¦Treefellintoline¦Transformer(OH)¦Brokenwireonground
23-0073659 | Unknown Cause | Patrol - found nothing |  |  | 2023 | Tier 2 - Elevated | Distribution Circuit | 5 | 19 | 20230519 | 2116949 | Sus | Y | UnknownCause¦Patrolfoundnothing¦¦
23-0073932 | Equipment Failure/Involved | Overhead | Transformer (OH) | Failed/Faulted | 2023 | Tier 2 - Elevated | Distribution Circuit | 5 | 20 | 20230520 | 2117833 | Sus | Y | EquipmentFailureInvolved¦Overhead¦Transformer(OH)¦FailedFaulted
23-0073986 | Equipment Failure/Involved | Overhead | Transformer (OH) | Failed/Faulted | 2023 | Tier 2 - Elevated | Transformer only | 5 | 21 | 20230521 | 2117987 | Sus | Y | EquipmentFailureInvolved¦Overhead¦Transformer(OH)¦FailedFaulted
23-0074011 | Unknown Cause | Patrol - found nothing |  |  | 2023 | Tier 2 - Elevated | Distribution Circuit | 5 | 21 | 20230521 | 2118148 | Sus | Y | UnknownCause¦Patrolfoundnothing¦¦
23-0074493 | Company Initiated | Coordination failure | Recloser | Normal | 2023 | Tier 2 - Elevated | Distribution Circuit | 5 | 23 | 20230523 | 2119362 | Sus | Y | CompanyInitiated¦Coordinationfailure¦Recloser¦Normal
23-0074745 | Company Initiated | Coordination failure | Conductor, Overhead | Normal | 2023 | Tier 2 - Elevated | Distribution Circuit | 5 | 23 | 20230523 | 2119835 | Sus | Y | CompanyInitiated¦Coordinationfailure¦ConductorOverhead¦Normal
23-0077091 | Vegetation | Tree - branch fell on line | Bushing | Broken | 2023 | Tier 2 - Elevated | Distribution Circuit | 5 | 31 | 20230531 | 2124482 | Sus | Y | Vegetation¦Treebranchfellonline¦Bushing¦Broken
23-0078714 | 3rd Party | Other | Conductor, Overhead | Normal | 2023 | Tier 2 - Elevated | Distribution Circuit | 6 | 4 | 20230604 | 2128423 | Sus | Y | 3rdParty¦Other¦ConductorOverhead¦Normal
23-0078800 | Unknown Cause | Patrol - found nothing |  |  | 2023 | Tier 2 - Elevated | Distribution Circuit | 6 | 5 | 20230605 | 2128878 | Sus | Y | UnknownCause¦Patrolfoundnothing¦¦
23-0079219 | Vegetation | Tree - fell into line | Bushing | Broken | 2023 | Tier 2 - Elevated | Distribution Circuit | 6 | 6 | 20230606 | 2130217 | Sus | Y | Vegetation¦Treefellintoline¦Bushing¦Broken
23-0079523 | Equipment Failure/Involved | Overhead | Transformer (OH) | Failed/Faulted | 2023 | Tier 2 - Extreme | Transformer only | 6 | 6 | 20230606 | 2131077 | Sus | Y | EquipmentFailureInvolved¦Overhead¦Transformer(OH)¦FailedFaulted
23-0081184 | Unknown Cause | Patrol - found nothing |  |  | 2023 | Tier 2 - Elevated | Distribution Circuit | 6 | 10 | 20230610 | 2134397 | Sus | Y | UnknownCause¦Patrolfoundnothing¦¦
23-0081798 | Equipment Failure/Involved | Overhead | Connector or Splice (OH) | Broken | 2023 | Tier 2 - Elevated | Distribution Circuit | 6 | 13 | 20230613 | 2135896 | Sus | Y | EquipmentFailureInvolved¦Overhead¦ConnectororSplice(OH)¦Broken
23-0082916 | Equipment Failure/Involved | Underground | Secondary | Broken | 2023 | Tier 2 - Extreme | Distribution Circuit | 6 | 15 | 20230615 | 2137969 | Sus | Y | EquipmentFailureInvolved¦Underground¦Secondary¦Broken
23-0085425 | Unknown Cause | Patrol - found nothing |  |  | 2023 | Tier 2 - Elevated | Distribution Circuit | 6 | 25 | 20230625 | 2145237 | Sus | Y | UnknownCause¦Patrolfoundnothing¦¦
23-0087031 | Equipment Failure/Involved | Underground | Conductor, Underground | Broken | 2023 | Tier 2 - Elevated | Distribution Circuit | 6 | 29 | 20230629 | 2148817 | Sus | Y | EquipmentFailureInvolved¦Underground¦ConductorUnderground¦Broken
23-0088697 | Unknown Cause | Patrol - found nothing |  |  | 2023 | Tier 2 - Elevated | Distribution Circuit | 7 | 3 | 20230703 | 2153856 | Sus | Y | UnknownCause¦Patrolfoundnothing¦¦
23-0089112 | Equipment Failure/Involved | Overhead | Pole-Wood | Broken | 2023 | Tier 2 - Elevated | Distribution Circuit | 7 | 5 | 20230705 | 2154810 | Sus | Y | EquipmentFailureInvolved¦Overhead¦PoleWood¦Broken
23-0090026 | Equipment Failure/Involved | Overhead | Pole-Wood | Broken | 2023 | Tier 2 - Elevated | Distribution Circuit | 7 | 8 | 20230708 | 2156890 | Sus | Y | EquipmentFailureInvolved¦Overhead¦PoleWood¦Broken
23-0091333 | Equipment Failure/Involved | Underground | Conductor, Underground | Broken | 2023 | Tier 2 - Elevated | Distribution Circuit | 7 | 12 | 20230712 | 2160854 | Sus | Y | EquipmentFailureInvolved¦Underground¦ConductorUnderground¦Broken
23-0092284 | Equipment Failure/Involved | Overhead | Pole-Wood | Broken | 2023 | Tier 2 - Elevated | Distribution Circuit | 7 | 14 | 20230714 | 2162519 | Sus | Y | EquipmentFailureInvolved¦Overhead¦PoleWood¦Broken
23-0092764 | Animal | Bird found | Fuse | Failed/Faulted | 2023 | Tier 2 - Elevated | Distribution Circuit | 7 | 16 | 20230716 | 2164012 | Sus | Y | Animal¦Birdfound¦Fuse¦FailedFaulted
23-0092842 | Animal | Bird found | Fuse | Failed/Faulted | 2023 | Tier 2 - Elevated | Transformer only | 7 | 16 | 20230716 | 2164344 | Sus | Y | Animal¦Birdfound¦Fuse¦FailedFaulted
23-0093875 | Equipment Failure/Involved | Overhead | Pole-Wood | Deteriorated | 2023 | Tier 2 - Elevated | Distribution Circuit | 7 | 18 | 20230718 | 2166851 | Sus | Y | EquipmentFailureInvolved¦Overhead¦PoleWood¦Deteriorated
23-0094313 | Equipment Failure/Involved | Overhead | Other | Deteriorated | 2023 | Tier 2 - Elevated | Distribution Circuit | 7 | 19 | 20230719 | 2168323 | Sus | Y | EquipmentFailureInvolved¦Overhead¦Other¦Deteriorated
23-0094421 | Equipment Failure/Involved | Overhead | Pole-Wood | Broken | 2023 | Tier 2 - Elevated | Distribution Circuit | 7 | 19 | 20230719 | 2168515 | Sus | Y | EquipmentFailureInvolved¦Overhead¦PoleWood¦Broken
23-0095007 | Equipment Failure/Involved | Underground | Conductor, Underground | Broken | 2023 | Tier 2 - Elevated | Distribution Circuit | 7 | 21 | 20230721 | 2169522 | Sus | Y | EquipmentFailureInvolved¦Underground¦ConductorUnderground¦Broken
23-0095734 | Equipment Failure/Involved | Overhead | Pole-Wood | Broken | 2023 | Tier 2 - Elevated | Distribution Circuit | 7 | 23 | 20230723 | 2171913 | Sus | Y | EquipmentFailureInvolved¦Overhead¦PoleWood¦Broken
23-0096817 | Unknown Cause | Patrol - found nothing |  |  | 2023 | Tier 2 - Elevated | Distribution Circuit | 7 | 26 | 20230726 | 2173958 | Sus | Y | UnknownCause¦Patrolfoundnothing¦¦
23-0096824 | Equipment Failure/Involved | Underground | Conductor, Underground | Broken | 2023 | Tier 2 - Elevated | Distribution Circuit | 7 | 26 | 20230726 | 2173986 | Sus | Y | EquipmentFailureInvolved¦Underground¦ConductorUnderground¦Broken
23-0097171 | Equipment Failure/Involved | Overhead | Transformer (OH) | Leaking | 2023 | Tier 2 - Elevated | Transformer only | 7 | 26 | 20230726 | 2174620 | Sus | Y | EquipmentFailureInvolved¦Overhead¦Transformer(OH)¦Leaking
23-0097802 | Equipment Failure/Involved | Overhead | Fuse | Failed/Faulted | 2023 | Tier 2 - Elevated | Transformer only | 7 | 27 | 20230727 | 2175613 | Sus | Y | EquipmentFailureInvolved¦Overhead¦Fuse¦FailedFaulted
23-0098211 | Equipment Failure/Involved | Overhead | Pole-Wood | Deteriorated | 2023 | Tier 2 - Elevated | Distribution Circuit | 7 | 28 | 20230728 | 2176653 | Sus | Y | EquipmentFailureInvolved¦Overhead¦PoleWood¦Deteriorated
23-0098411 | Unknown Cause | Patrol - found nothing |  |  | 2023 | Tier 2 - Elevated | Distribution Circuit | 7 | 29 | 20230729 | 2177471 | Sus | Y | UnknownCause¦Patrolfoundnothing¦¦
23-0098460 | Equipment Failure/Involved | Overhead | Fuse | Failed/Faulted | 2023 | Tier 2 - Elevated | Transformer only | 7 | 30 | 20230730 | 2177674 | Sus | Y | EquipmentFailureInvolved¦Overhead¦Fuse¦FailedFaulted
23-0098923 | Vegetation | Tree - branch fell on line | Conductor, Overhead | Broken | 2023 | Tier 2 - Elevated | Transformer only | 8 | 1 | 20230801 | 2179053 | Sus | Y | Vegetation¦Treebranchfellonline¦ConductorOverhead¦Broken
23-0099419 | Unknown Cause | Patrol - found nothing |  |  | 2023 | Tier 2 - Elevated | Distribution Circuit | 8 | 2 | 20230802 | 2180157 | Sus | Y | UnknownCause¦Patrolfoundnothing¦¦
23-0099498 | Equipment Failure/Involved | Overhead | Fuse | Broken | 2023 | Tier 2 - Elevated | Transformer only | 8 | 2 | 20230802 | 2180329 | Sus | Y | EquipmentFailureInvolved¦Overhead¦Fuse¦Broken
23-0100043 | Unknown Cause | Patrol - found nothing |  |  | 2023 | Tier 2 - Elevated | Distribution Circuit | 8 | 3 | 20230803 | 2181471 | Sus | Y | UnknownCause¦Patrolfoundnothing¦¦
23-0100655 | Equipment Failure/Involved | Overhead | Conductor, Overhead | Normal | 2023 | Tier 2 - Elevated | Distribution Circuit | 8 | 4 | 20230804 | 2182472 | Sus | Y | EquipmentFailureInvolved¦Overhead¦ConductorOverhead¦Normal
23-0100911 | Equipment Failure/Involved | Overhead | Pole-Wood | Broken | 2023 | Tier 2 - Elevated | Distribution Circuit | 8 | 5 | 20230805 | 2183077 | Sus | Y | EquipmentFailureInvolved¦Overhead¦PoleWood¦Broken
23-0101459 | Equipment Failure/Involved | Overhead | Pole-Wood | Deteriorated | 2023 | Tier 2 - Elevated | Distribution Circuit | 8 | 7 | 20230807 | 2185073 | Sus | Y | EquipmentFailureInvolved¦Overhead¦PoleWood¦Deteriorated
23-0101492 | Equipment Failure/Involved | Overhead | Pole-Wood | Deteriorated | 2023 | Tier 2 - Elevated | Distribution Circuit | 8 | 7 | 20230807 | 2185132 | Sus | Y | EquipmentFailureInvolved¦Overhead¦PoleWood¦Deteriorated
23-0101863 | Equipment Failure/Involved | Overhead | Transformer (OH) | Failed/Faulted | 2023 | Tier 2 - Elevated | Transformer only | 8 | 8 | 20230808 | 2185722 | Sus | Y | EquipmentFailureInvolved¦Overhead¦Transformer(OH)¦FailedFaulted
23-0103352 | Equipment Failure/Involved | Overhead | Other | Deteriorated | 2023 | Tier 2 - Elevated | Distribution Circuit | 8 | 11 | 20230811 | 2188706 | Sus | Y | EquipmentFailureInvolved¦Overhead¦Other¦Deteriorated
23-0103628 | Equipment Failure/Involved | Overhead | Pole-Wood | Deteriorated | 2023 | Tier 2 - Elevated | Distribution Circuit | 8 | 12 | 20230812 | 2189244 | Sus | Y | EquipmentFailureInvolved¦Overhead¦PoleWood¦Deteriorated
23-0105204 | Unknown Cause | Patrol - found nothing |  |  | 2023 | Tier 2 - Elevated | Distribution Circuit | 8 | 16 | 20230816 | 2193063 | Sus | Y | UnknownCause¦Patrolfoundnothing¦¦
23-0105288 | Unknown Cause | Patrol - found nothing |  |  | 2023 | Tier 2 - Elevated | Distribution Circuit | 8 | 16 | 20230816 | 2193206 | Sus | Y | UnknownCause¦Patrolfoundnothing¦¦
23-0106311 | Equipment Failure/Involved | Overhead | Conductor, Overhead | Deteriorated | 2023 | Tier 2 - Extreme | Distribution Circuit | 8 | 18 | 20230818 | 2195369 | Sus | Y | EquipmentFailureInvolved¦Overhead¦ConductorOverhead¦Deteriorated
23-0106377 | Unknown Cause | Patrol - found nothing |  |  | 2023 | Tier 2 - Elevated | Transformer only | 8 | 19 | 20230819 | 2195601 | Sus | Y | UnknownCause¦Patrolfoundnothing¦¦
23-0106762 | Unknown Cause | Patrol - not conducted |  |  | 2023 | Tier 2 - Elevated | Distribution Circuit | 8 | 20 | 20230820 | 2197383 | Sus | Y | UnknownCause¦Patrolnotconducted¦¦
23-0108661 | Equipment Failure/Involved | Overhead | Cutout, fuse holder | Broken | 2023 | Tier 2 - Elevated | Transformer only | 8 | 24 | 20230824 | 2201365 | Sus | Y | EquipmentFailureInvolved¦Overhead¦Cutoutfuseholder¦Broken
23-0109598 | Unknown Cause | Patrol - found nothing |  |  | 2023 | Tier 2 - Elevated | Distribution Circuit | 8 | 28 | 20230828 | 2203617 | Sus | Y | UnknownCause¦Patrolfoundnothing¦¦
23-0111518 | Unknown Cause | Patrol - found nothing |  |  | 2023 | Tier 2 - Elevated | Distribution Circuit | 8 | 31 | 20230831 | 2207353 | Sus | Y | UnknownCause¦Patrolfoundnothing¦¦
23-0113929 | Equipment Failure/Involved | Underground | Conductor, Underground | Burned/flashed | 2023 | Tier 2 - Elevated | Distribution Circuit | 9 | 8 | 20230908 | 2212328 | Sus | Y | EquipmentFailureInvolved¦Underground¦ConductorUnderground¦Burnedflashed
23-0114615 | Environmental/External | Lightning | Transformer (OH) | Burned/flashed | 2023 | Tier 2 - Elevated | Distribution Circuit | 9 | 10 | 20230910 | 2214498 | Sus | Y | EnvironmentalExternal¦Lightning¦Transformer(OH)¦Burnedflashed
23-0115941 | Equipment Failure/Involved | Overhead | Transformer (OH) | Failed/Faulted | 2023 | Tier 2 - Elevated | Distribution Circuit | 9 | 13 | 20230913 | 2217591 | Sus | Y | EquipmentFailureInvolved¦Overhead¦Transformer(OH)¦FailedFaulted
23-0116965 | Unknown Cause | Patrol - found nothing |  |  | 2023 | Tier 2 - Elevated | Distribution Circuit | 9 | 15 | 20230915 | 2219360 | Sus | Y | UnknownCause¦Patrolfoundnothing¦¦
23-0117095 | Equipment Failure/Involved | Overhead | Transformer (OH) | Failed/Faulted | 2023 | Tier 2 - Elevated | Transformer only | 9 | 15 | 20230915 | 2219710 | Sus | Y | EquipmentFailureInvolved¦Overhead¦Transformer(OH)¦FailedFaulted
23-0123120 | Unknown Cause | Patrol - found nothing |  |  | 2023 | Tier 2 - Elevated | Distribution Circuit | 10 | 1 | 20231001 | 2232231 | Sus | Y | UnknownCause¦Patrolfoundnothing¦¦
23-0123620 | 3rd Party | Vehicle | Pole-Wood | Broken, wire on ground | 2023 | Tier 2 - Elevated | Distribution Circuit | 10 | 3 | 20231003 | 2233384 | Sus | Y | 3rdParty¦Vehicle¦PoleWood¦Brokenwireonground
23-0125880 | Unknown Cause | Patrol - found nothing |  |  | 2023 | Tier 2 - Elevated | Distribution Circuit | 10 | 8 | 20231008 | 2238409 | Sus | Y | UnknownCause¦Patrolfoundnothing¦¦
23-0126154 | Unknown Cause | Patrol - found nothing |  |  | 2023 | Tier 2 - Elevated | Distribution Circuit | 10 | 9 | 20231009 | 2239128 | Sus | Y | UnknownCause¦Patrolfoundnothing¦¦
23-0126316 | Equipment Failure/Involved | Underground | Conductor, Underground | Broken | 2023 | Tier 2 - Elevated | Distribution Circuit | 10 | 10 | 20231010 | 2239468 | Sus | Y | EquipmentFailureInvolved¦Underground¦ConductorUnderground¦Broken
23-0126627 | 3rd Party | Vehicle | Pole-Wood | Broken, wire on ground | 2023 | Tier 2 - Elevated | Distribution Circuit | 10 | 10 | 20231010 | 2240063 | Sus | Y | 3rdParty¦Vehicle¦PoleWood¦Brokenwireonground
23-0126808 | Equipment Failure/Involved | Underground | Conductor, Underground | Broken | 2023 | Tier 2 - Elevated | Distribution Circuit | 10 | 11 | 20231011 | 2240348 | Sus | Y | EquipmentFailureInvolved¦Underground¦ConductorUnderground¦Broken
23-0127092 | Company Initiated | Personnel, company | Conductor, Overhead | Normal | 2023 | Tier 2 - Elevated | Distribution Circuit | 10 | 11 | 20231011 | 2241046 | Sus | Y | CompanyInitiated¦Personnelcompany¦ConductorOverhead¦Normal
23-0127440 | Unknown Cause | Patrol - found nothing |  |  | 2023 | Tier 2 - Elevated | Distribution Circuit | 10 | 12 | 20231012 | 2241533 | Sus | Y | UnknownCause¦Patrolfoundnothing¦¦
23-0127902 | Equipment Failure/Involved | Overhead | Pole-Wood | Deteriorated | 2023 | Tier 2 - Elevated | Distribution Circuit | 10 | 13 | 20231013 | 2242510 | Sus | Y | EquipmentFailureInvolved¦Overhead¦PoleWood¦Deteriorated
23-0128206 | Equipment Failure/Involved | Overhead | Pole-Wood | Deteriorated | 2023 | Tier 2 - Elevated | Distribution Circuit | 10 | 13 | 20231013 | 2242680 | Sus | Y | EquipmentFailureInvolved¦Overhead¦PoleWood¦Deteriorated
23-0128704 | Equipment Failure/Involved | Overhead | Pole-Wood | Broken | 2023 | Tier 2 - Elevated | Distribution Circuit | 10 | 16 | 20231016 | 2244522 | Sus | Y | EquipmentFailureInvolved¦Overhead¦PoleWood¦Broken
23-0128714 | Unknown Cause | Patrol - found nothing |  |  | 2023 | Tier 2 - Elevated | Distribution Circuit | 10 | 16 | 20231016 | 2244563 | Sus | Y | UnknownCause¦Patrolfoundnothing¦¦
23-0129402 | Unknown Cause | Patrol - found nothing |  |  | 2023 | Tier 2 - Elevated | Distribution Circuit | 10 | 18 | 20231018 | 2245808 | Sus | Y | UnknownCause¦Patrolfoundnothing¦¦
23-0129811 | Vegetation | Tree - grew into line | Conductor, Overhead | Normal | 2023 | Tier 2 - Elevated | Distribution Circuit | 10 | 18 | 20231018 | 2246365 | Sus | Y | Vegetation¦Treegrewintoline¦ConductorOverhead¦Normal
23-0130163 | Animal | Other | Pole-Wood | Deteriorated | 2023 | Tier 2 - Elevated | Transformer only | 10 | 19 | 20231019 | 2246811 | Sus | Y | Animal¦Other¦PoleWood¦Deteriorated
23-0130982 | 3rd Party | Vehicle | Pole-Wood | Broken, wire on ground | 2023 | Tier 2 - Elevated | Distribution Circuit | 10 | 22 | 20231022 | 2248693 | Sus | Y | 3rdParty¦Vehicle¦PoleWood¦Brokenwireonground
23-0132039 | Unknown Cause | Patrol - found nothing |  |  | 2023 | Tier 2 - Elevated | Distribution Circuit | 10 | 24 | 20231024 | 2250965 | Sus | Y | UnknownCause¦Patrolfoundnothing¦¦
23-0132747 | Company Initiated | Personnel, company | Fuse | Normal | 2023 | Tier 2 - Extreme | Distribution Circuit | 10 | 26 | 20231026 | 2252228 | Sus | Y | CompanyInitiated¦Personnelcompany¦Fuse¦Normal
23-0133901 | Equipment Failure/Involved | Overhead | Transformer (OH) | Failed/Faulted | 2023 | Tier 2 - Elevated | Transformer only | 10 | 30 | 20231030 | 2255186 | Sus | Y | EquipmentFailureInvolved¦Overhead¦Transformer(OH)¦FailedFaulted
23-0134485 | Unknown Cause | Patrol - found nothing |  |  | 2023 | Tier 2 - Elevated | Distribution Circuit | 11 | 1 | 20231101 | 2257009 | Sus | Y | UnknownCause¦Patrolfoundnothing¦¦
23-0135111 | Unknown Cause | Patrol - found nothing |  |  | 2023 | Tier 2 - Elevated | Distribution Circuit | 11 | 2 | 20231102 | 2258250 | Sus | Y | UnknownCause¦Patrolfoundnothing¦¦
23-0135430 | Unknown Cause | Patrol - found nothing |  |  | 2023 | Tier 2 - Elevated | Distribution Circuit | 11 | 3 | 20231103 | 2258771 | Sus | Y | UnknownCause¦Patrolfoundnothing¦¦
23-0135840 | Unknown Cause | Patrol - found nothing |  |  | 2023 | Tier 2 - Elevated | Distribution Circuit | 11 | 4 | 20231104 | 2259691 | Sus | Y | UnknownCause¦Patrolfoundnothing¦¦
23-0135991 | Unknown Cause | Patrol - not conducted |  |  | 2023 | Tier 2 - Elevated | Distribution Circuit | 11 | 5 | 20231105 | 2260409 | Sus | Y | UnknownCause¦Patrolnotconducted¦¦
23-0136096 | Unknown Cause | Patrol - not conducted |  |  | 2023 | Tier 2 - Elevated | Distribution Circuit | 11 | 6 | 20231106 | 2260962 | Sus | Y | UnknownCause¦Patrolnotconducted¦¦
23-0136786 | Unknown Cause | Patrol - found nothing |  |  | 2023 | Tier 2 - Elevated | Distribution Circuit | 11 | 7 | 20231107 | 2262931 | Sus | Y | UnknownCause¦Patrolfoundnothing¦¦
23-0136885 | Unknown Cause | Patrol - found nothing |  |  | 2023 | Tier 2 - Elevated | Distribution Circuit | 11 | 7 | 20231107 | 2263197 | Sus | Y | UnknownCause¦Patrolfoundnothing¦¦
23-0137076 | Equipment Failure/Involved | Overhead | Recloser | Failed/Faulted | 2023 | Tier 2 - Elevated | Distribution Circuit | 11 | 10 | 20231110 | 2265989 | Sus | Y | EquipmentFailureInvolved¦Overhead¦Recloser¦FailedFaulted
23-0132179 | Equipment Failure/Involved | Overhead | Regulator | Malfunctioning | 2023 | Tier 2 - Elevated | Distribution Circuit | 11 | 10 | 20231110 | 2266020 | Sus | Y | EquipmentFailureInvolved¦Overhead¦Regulator¦Malfunctioning
23-0138176 | Unknown Cause | Patrol - found nothing |  |  | 2023 | Tier 2 - Elevated | Distribution Circuit | 11 | 12 | 20231112 | 2266987 | Sus | Y | UnknownCause¦Patrolfoundnothing¦¦
23-0138180 | Equipment Failure/Involved | Overhead | Pole-Wood | Deteriorated | 2023 | Tier 2 - Elevated | Distribution Circuit | 11 | 12 | 20231112 | 2267059 | Sus | Y | EquipmentFailureInvolved¦Overhead¦PoleWood¦Deteriorated
23-0138413 | Unknown Cause | Patrol - found nothing |  |  | 2023 | Tier 2 - Elevated | Distribution Circuit | 11 | 12 | 20231112 | 2267477 | Sus | Y | UnknownCause¦Patrolfoundnothing¦¦
23-0139577 | Environmental/External | Lightning | Conductor, Overhead | Normal | 2023 | Tier 2 - Elevated | Distribution Circuit | 11 | 15 | 20231115 | 2270209 | Sus | Y | EnvironmentalExternal¦Lightning¦ConductorOverhead¦Normal
23-0139988 | Unknown Cause | Patrol - found nothing |  |  | 2023 | Tier 2 - Elevated | Distribution Circuit | 11 | 16 | 20231116 | 2270862 | Sus | Y | UnknownCause¦Patrolfoundnothing¦¦
23-0140288 | Unknown Cause | Patrol - found nothing |  |  | 2023 | Tier 2 - Elevated | Distribution Circuit | 11 | 17 | 20231117 | 2271282 | Sus | Y | UnknownCause¦Patrolfoundnothing¦¦
23-0143685 | Unknown Cause | Patrol - found nothing |  |  | 2023 | Tier 2 - Elevated | Distribution Circuit | 11 | 29 | 20231129 | 2279376 | Sus | Y | UnknownCause¦Patrolfoundnothing¦¦
23-0144847 | Company Initiated | Return Circuit Normal | Jumper | Normal | 2023 | Tier 2 - Elevated | Distribution Circuit | 12 | 1 | 20231201 | 2281865 | Sus | N | CompanyInitiated¦ReturnCircuitNormal¦Jumper¦Normal
23-0147265 | Company Initiated | Personnel, company | Conductor, Overhead | Normal | 2023 | Tier 2 - Elevated | Distribution Circuit | 12 | 13 | 20231213 | 2291088 | Sus | N | CompanyInitiated¦Personnelcompany¦ConductorOverhead¦Normal
23-0147414 | Equipment Failure/Involved | Overhead | Pole-Wood | Deteriorated | 2023 | Tier 2 - Elevated | Distribution Circuit | 12 | 14 | 20231214 | 2291766 | Sus | N | EquipmentFailureInvolved¦Overhead¦PoleWood¦Deteriorated
23-0147831 | Unknown Cause | Patrol - found nothing |  |  | 2023 | Tier 2 - Elevated | Distribution Circuit | 12 | 18 | 20231218 | 2294064 | Sus | N | UnknownCause¦Patrolfoundnothing¦¦
23-0147890 | 3rd Party | Vandalism | Conductor, Underground | Broken | 2023 | Tier 2 - Elevated | Transformer only | 12 | 18 | 20231218 | 2294413 | Sus | N | 3rdParty¦Vandalism¦ConductorUnderground¦Broken
23-0148464 | Equipment Failure/Involved | Overhead | Pole-Wood | Broken | 2023 | Tier 2 - Elevated | Distribution Circuit | 12 | 21 | 20231221 | 2297639 | Sus | N | EquipmentFailureInvolved¦Overhead¦PoleWood¦Broken
23-0148642 | Unknown Cause | Patrol - found nothing |  |  | 2023 | Tier 2 - Elevated | Distribution Circuit | 12 | 23 | 20231223 | 2298660 | Sus | N | UnknownCause¦Patrolfoundnothing¦¦
23-0148649 | Equipment Failure/Involved | Overhead | Conductor, Overhead | Broken, wire on ground | 2023 | Tier 2 - Elevated | Distribution Circuit | 12 | 23 | 20231223 | 2298675 | Sus | N | EquipmentFailureInvolved¦Overhead¦ConductorOverhead¦Brokenwireonground
23-0149120 | Animal | Bird found | Lightning Arrestor | Burned/flashed | 2023 | Tier 2 - Elevated | Distribution Circuit | 12 | 28 | 20231228 | 2301468 | Sus | N | Animal¦Birdfound¦LightningArrestor¦Burnedflashed
23-0004862 | Unknown Cause | Patrol - found nothing |  |  | 2023 | Tier 2 - Elevated | Distribution Circuit | 1 | 2 | 20230102 | 1910573 | Sus | N | UnknownCause¦Patrolfoundnothing¦¦
23-0004941 | Vegetation | Tree - fell into line | Conductor, Overhead | Broken, wire on ground | 2023 | Tier 2 - Elevated | Distribution Circuit | 1 | 3 | 20230103 | 1910884 | Sus | N | Vegetation¦Treefellintoline¦ConductorOverhead¦Brokenwireonground
23-0005043 | Vegetation | Tree - fell into line | Pole-Wood | Broken, wire on ground | 2023 | Tier 2 - Elevated | Distribution Circuit | 1 | 3 | 20230103 | 1911095 | Sus | N | Vegetation¦Treefellintoline¦PoleWood¦Brokenwireonground
23-0005036 | Vegetation | Tree - fell into line | Conductor, Overhead | Broken, wire on ground | 2023 | Tier 2 - Elevated | Distribution Circuit | 1 | 3 | 20230103 | 1911094 | Sus | N | Vegetation¦Treefellintoline¦ConductorOverhead¦Brokenwireonground
23-0005503 | Unknown Cause | Patrol - found nothing |  |  | 2023 | Tier 2 - Elevated | Distribution Circuit | 1 | 4 | 20230104 | 1912174 | Sus | N | UnknownCause¦Patrolfoundnothing¦¦
23-0005543 | Vegetation | Tree - fell into line | Pole-Wood | Broken | 2023 | Tier 2 - Extreme | Distribution Circuit | 1 | 4 | 20230104 | 1912244 | Sus | N | Vegetation¦Treefellintoline¦PoleWood¦Broken
23-0005614 | Unknown Cause | Patrol - not conducted |  |  | 2023 | Tier 2 - Elevated | Distribution Circuit | 1 | 4 | 20230104 | 1912243 | Sus | N | UnknownCause¦Patrolnotconducted¦¦
23-0005669 | Vegetation | Tree - branch fell on line | Conductor, Overhead | Deteriorated | 2023 | Tier 2 - Extreme | Distribution Circuit | 1 | 4 | 20230104 | 1912288 | Sus | N | Vegetation¦Treebranchfellonline¦ConductorOverhead¦Deteriorated
23-0005593 | Vegetation | Tree - fell into line | Conductor, Overhead | Broken, wire on ground | 2023 | Tier 2 - Elevated | Distribution Circuit | 1 | 4 | 20230104 | 1912357 | Sus | N | Vegetation¦Treefellintoline¦ConductorOverhead¦Brokenwireonground
23-0005600 | Vegetation | Tree - branch fell on line | Conductor, Overhead | Normal | 2023 | Tier 2 - Elevated | Distribution Circuit | 1 | 4 | 20230104 | 1912543 | Sus | N | Vegetation¦Treebranchfellonline¦ConductorOverhead¦Normal
23-0005723 | Vegetation | Tree - fell into line | Conductor, Overhead | Broken, wire on ground | 2023 | Tier 2 - Elevated | Distribution Circuit | 1 | 4 | 20230104 | 1913135 | Sus | N | Vegetation¦Treefellintoline¦ConductorOverhead¦Brokenwireonground
23-0006156 | Vegetation | Tree - fell into line | Conductor, Overhead | Together | 2023 | Tier 2 - Elevated | Distribution Circuit | 1 | 4 | 20230104 | 1912616 | Sus | N | Vegetation¦Treefellintoline¦ConductorOverhead¦Together
23-0005797 | Vegetation | Tree - fell into line | Conductor, Overhead | Broken, wire on ground | 2023 | Tier 2 - Elevated | Distribution Circuit | 1 | 4 | 20230104 | 1913458 | Sus | N | Vegetation¦Treefellintoline¦ConductorOverhead¦Brokenwireonground
23-0005761 | Vegetation | Tree - branch fell on line | Conductor, Overhead | Normal | 2023 | Tier 2 - Elevated | Distribution Circuit | 1 | 4 | 20230104 | 1912688 | Sus | N | Vegetation¦Treebranchfellonline¦ConductorOverhead¦Normal
23-0005748 | Vegetation | Tree - branch fell on line | Conductor, Overhead | Normal | 2023 | Tier 2 - Elevated | Distribution Circuit | 1 | 4 | 20230104 | 1912779 | Sus | N | Vegetation¦Treebranchfellonline¦ConductorOverhead¦Normal
23-0006077 | Unknown Cause | Patrol - not conducted |  |  | 2023 | Tier 2 - Elevated | Distribution Circuit | 1 | 4 | 20230104 | 1913304 | Sus | N | UnknownCause¦Patrolnotconducted¦¦
23-0006102 | Vegetation | Tree - branch fell on line | Cutout, fuse holder | Failed/Faulted | 2023 | Tier 2 - Elevated | Distribution Circuit | 1 | 4 | 20230104 | 1913360 | Sus | N | Vegetation¦Treebranchfellonline¦Cutoutfuseholder¦FailedFaulted
23-0006047 | Vegetation | Tree - branch fell on line | Fuse | Burned Open | 2023 | Tier 2 - Elevated | Distribution Circuit | 1 | 4 | 20230104 | 1913413 | Sus | N | Vegetation¦Treebranchfellonline¦Fuse¦BurnedOpen
23-0005870 | Unknown Cause | Patrol - found nothing |  |  | 2023 | Tier 2 - Elevated | Distribution Circuit | 1 | 4 | 20230104 | 1913666 | Sus | N | UnknownCause¦Patrolfoundnothing¦¦
23-0006270 | Unknown Cause | Patrol - found nothing |  |  | 2023 | Tier 2 - Extreme | Distribution Circuit | 1 | 4 | 20230104 | 1913996 | Sus | N | UnknownCause¦Patrolfoundnothing¦¦
23-0007380 | Unknown Cause | Patrol - found nothing |  |  | 2023 | Tier 2 - Elevated | Distribution Circuit | 1 | 5 | 20230105 | 1921619 | Sus | N | UnknownCause¦Patrolfoundnothing¦¦
23-0007695 | Vegetation | Tree - branch fell on line | Conductor, Overhead | Normal | 2023 | Tier 2 - Elevated | Distribution Circuit | 1 | 5 | 20230105 | 1923151 | Sus | N | Vegetation¦Treebranchfellonline¦ConductorOverhead¦Normal
23-0008163 | Equipment Failure/Involved | Overhead | Pole-Wood | Burned/flashed | 2023 | Tier 2 - Extreme | Distribution Circuit | 1 | 6 | 20230106 | 1924501 | Sus | N | EquipmentFailureInvolved¦Overhead¦PoleWood¦Burnedflashed
23-0008382 | Unknown Cause | Patrol - found nothing |  |  | 2023 | Tier 2 - Extreme | Transformer only | 1 | 6 | 20230106 | 1924322 | Sus | N | UnknownCause¦Patrolfoundnothing¦¦
23-0008137 | Vegetation | Tree - branch fell on line | Conductor, Overhead | Normal | 2023 | Tier 2 - Elevated | Distribution Circuit | 1 | 6 | 20230106 | 1924397 | Sus | N | Vegetation¦Treebranchfellonline¦ConductorOverhead¦Normal
23-0008220 | Equipment Failure/Involved | Overhead | Conductor, Overhead | Together | 2023 | Tier 2 - Elevated | Distribution Circuit | 1 | 6 | 20230106 | 1924449 | Sus | N | EquipmentFailureInvolved¦Overhead¦ConductorOverhead¦Together
23-0008561 | Unknown Cause | Patrol - found nothing |  |  | 2023 | Tier 2 - Elevated | Distribution Circuit | 1 | 6 | 20230106 | 1924797 | Sus | N | UnknownCause¦Patrolfoundnothing¦¦
23-0008555 | Vegetation | Tree - fell into line | Conductor, Overhead | Broken, wire on ground | 2023 | Tier 2 - Elevated | Distribution Circuit | 1 | 6 | 20230106 | 1925564 | Sus | N | Vegetation¦Treefellintoline¦ConductorOverhead¦Brokenwireonground
23-0008699 | Equipment Failure/Involved | Overhead | Jumper | Burned Open | 2023 | Tier 2 - Elevated | Distribution Circuit | 1 | 7 | 20230107 | 1926222 | Sus | N | EquipmentFailureInvolved¦Overhead¦Jumper¦BurnedOpen
23-0008775 | Vegetation | Tree - fell into line | Conductor, Overhead | Broken, wire on ground | 2023 | Tier 2 - Elevated | Distribution Circuit | 1 | 7 | 20230107 | 1926384 | Sus | N | Vegetation¦Treefellintoline¦ConductorOverhead¦Brokenwireonground
23-0008796 | Equipment Failure/Involved | Overhead | Fuse | Failed/Faulted | 2023 | Tier 2 - Elevated | Distribution Circuit | 1 | 7 | 20230107 | 1926610 | Sus | N | EquipmentFailureInvolved¦Overhead¦Fuse¦FailedFaulted
23-0008822 | Vegetation | Tree - fell into line | Insulator | Broken | 2023 | Tier 2 - Extreme | Distribution Circuit | 1 | 7 | 20230107 | 1926677 | Sus | N | Vegetation¦Treefellintoline¦Insulator¦Broken
23-0008957 | Vegetation | Tree - fell into line | Conductor, Overhead | Burned/flashed | 2023 | Tier 2 - Elevated | Distribution Circuit | 1 | 7 | 20230107 | 1926802 | Sus | N | Vegetation¦Treefellintoline¦ConductorOverhead¦Burnedflashed
23-0009034 | Unknown Cause | Patrol - found nothing |  |  | 2023 | Tier 2 - Elevated | Distribution Circuit | 1 | 7 | 20230107 | 1927141 | Sus | N | UnknownCause¦Patrolfoundnothing¦¦
23-0009959 | Vegetation | Tree - branch fell on line | Conductor, Overhead | Normal | 2023 | Tier 2 - Extreme | Distribution Circuit | 1 | 8 | 20230108 | 1932173 | Sus | N | Vegetation¦Treebranchfellonline¦ConductorOverhead¦Normal
23-0009973 | Unknown Cause | Patrol - found nothing |  |  | 2023 | Tier 2 - Elevated | Distribution Circuit | 1 | 8 | 20230108 | 1932460 | Sus | N | UnknownCause¦Patrolfoundnothing¦¦
23-0009915 | Unknown Cause | Patrol - found nothing |  |  | 2023 | Tier 2 - Elevated | Distribution Circuit | 1 | 8 | 20230108 | 1932448 | Sus | N | UnknownCause¦Patrolfoundnothing¦¦
23-0010337 | Unknown Cause | Patrol - found nothing |  |  | 2023 | Tier 2 - Elevated | Distribution Circuit | 1 | 8 | 20230108 | 1932679 | Sus | N | UnknownCause¦Patrolfoundnothing¦¦
23-0010049 | Vegetation | Tree - fell into line | Conductor, Overhead | Normal | 2023 | Tier 2 - Extreme | Distribution Circuit | 1 | 8 | 20230108 | 1933202 | Sus | N | Vegetation¦Treefellintoline¦ConductorOverhead¦Normal
23-0010176 | Vegetation | Tree - fell into line | Conductor, Overhead | Normal | 2023 | Tier 2 - Elevated | Distribution Circuit | 1 | 8 | 20230108 | 1933662 | Sus | N | Vegetation¦Treefellintoline¦ConductorOverhead¦Normal
23-0010198 | Vegetation | Tree - branch fell on line | Conductor, Overhead | Normal | 2023 | Tier 2 - Elevated | Distribution Circuit | 1 | 8 | 20230108 | 1933731 | Sus | N | Vegetation¦Treebranchfellonline¦ConductorOverhead¦Normal
23-0010314 | Vegetation | Tree - branch fell on line | Conductor, Overhead | Deteriorated | 2023 | Tier 2 - Elevated | Distribution Circuit | 1 | 8 | 20230108 | 1933623 | Sus | N | Vegetation¦Treebranchfellonline¦ConductorOverhead¦Deteriorated
23-0010301 | Equipment Failure/Involved | Overhead | Connector or Splice (OH) | Burned/flashed | 2023 | Tier 2 - Elevated | Transformer only | 1 | 8 | 20230108 | 1933678 | Sus | N | EquipmentFailureInvolved¦Overhead¦ConnectororSplice(OH)¦Burnedflashed
23-0010635 | Unknown Cause | Patrol - not conducted |  |  | 2023 | Tier 2 - Elevated | Distribution Circuit | 1 | 8 | 20230108 | 1934793 | Sus | N | UnknownCause¦Patrolnotconducted¦¦
23-0010664 | Vegetation | Tree - fell into line | Insulator | Broken | 2023 | Tier 2 - Elevated | Distribution Circuit | 1 | 9 | 20230109 | 1935044 | Sus | N | Vegetation¦Treefellintoline¦Insulator¦Broken
23-0011277 | Vegetation | Tree - fell into line | Conductor, Overhead | Normal | 2023 | Tier 2 - Elevated | Distribution Circuit | 1 | 9 | 20230109 | 1935069 | Sus | N | Vegetation¦Treefellintoline¦ConductorOverhead¦Normal
23-0010984 | Vegetation | Tree - fell into line | Pole-Wood | Broken | 2023 | Tier 2 - Extreme | Distribution Circuit | 1 | 9 | 20230109 | 1935101 | Sus | N | Vegetation¦Treefellintoline¦PoleWood¦Broken
23-0011086 | Vegetation | Tree - fell into line | Conductor, Overhead | Normal | 2023 | Tier 2 - Extreme | Distribution Circuit | 1 | 9 | 20230109 | 1935139 | Sus | N | Vegetation¦Treefellintoline¦ConductorOverhead¦Normal
23-0010804 | Vegetation | Tree - fell into line | Conductor, Overhead | Broken, wire on ground | 2023 | Tier 2 - Elevated | Distribution Circuit | 1 | 9 | 20230109 | 1935576 | Sus | N | Vegetation¦Treefellintoline¦ConductorOverhead¦Brokenwireonground
23-0011201 | Vegetation | Tree - branch fell on line | Conductor, Overhead | Normal | 2023 | Tier 2 - Elevated | Distribution Circuit | 1 | 9 | 20230109 | 1936036 | Sus | N | Vegetation¦Treebranchfellonline¦ConductorOverhead¦Normal
23-0010931 | Vegetation | Tree - fell into line | Conductor, Overhead | Broken, wire on ground | 2023 | Tier 2 - Elevated | Distribution Circuit | 1 | 9 | 20230109 | 1937153 | Sus | N | Vegetation¦Treefellintoline¦ConductorOverhead¦Brokenwireonground
23-0011463 | Vegetation | Tree - branch fell on line | Conductor, Overhead | Normal | 2023 | Tier 2 - Elevated | Distribution Circuit | 1 | 9 | 20230109 | 1937926 | Sus | N | Vegetation¦Treebranchfellonline¦ConductorOverhead¦Normal
23-0011200 | Vegetation | Tree - fell into line | Conductor, Overhead | Broken, wire on ground | 2023 | Tier 2 - Extreme | Distribution Circuit | 1 | 9 | 20230109 | 1937492 | Sus | N | Vegetation¦Treefellintoline¦ConductorOverhead¦Brokenwireonground
23-0012104 | Vegetation | Tree - fell into line | Conductor, Overhead | Broken, wire on ground | 2023 | Tier 2 - Extreme | Distribution Circuit | 1 | 10 | 20230110 | 1939843 | Sus | N | Vegetation¦Treefellintoline¦ConductorOverhead¦Brokenwireonground
23-0012160 | Vegetation | Tree - fell into line | Conductor, Overhead | Broken, wire on ground | 2023 | Tier 2 - Elevated | Distribution Circuit | 1 | 10 | 20230110 | 1943137 | Sus | N | Vegetation¦Treefellintoline¦ConductorOverhead¦Brokenwireonground
23-0012018 | Unknown Cause | Patrol - found nothing |  |  | 2023 | Tier 2 - Elevated | Distribution Circuit | 1 | 10 | 20230110 | 1943179 | Sus | N | UnknownCause¦Patrolfoundnothing¦¦
23-0012155 | Unknown Cause | Patrol - found nothing |  |  | 2023 | Tier 2 - Elevated | Distribution Circuit | 1 | 10 | 20230110 | 1943853 | Sus | N | UnknownCause¦Patrolfoundnothing¦¦
23-0012156 | Unknown Cause | Patrol - found nothing |  |  | 2023 | Tier 2 - Elevated | Transformer only | 1 | 10 | 20230110 | 1943456 | Sus | N | UnknownCause¦Patrolfoundnothing¦¦
23-0012134 | Vegetation | Tree - fell into line | Conductor, Overhead | Broken, wire on ground | 2023 | Tier 2 - Elevated | Distribution Circuit | 1 | 10 | 20230110 | 1943475 | Sus | N | Vegetation¦Treefellintoline¦ConductorOverhead¦Brokenwireonground
23-0012262 | Unknown Cause | Patrol - found nothing |  |  | 2023 | Tier 2 - Extreme | Distribution Circuit | 1 | 10 | 20230110 | 1944173 | Sus | N | UnknownCause¦Patrolfoundnothing¦¦
23-0012121 | Vegetation | Tree - fell into line | Conductor, Overhead | Normal | 2023 | Tier 2 - Elevated | Distribution Circuit | 1 | 10 | 20230110 | 1944166 | Sus | N | Vegetation¦Treefellintoline¦ConductorOverhead¦Normal
23-0012357 | Vegetation | Tree - fell into line | Transformer | Failed/Faulted | 2023 | Tier 2 - Elevated | Transformer only | 1 | 10 | 20230110 | 1944326 | Sus | N | Vegetation¦Treefellintoline¦Transformer¦FailedFaulted
23-0012389 | Vegetation | Tree - branch fell on line | Conductor, Overhead | Broken, wire on ground | 2023 | Tier 2 - Elevated | Distribution Circuit | 1 | 10 | 20230110 | 1944767 | Sus | N | Vegetation¦Treebranchfellonline¦ConductorOverhead¦Brokenwireonground
23-0012563 | Unknown Cause | Patrol - found nothing |  |  | 2023 | Tier 2 - Extreme | Distribution Circuit | 1 | 10 | 20230110 | 1945038 | Sus | N | UnknownCause¦Patrolfoundnothing¦¦
23-0013391 | Equipment Failure/Involved | Overhead | Transformer | Broken, wire on ground | 2023 | Tier 2 - Extreme | Transformer only | 1 | 11 | 20230111 | 1947003 | Sus | N | EquipmentFailureInvolved¦Overhead¦Transformer¦Brokenwireonground
23-0013383 | Vegetation | Other ground vegetation | Conductor, Overhead | Normal | 2023 | Tier 2 - Elevated | Transformer only | 1 | 11 | 20230111 | 1947098 | Sus | N | Vegetation¦Othergroundvegetation¦ConductorOverhead¦Normal
23-0013490 | Vegetation | Tree - fell into line | Conductor, Overhead | Broken, wire on ground | 2023 | Tier 2 - Elevated | Distribution Circuit | 1 | 11 | 20230111 | 1947239 | Sus | N | Vegetation¦Treefellintoline¦ConductorOverhead¦Brokenwireonground
23-0013471 | Equipment Failure/Involved | Overhead | Secondary | Broken | 2023 | Tier 2 - Elevated | Transformer only | 1 | 11 | 20230111 | 1947446 | Sus | N | EquipmentFailureInvolved¦Overhead¦Secondary¦Broken
23-0013572 | Vegetation | Tree - branch fell on line | Conductor, Overhead | Normal | 2023 | Tier 2 - Elevated | Distribution Circuit | 1 | 11 | 20230111 | 1947393 | Sus | N | Vegetation¦Treebranchfellonline¦ConductorOverhead¦Normal
23-0013499 | Vegetation | Tree - fell into line | Conductor, Overhead | Broken, wire on ground | 2023 | Tier 2 - Elevated | Distribution Circuit | 1 | 11 | 20230111 | 1947550 | Sus | N | Vegetation¦Treefellintoline¦ConductorOverhead¦Brokenwireonground
23-0013588 | Unknown Cause | Patrol - not conducted |  |  | 2023 | Tier 2 - Elevated | Distribution Circuit | 1 | 11 | 20230111 | 1947835 | Sus | N | UnknownCause¦Patrolnotconducted¦¦
23-0013979 | Vegetation | Tree - bark fell into line | Conductor, Overhead | Normal | 2023 | Tier 2 - Elevated | Distribution Circuit | 1 | 11 | 20230111 | 1949004 | Sus | N | Vegetation¦Treebarkfellintoline¦ConductorOverhead¦Normal
23-0014387 | Vegetation | Tree - fell into line | Conductor, Overhead | Broken, wire on ground | 2023 | Tier 2 - Extreme | Distribution Circuit | 1 | 12 | 20230112 | 1949314 | Sus | N | Vegetation¦Treefellintoline¦ConductorOverhead¦Brokenwireonground
23-0014343 | Unknown Cause | Patrol - found nothing |  |  | 2023 | Tier 2 - Elevated | Distribution Circuit | 1 | 12 | 20230112 | 1949531 | Sus | N | UnknownCause¦Patrolfoundnothing¦¦
23-0014324 | Vegetation | Tree - branch fell on line | Conductor, Overhead | Normal | 2023 | Tier 2 - Elevated | Distribution Circuit | 1 | 12 | 20230112 | 1949683 | Sus | N | Vegetation¦Treebranchfellonline¦ConductorOverhead¦Normal
23-0014694 | Vegetation | Tree - fell into line | Conductor, Overhead | Broken, wire on ground | 2023 | Tier 2 - Elevated | Distribution Circuit | 1 | 12 | 20230112 | 1949821 | Sus | N | Vegetation¦Treefellintoline¦ConductorOverhead¦Brokenwireonground
23-0005622 | Company Initiated | Return Circuit Normal | Conductor, Overhead | Normal | 2023 | Tier 2 - Elevated | Distribution Circuit | 1 | 12 | 20230112 | 1950017 | Sus | N | CompanyInitiated¦ReturnCircuitNormal¦ConductorOverhead¦Normal
23-0014359 | Equipment Failure/Involved | Overhead | Transformer (OH) | Broken | 2023 | Tier 2 - Elevated | Transformer only | 1 | 12 | 20230112 | 1949779 | Sus | N | EquipmentFailureInvolved¦Overhead¦Transformer(OH)¦Broken
23-0014684 | Environmental/External | Water | Transformer | Failed/Faulted | 2023 | Tier 2 - Elevated | Transformer only | 1 | 12 | 20230112 | 1949872 | Sus | N | EnvironmentalExternal¦Water¦Transformer¦FailedFaulted
23-0014457 | Vegetation | Tree - fell into line | Conductor, Overhead | Normal | 2023 | Tier 2 - Elevated | Distribution Circuit | 1 | 12 | 20230112 | 1949894 | Sus | N | Vegetation¦Treefellintoline¦ConductorOverhead¦Normal
23-0014502 | Vegetation | Tree - branch fell on line | Conductor, Overhead | Normal | 2023 | Tier 2 - Elevated | Distribution Circuit | 1 | 12 | 20230112 | 1949915 | Sus | N | Vegetation¦Treebranchfellonline¦ConductorOverhead¦Normal
23-0014442 | Equipment Failure/Involved | Overhead | Crossarm, Wood | Burned/flashed | 2023 | Tier 2 - Elevated | Distribution Circuit | 1 | 12 | 20230112 | 1949972 | Sus | N | EquipmentFailureInvolved¦Overhead¦CrossarmWood¦Burnedflashed
23-0014315 | 3rd Party | Vehicle | Pole-Wood | Broken | 2023 | Tier 2 - Elevated | Distribution Circuit | 1 | 12 | 20230112 | 1950016 | Sus | N | 3rdParty¦Vehicle¦PoleWood¦Broken
23-0014479 | Equipment Failure/Involved | Overhead | Pole-Wood | Deteriorated | 2023 | Tier 2 - Elevated | Distribution Circuit | 1 | 12 | 20230112 | 1950031 | Sus | N | EquipmentFailureInvolved¦Overhead¦PoleWood¦Deteriorated
23-0014577 | Vegetation | Tree - fell into line | Conductor, Overhead | Broken, wire on ground | 2023 | Tier 2 - Elevated | Distribution Circuit | 1 | 12 | 20230112 | 1950056 | Sus | N | Vegetation¦Treefellintoline¦ConductorOverhead¦Brokenwireonground
23-0015387 | Vegetation | Tree - fell into line | Conductor, Overhead | Broken, wire on ground | 2023 | Tier 2 - Elevated | Distribution Circuit | 1 | 13 | 20230113 | 1951186 | Sus | N | Vegetation¦Treefellintoline¦ConductorOverhead¦Brokenwireonground
23-0015092 | Vegetation | Tree - branch fell on line | Conductor, Overhead | Normal | 2023 | Tier 2 - Elevated | Distribution Circuit | 1 | 13 | 20230113 | 1951195 | Sus | N | Vegetation¦Treebranchfellonline¦ConductorOverhead¦Normal
23-0015095 | Vegetation | Tree - grew into line | Conductor, Overhead | Normal | 2023 | Tier 2 - Elevated | Distribution Circuit | 1 | 13 | 20230113 | 1951417 | Sus | N | Vegetation¦Treegrewintoline¦ConductorOverhead¦Normal
23-0015123 | Vegetation | Tree - grew into line | Conductor, Overhead | Normal | 2023 | Tier 2 - Extreme | Distribution Circuit | 1 | 13 | 20230113 | 1951477 | Sus | N | Vegetation¦Treegrewintoline¦ConductorOverhead¦Normal
23-0015132 | Vegetation | Tree - fell into line | Conductor, Overhead | Broken | 2023 | Tier 2 - Elevated | Distribution Circuit | 1 | 13 | 20230113 | 1951499 | Sus | N | Vegetation¦Treefellintoline¦ConductorOverhead¦Broken
23-0015103 | Vegetation | Tree - fell into line | Pole-Wood | Broken | 2023 | Tier 2 - Elevated | Distribution Circuit | 1 | 13 | 20230113 | 1951541 | Sus | N | Vegetation¦Treefellintoline¦PoleWood¦Broken
23-0015429 | Vegetation | Tree - branch fell on line | Cutout, fuse holder | Normal | 2023 | Tier 2 - Elevated | Transformer only | 1 | 13 | 20230113 | 1951748 | Sus | N | Vegetation¦Treebranchfellonline¦Cutoutfuseholder¦Normal
23-0015268 | Equipment Failure/Involved | Overhead | Transformer (OH) | Broken | 2023 | Tier 2 - Elevated | Distribution Circuit | 1 | 13 | 20230113 | 1951816 | Sus | N | EquipmentFailureInvolved¦Overhead¦Transformer(OH)¦Broken
23-0015829 | Vegetation | Tree - branch fell on line | Conductor, Overhead | Normal | 2023 | Tier 2 - Elevated | Distribution Circuit | 1 | 14 | 20230114 | 1952766 | Sus | N | Vegetation¦Treebranchfellonline¦ConductorOverhead¦Normal
23-0016009 | Unknown Cause | Patrol - found nothing |  |  | 2023 | Tier 2 - Elevated | Distribution Circuit | 1 | 14 | 20230114 | 1952806 | Sus | N | UnknownCause¦Patrolfoundnothing¦¦
23-0015853 | Vegetation | Tree - fell into line | Conductor, Overhead | Broken, wire on ground | 2023 | Tier 2 - Elevated | Distribution Circuit | 1 | 14 | 20230114 | 1952847 | Sus | N | Vegetation¦Treefellintoline¦ConductorOverhead¦Brokenwireonground
23-0015921 | Vegetation | Tree - fell into line | Conductor, Overhead | Normal | 2023 | Tier 2 - Elevated | Distribution Circuit | 1 | 14 | 20230114 | 1952837 | Sus | N | Vegetation¦Treefellintoline¦ConductorOverhead¦Normal
23-0015849 | Vegetation | Tree - branch fell on line | Conductor, Overhead | Broken, wire on ground | 2023 | Tier 2 - Elevated | Distribution Circuit | 1 | 14 | 20230114 | 1952832 | Sus | N | Vegetation¦Treebranchfellonline¦ConductorOverhead¦Brokenwireonground
23-0015919 | Vegetation | Tree - fell into line | Conductor, Overhead | Broken, wire on ground | 2023 | Tier 2 - Elevated | Distribution Circuit | 1 | 14 | 20230114 | 1952957 | Sus | N | Vegetation¦Treefellintoline¦ConductorOverhead¦Brokenwireonground
23-0015998 | Vegetation | Tree - fell into line | Conductor, Overhead | Broken, wire on ground | 2023 | Tier 2 - Elevated | Distribution Circuit | 1 | 14 | 20230114 | 1953656 | Sus | N | Vegetation¦Treefellintoline¦ConductorOverhead¦Brokenwireonground
23-0015863 | Vegetation | Tree - fell into line | Conductor, Overhead | Broken, wire on ground | 2023 | Tier 2 - Elevated | Distribution Circuit | 1 | 14 | 20230114 | 1952901 | Sus | N | Vegetation¦Treefellintoline¦ConductorOverhead¦Brokenwireonground
23-0015904 | Unknown Cause | Patrol - found nothing |  |  | 2023 | Tier 2 - Elevated | Distribution Circuit | 1 | 14 | 20230114 | 1952919 | Sus | N | UnknownCause¦Patrolfoundnothing¦¦
23-0015859 | Vegetation | Tree - fell into line | Conductor, Overhead | Broken, wire on ground | 2023 | Tier 2 - Elevated | Distribution Circuit | 1 | 14 | 20230114 | 1952917 | Sus | N | Vegetation¦Treefellintoline¦ConductorOverhead¦Brokenwireonground
23-0015866 | Vegetation | Tree - fell into line | Conductor, Overhead | Broken, wire on ground | 2023 | Tier 2 - Elevated | Distribution Circuit | 1 | 14 | 20230114 | 1952925 | Sus | N | Vegetation¦Treefellintoline¦ConductorOverhead¦Brokenwireonground
23-0015868 | Equipment Failure/Involved | Overhead | Conductor, Overhead | Broken, wire on ground | 2023 | Tier 2 - Elevated | Distribution Circuit | 1 | 14 | 20230114 | 1952931 | Sus | N | EquipmentFailureInvolved¦Overhead¦ConductorOverhead¦Brokenwireonground
23-0016186 | Unknown Cause | Patrol - found nothing |  |  | 2023 | Tier 2 - Elevated | Distribution Circuit | 1 | 14 | 20230114 | 1954350 | Sus | N | UnknownCause¦Patrolfoundnothing¦¦
23-0016123 | Vegetation | Tree - fell into line | Conductor, Overhead | Broken, wire on ground | 2023 | Tier 2 - Elevated | Distribution Circuit | 1 | 14 | 20230114 | 1954161 | Sus | N | Vegetation¦Treefellintoline¦ConductorOverhead¦Brokenwireonground
23-0016075 | Vegetation | Tree - fell into line | Conductor, Overhead | Broken, wire on ground | 2023 | Tier 2 - Elevated | Distribution Circuit | 1 | 14 | 20230114 | 1953177 | Sus | N | Vegetation¦Treefellintoline¦ConductorOverhead¦Brokenwireonground
23-0015950 | Vegetation | Tree - fell into line | Conductor, Overhead | Broken, wire on ground | 2023 | Tier 2 - Elevated | Distribution Circuit | 1 | 14 | 20230114 | 1953415 | Sus | N | Vegetation¦Treefellintoline¦ConductorOverhead¦Brokenwireonground
23-0015973 | Vegetation | Tree - fell into line | Conductor, Overhead | Broken, wire on ground | 2023 | Tier 2 - Elevated | Distribution Circuit | 1 | 14 | 20230114 | 1953566 | Sus | N | Vegetation¦Treefellintoline¦ConductorOverhead¦Brokenwireonground
23-0016209 | Vegetation | Tree - fell into line | Pole-Wood | Broken | 2023 | Tier 2 - Elevated | Distribution Circuit | 1 | 14 | 20230114 | 1953594 | Sus | N | Vegetation¦Treefellintoline¦PoleWood¦Broken
23-0016003 | Vegetation | Tree - grew into line | Conductor, Overhead | Normal | 2023 | Tier 2 - Elevated | Distribution Circuit | 1 | 14 | 20230114 | 1953680 | Sus | N | Vegetation¦Treegrewintoline¦ConductorOverhead¦Normal
23-0016039 | Vegetation | Tree - fell into line | Conductor, Overhead | Normal | 2023 | Tier 2 - Elevated | Distribution Circuit | 1 | 14 | 20230114 | 1953865 | Sus | N | Vegetation¦Treefellintoline¦ConductorOverhead¦Normal
23-0016021 | Vegetation | Tree - fell into line | Pole-Wood | Broken, wire on ground | 2023 | Tier 2 - Elevated | Distribution Circuit | 1 | 14 | 20230114 | 1953753 | Sus | N | Vegetation¦Treefellintoline¦PoleWood¦Brokenwireonground
23-0016146 | Unknown Cause | Patrol - found nothing |  |  | 2023 | Tier 2 - Elevated | Distribution Circuit | 1 | 14 | 20230114 | 1954116 | Sus | N | UnknownCause¦Patrolfoundnothing¦¦
23-0016302 | Vegetation | Tree - branch fell on line | Conductor, Overhead | Normal | 2023 | Tier 2 - Elevated | Distribution Circuit | 1 | 14 | 20230114 | 1954636 | Sus | N | Vegetation¦Treebranchfellonline¦ConductorOverhead¦Normal
23-0016363 | Unknown Cause | Patrol - found nothing |  |  | 2023 | Tier 2 - Elevated | Distribution Circuit | 1 | 14 | 20230114 | 1954845 | Sus | N | UnknownCause¦Patrolfoundnothing¦¦
23-0016395 | Vegetation | Tree - fell into line | Conductor, Overhead | Broken | 2023 | Tier 2 - Elevated | Distribution Circuit | 1 | 14 | 20230114 | 1955046 | Sus | N | Vegetation¦Treefellintoline¦ConductorOverhead¦Broken
23-0016584 | Vegetation | Tree - fell into line | Conductor, Overhead | Normal | 2023 | Tier 2 - Elevated | Distribution Circuit | 1 | 14 | 20230114 | 1955654 | Sus | N | Vegetation¦Treefellintoline¦ConductorOverhead¦Normal
23-0016713 | Vegetation | Tree - fell into line | Conductor, Overhead | Broken, wire on ground | 2023 | Tier 2 - Elevated | Distribution Circuit | 1 | 15 | 20230115 | 1956072 | Sus | N | Vegetation¦Treefellintoline¦ConductorOverhead¦Brokenwireonground
23-0016904 | Vegetation | Tree - fell into line | Conductor, Overhead | Normal | 2023 | Tier 2 - Elevated | Distribution Circuit | 1 | 16 | 20230116 | 1956528 | Sus | N | Vegetation¦Treefellintoline¦ConductorOverhead¦Normal
23-0017014 | Vegetation | Tree - fell into line | Conductor, Overhead | Broken, wire on ground | 2023 | Tier 2 - Elevated | Distribution Circuit | 1 | 16 | 20230116 | 1957295 | Sus | N | Vegetation¦Treefellintoline¦ConductorOverhead¦Brokenwireonground
23-0017040 | Environmental/External | Flood/Erosion | Pole-Wood | Normal | 2023 | Tier 2 - Elevated | Distribution Circuit | 1 | 16 | 20230116 | 1957664 | Sus | N | EnvironmentalExternal¦FloodErosion¦PoleWood¦Normal
23-0017199 | Vegetation | Tree - grew into line | Conductor, Overhead | Normal | 2023 | Tier 2 - Elevated | Distribution Circuit | 1 | 16 | 20230116 | 1958093 | Sus | N | Vegetation¦Treegrewintoline¦ConductorOverhead¦Normal
23-0017317 | Vegetation | Tree - fell into line | Conductor, Overhead | Broken, wire on ground | 2023 | Tier 2 - Elevated | Distribution Circuit | 1 | 16 | 20230116 | 1958442 | Sus | N | Vegetation¦Treefellintoline¦ConductorOverhead¦Brokenwireonground
23-0017374 | Equipment Failure/Involved | Overhead | Conductor, Overhead | Burned/flashed | 2023 | Tier 2 - Elevated | Transformer only | 1 | 16 | 20230116 | 1958805 | Sus | N | EquipmentFailureInvolved¦Overhead¦ConductorOverhead¦Burnedflashed
23-0017777 | Unknown Cause | Patrol - found nothing |  |  | 2023 | Tier 2 - Elevated | Distribution Circuit | 1 | 17 | 20230117 | 1959639 | Sus | N | UnknownCause¦Patrolfoundnothing¦¦
23-0018162 | Vegetation | Tree - fell into line | Conductor, Overhead | Normal | 2023 | Tier 2 - Elevated | Distribution Circuit | 1 | 18 | 20230118 | 1960569 | Sus | N | Vegetation¦Treefellintoline¦ConductorOverhead¦Normal
23-0018322 | Vegetation | Tree - fell into line | Conductor, Overhead | Normal | 2023 | Tier 2 - Elevated | Distribution Circuit | 1 | 18 | 20230118 | 1960923 | Sus | N | Vegetation¦Treefellintoline¦ConductorOverhead¦Normal
23-0018505 | Equipment Failure/Involved | Overhead | Insulator | Failed/Faulted | 2023 | Tier 2 - Elevated | Distribution Circuit | 1 | 18 | 20230118 | 1961171 | Sus | N | EquipmentFailureInvolved¦Overhead¦Insulator¦FailedFaulted
23-0018547 | Vegetation | Tree - fell into line | Conductor, Overhead | Broken, wire on ground | 2023 | Tier 2 - Elevated | Distribution Circuit | 1 | 18 | 20230118 | 1961243 | Sus | N | Vegetation¦Treefellintoline¦ConductorOverhead¦Brokenwireonground
23-0018651 | Vegetation | Tree - fell into line | Conductor, Overhead | Broken, wire on ground | 2023 | Tier 2 - Elevated | Distribution Circuit | 1 | 19 | 20230119 | 1961756 | Sus | N | Vegetation¦Treefellintoline¦ConductorOverhead¦Brokenwireonground
23-0018676 | Equipment Failure/Involved | Overhead | Pole-Wood | Broken | 2023 | Tier 2 - Elevated | Distribution Circuit | 1 | 19 | 20230119 | 1962083 | Sus | N | EquipmentFailureInvolved¦Overhead¦PoleWood¦Broken
23-0018995 | Vegetation | Tree - fell into line | Conductor, Overhead | Normal | 2023 | Tier 2 - Elevated | Distribution Circuit | 1 | 19 | 20230119 | 1962457 | Sus | N | Vegetation¦Treefellintoline¦ConductorOverhead¦Normal
23-0019683 | Unknown Cause | Patrol - found nothing |  |  | 2023 | Tier 2 - Elevated | Distribution Circuit | 1 | 21 | 20230121 | 1963753 | Sus | N | UnknownCause¦Patrolfoundnothing¦¦
23-0019838 | Equipment Failure/Involved | Overhead | Conductor, Overhead | Normal | 2023 | Tier 2 - Elevated | Transformer only | 1 | 22 | 20230122 | 1964581 | Sus | N | EquipmentFailureInvolved¦Overhead¦ConductorOverhead¦Normal
23-0019849 | Equipment Failure/Involved | Overhead | Jumper | Burned Open | 2023 | Tier 2 - Elevated | Distribution Circuit | 1 | 22 | 20230122 | 1964616 | Sus | N | EquipmentFailureInvolved¦Overhead¦Jumper¦BurnedOpen
23-0019867 | Equipment Failure/Involved | Overhead | Recloser | Malfunctioning | 2023 | Tier 2 - Elevated | Distribution Circuit | 1 | 22 | 20230122 | 1964709 | Sus | N | EquipmentFailureInvolved¦Overhead¦Recloser¦Malfunctioning
23-0020331 | Vegetation | Tree - fell into line | Conductor, Overhead | Deteriorated | 2023 | Tier 2 - Elevated | Distribution Circuit | 1 | 23 | 20230123 | 1966021 | Sus | N | Vegetation¦Treefellintoline¦ConductorOverhead¦Deteriorated
23-0020436 | Vegetation | Tree - fell into line | Conductor, Overhead | Normal | 2023 | Tier 2 - Elevated | Distribution Circuit | 1 | 23 | 20230123 | 1966198 | Sus | N | Vegetation¦Treefellintoline¦ConductorOverhead¦Normal
23-0020619 | Equipment Failure/Involved | Overhead | Transformer | Broken | 2023 | Tier 2 - Elevated | Transformer only | 1 | 24 | 20230124 | 1966576 | Sus | N | EquipmentFailureInvolved¦Overhead¦Transformer¦Broken
23-0020720 | Vegetation | Tree - branch fell on line | Conductor, Overhead | Normal | 2023 | Tier 2 - Elevated | Distribution Circuit | 1 | 24 | 20230124 | 1966876 | Sus | N | Vegetation¦Treebranchfellonline¦ConductorOverhead¦Normal
23-0020789 | Vegetation | Tree - fell into line | Transformer (OH) | Failed/Faulted | 2023 | Tier 2 - Elevated | Transformer only | 1 | 24 | 20230124 | 1966985 | Sus | N | Vegetation¦Treefellintoline¦Transformer(OH)¦FailedFaulted
23-0021314 | Equipment Failure/Involved | Overhead | Connector or Splice (OH) | Deteriorated | 2023 | Tier 2 - Elevated | Distribution Circuit | 1 | 25 | 20230125 | 1968129 | Sus | N | EquipmentFailureInvolved¦Overhead¦ConnectororSplice(OH)¦Deteriorated
23-0022368 | Equipment Failure/Involved | Overhead | Service conductor | Broken | 2023 | Tier 2 - Elevated | Transformer only | 1 | 27 | 20230127 | 1969406 | Sus | N | EquipmentFailureInvolved¦Overhead¦Serviceconductor¦Broken
23-0022576 | 3rd Party | Vehicle | Pole-Wood | Broken | 2023 | Tier 2 - Elevated | Distribution Circuit | 1 | 27 | 20230127 | 1970213 | Sus | N | 3rdParty¦Vehicle¦PoleWood¦Broken
23-0022621 | Vegetation | Tree - fell into line | Anchor or Guy | Normal | 2023 | Tier 2 - Extreme | Distribution Circuit | 1 | 28 | 20230128 | 1970414 | Sus | N | Vegetation¦Treefellintoline¦AnchororGuy¦Normal
23-0022656 | Equipment Failure/Involved | Overhead | Transformer (OH) | Failed/Faulted | 2023 | Tier 2 - Elevated | Transformer only | 1 | 28 | 20230128 | 1970583 | Sus | N | EquipmentFailureInvolved¦Overhead¦Transformer(OH)¦FailedFaulted
23-0022733 | Equipment Failure/Involved | Overhead | Pole-Wood | Deteriorated | 2023 | Tier 2 - Elevated | Transformer only | 1 | 29 | 20230129 | 1970974 | Sus | N | EquipmentFailureInvolved¦Overhead¦PoleWood¦Deteriorated
23-0022829 | Vegetation | Tree - fell into line | Conductor, Overhead | Normal | 2023 | Tier 2 - Elevated | Distribution Circuit | 1 | 30 | 20230130 | 1971451 | Sus | N | Vegetation¦Treefellintoline¦ConductorOverhead¦Normal
23-0022976 | Vegetation | Tree - fell into line | Pole-Wood | Broken, wire on ground | 2023 | Tier 2 - Extreme | Distribution Circuit | 1 | 30 | 20230130 | 1971908 | Sus | N | Vegetation¦Treefellintoline¦PoleWood¦Brokenwireonground
23-0022931 | Vegetation | Tree - branch fell on line | Conductor, Overhead | Normal | 2023 | Tier 2 - Elevated | Distribution Circuit | 1 | 30 | 20230130 | 1971839 | Sus | N | Vegetation¦Treebranchfellonline¦ConductorOverhead¦Normal
23-0023518 | Equipment Failure/Involved | Overhead | Transformer (OH) | Failed/Faulted | 2023 | Tier 2 - Elevated | Distribution Circuit | 1 | 31 | 20230131 | 1972919 | Sus | N | EquipmentFailureInvolved¦Overhead¦Transformer(OH)¦FailedFaulted
23-0023807 | Vegetation | Tree - cutting, PG&E contractor | Conductor, Overhead | Normal | 2023 | Tier 2 - Elevated | Distribution Circuit | 2 | 1 | 20230201 | 1973613 | Sus | N | Vegetation¦TreecuttingPG&Econtractor¦ConductorOverhead¦Normal
23-0024133 | 3rd Party | Tree - cutting, 3rd party | Conductor, Overhead | Broken, wire on ground | 2023 | Tier 2 - Elevated | Distribution Circuit | 2 | 1 | 20230201 | 1974204 | Sus | N | 3rdParty¦Treecutting3rdparty¦ConductorOverhead¦Brokenwireonground
23-0024200 | Unknown Cause | Patrol - found nothing |  |  | 2023 | Tier 2 - Elevated | Distribution Circuit | 2 | 1 | 20230201 | 1974422 | Sus | N | UnknownCause¦Patrolfoundnothing¦¦
23-0024475 | Animal | Squirrel | Fuse | Failed/Faulted | 2023 | Tier 2 - Extreme | Distribution Circuit | 2 | 2 | 20230202 | 1974844 | Sus | N | Animal¦Squirrel¦Fuse¦FailedFaulted
23-0024605 | Equipment Failure/Involved | Overhead | Cutout, fuse holder | Broken | 2023 | Tier 2 - Elevated | Transformer only | 2 | 2 | 20230202 | 1975194 | Sus | N | EquipmentFailureInvolved¦Overhead¦Cutoutfuseholder¦Broken
23-0024621 | Vegetation | Tree - branch fell on line | Conductor, Overhead | Normal | 2023 | Tier 2 - Elevated | Distribution Circuit | 2 | 2 | 20230202 | 1975277 | Sus | N | Vegetation¦Treebranchfellonline¦ConductorOverhead¦Normal
23-0024634 | Unknown Cause | Patrol - not conducted |  |  | 2023 | Tier 2 - Elevated | Distribution Circuit | 2 | 2 | 20230202 | 1975328 | Sus | N | UnknownCause¦Patrolnotconducted¦¦
23-0024705 | Vegetation | Tree - branch fell on line | Conductor, Overhead | Normal | 2023 | Tier 2 - Elevated | Distribution Circuit | 2 | 3 | 20230203 | 1975458 | Sus | N | Vegetation¦Treebranchfellonline¦ConductorOverhead¦Normal
23-0024702 | Vegetation | Tree - branch fell on line | Conductor, Overhead | Broken, wire on ground | 2023 | Tier 2 - Elevated | Distribution Circuit | 2 | 3 | 20230203 | 1975483 | Sus | N | Vegetation¦Treebranchfellonline¦ConductorOverhead¦Brokenwireonground
23-0024776 | Vegetation | Tree - branch fell on line | Conductor, Overhead | Normal | 2023 | Tier 2 - Elevated | Distribution Circuit | 2 | 3 | 20230203 | 1975573 | Sus | N | Vegetation¦Treebranchfellonline¦ConductorOverhead¦Normal
23-0024970 | Vegetation | Tree - branch fell on line | Conductor, Overhead | Normal | 2023 | Tier 2 - Elevated | Distribution Circuit | 2 | 3 | 20230203 | 1975602 | Sus | N | Vegetation¦Treebranchfellonline¦ConductorOverhead¦Normal
23-0024768 | Unknown Cause | Patrol - found nothing |  |  | 2023 | Tier 2 - Elevated | Distribution Circuit | 2 | 3 | 20230203 | 1975620 | Sus | N | UnknownCause¦Patrolfoundnothing¦¦
23-0024783 | Vegetation | Tree - fell into line | Conductor, Overhead | Normal | 2023 | Tier 2 - Elevated | Distribution Circuit | 2 | 3 | 20230203 | 1975679 | Sus | N | Vegetation¦Treefellintoline¦ConductorOverhead¦Normal
23-0024983 | Equipment Failure/Involved | Overhead | Transformer | Failed/Faulted | 2023 | Tier 2 - Elevated | Transformer only | 2 | 3 | 20230203 | 1975920 | Sus | N | EquipmentFailureInvolved¦Overhead¦Transformer¦FailedFaulted
23-0025130 | Unknown Cause | Patrol - found nothing |  |  | 2023 | Tier 2 - Elevated | Transformer only | 2 | 3 | 20230203 | 1976229 | Sus | N | UnknownCause¦Patrolfoundnothing¦¦
23-0025155 | Unknown Cause | Patrol - found nothing |  |  | 2023 | Tier 2 - Elevated | Transformer only | 2 | 3 | 20230203 | 1976342 | Sus | N | UnknownCause¦Patrolfoundnothing¦¦
23-0025188 | Vegetation | Tree - fell into line | Conductor, Overhead | Together | 2023 | Tier 2 - Extreme | Transformer only | 2 | 4 | 20230204 | 1976474 | Sus | N | Vegetation¦Treefellintoline¦ConductorOverhead¦Together
23-0025219 | Vegetation | Tree - fell into line | Conductor, Overhead | Contaminated | 2023 | Tier 2 - Elevated | Transformer only | 2 | 4 | 20230204 | 1976591 | Sus | N | Vegetation¦Treefellintoline¦ConductorOverhead¦Contaminated
23-0025227 | Vegetation | Tree - branch fell on line | Conductor, Overhead | Normal | 2023 | Tier 2 - Elevated | Distribution Circuit | 2 | 4 | 20230204 | 1976706 | Sus | N | Vegetation¦Treebranchfellonline¦ConductorOverhead¦Normal
23-0025223 | Unknown Cause | Patrol - not conducted |  |  | 2023 | Tier 2 - Elevated | Distribution Circuit | 2 | 4 | 20230204 | 1976718 | Sus | N | UnknownCause¦Patrolnotconducted¦¦
23-0025393 | Vegetation | Tree - fell into line | Conductor, Overhead | Broken, wire on ground | 2023 | Tier 2 - Elevated | Distribution Circuit | 2 | 5 | 20230205 | 1977215 | Sus | N | Vegetation¦Treefellintoline¦ConductorOverhead¦Brokenwireonground
23-0025389 | Vegetation | Tree - branch fell on line | Conductor, Overhead | Contaminated | 2023 | Tier 2 - Elevated | Transformer only | 2 | 5 | 20230205 | 1977333 | Sus | N | Vegetation¦Treebranchfellonline¦ConductorOverhead¦Contaminated
23-0025408 | Unknown Cause | Patrol - found nothing |  |  | 2023 | Tier 2 - Elevated | Distribution Circuit | 2 | 5 | 20230205 | 1977370 | Sus | N | UnknownCause¦Patrolfoundnothing¦¦
23-0025383 | Equipment Failure/Involved | Electrical Overload | Cutout, fuse holder | Failed/Faulted | 2023 | Tier 2 - Elevated | Transformer only | 2 | 5 | 20230205 | 1977271 | Sus | N | EquipmentFailureInvolved¦ElectricalOverload¦Cutoutfuseholder¦FailedFaulted
23-0025523 | Vegetation | Tree - fell into line | Conductor, Overhead | Broken, wire on ground | 2023 | Tier 2 - Elevated | Distribution Circuit | 2 | 6 | 20230206 | 1977800 | Sus | N | Vegetation¦Treefellintoline¦ConductorOverhead¦Brokenwireonground
23-0025538 | Vegetation | Tree - fell into line | Conductor, Overhead | Broken, wire on ground | 2023 | Tier 2 - Elevated | Distribution Circuit | 2 | 6 | 20230206 | 1977840 | Sus | N | Vegetation¦Treefellintoline¦ConductorOverhead¦Brokenwireonground
23-0025873 | Equipment Failure/Involved | Overhead | Transformer (OH) | Failed/Faulted | 2023 | Tier 2 - Elevated | Distribution Circuit | 2 | 6 | 20230206 | 1978429 | Sus | N | EquipmentFailureInvolved¦Overhead¦Transformer(OH)¦FailedFaulted
23-0025626 | Equipment Failure/Involved | Overhead | Cutout, fuse holder | Broken | 2023 | Tier 2 - Elevated | Distribution Circuit | 2 | 6 | 20230206 | 1977930 | Sus | N | EquipmentFailureInvolved¦Overhead¦Cutoutfuseholder¦Broken
23-0025714 | Equipment Failure/Involved | Overhead | Connector or Splice (OH) | Broken | 2023 | Tier 2 - Elevated | Distribution Circuit | 2 | 6 | 20230206 | 1978307 | Sus | N | EquipmentFailureInvolved¦Overhead¦ConnectororSplice(OH)¦Broken
23-0025912 | Vegetation | Tree - fell into line | Secondary | Broken, wire on ground | 2023 | Tier 2 - Elevated | Transformer only | 2 | 6 | 20230206 | 1978462 | Sus | N | Vegetation¦Treefellintoline¦Secondary¦Brokenwireonground
23-0026578 | Equipment Failure/Involved | Overhead | Pole-Wood | Deteriorated | 2023 | Tier 2 - Elevated | Transformer only | 2 | 8 | 20230208 | 1979884 | Sus | N | EquipmentFailureInvolved¦Overhead¦PoleWood¦Deteriorated
23-0027026 | Vegetation | Tree - grew into line | Conductor, Overhead | Normal | 2023 | Tier 2 - Elevated | Distribution Circuit | 2 | 9 | 20230209 | 1980492 | Sus | N | Vegetation¦Treegrewintoline¦ConductorOverhead¦Normal
23-0027189 | Animal | Other | Conductor, Overhead | Normal | 2023 | Tier 2 - Elevated | Distribution Circuit | 2 | 9 | 20230209 | 1981052 | Sus | N | Animal¦Other¦ConductorOverhead¦Normal
23-0027213 | Equipment Failure/Involved | Overhead | Conductor, Overhead | Broken, wire on object | 2023 | Tier 2 - Elevated | Distribution Circuit | 2 | 9 | 20230209 | 1981127 | Sus | N | EquipmentFailureInvolved¦Overhead¦ConductorOverhead¦Brokenwireonobject
23-0027272 | Vegetation | Tree - fell into line | Conductor, Overhead | Normal | 2023 | Tier 2 - Elevated | Distribution Circuit | 2 | 9 | 20230209 | 1981212 | Sus | N | Vegetation¦Treefellintoline¦ConductorOverhead¦Normal
23-0027356 | Equipment Failure/Involved | Overhead | Transformer (OH) | Leaking | 2023 | Tier 2 - Elevated | Distribution Circuit | 2 | 10 | 20230210 | 1981397 | Sus | N | EquipmentFailureInvolved¦Overhead¦Transformer(OH)¦Leaking
23-0027715 | 3rd Party | Vehicle | Other | Broken | 2023 | Tier 2 - Elevated | Transformer only | 2 | 10 | 20230210 | 1982023 | Sus | N | 3rdParty¦Vehicle¦Other¦Broken
23-0027702 | Vegetation | Tree - fell into line | Conductor, Overhead | Normal | 2023 | Tier 2 - Elevated | Distribution Circuit | 2 | 10 | 20230210 | 1982027 | Sus | N | Vegetation¦Treefellintoline¦ConductorOverhead¦Normal
23-0027642 | 3rd Party | Vehicle | Pole-Wood | Broken | 2023 | Tier 2 - Elevated | Distribution Circuit | 2 | 10 | 20230210 | 1982037 | Sus | N | 3rdParty¦Vehicle¦PoleWood¦Broken
23-0027958 | 3rd Party | Vehicle | Pole-Wood | Broken | 2023 | Tier 2 - Elevated | Distribution Circuit | 2 | 12 | 20230212 | 1983118 | Sus | N | 3rdParty¦Vehicle¦PoleWood¦Broken
23-0028000 | Equipment Failure/Involved | Overhead | Fuse | Failed/Faulted | 2023 | Tier 2 - Extreme | Transformer only | 2 | 13 | 20230213 | 1983192 | Sus | N | EquipmentFailureInvolved¦Overhead¦Fuse¦FailedFaulted
23-0028060 | Vegetation | Tree - fell into line | Conductor, Overhead | Normal | 2023 | Tier 2 - Elevated | Distribution Circuit | 2 | 13 | 20230213 | 1983354 | Sus | N | Vegetation¦Treefellintoline¦ConductorOverhead¦Normal
23-0028071 | Equipment Failure/Involved | Overhead | Service conductor | Burned Open | 2023 | Tier 2 - Elevated | Transformer only | 2 | 13 | 20230213 | 1983263 | Sus | N | EquipmentFailureInvolved¦Overhead¦Serviceconductor¦BurnedOpen
23-0028101 | Vegetation | Tree - fell into line | Conductor, Overhead | Normal | 2023 | Tier 2 - Elevated | Distribution Circuit | 2 | 13 | 20230213 | 1983542 | Sus | N | Vegetation¦Treefellintoline¦ConductorOverhead¦Normal
23-0028123 | Vegetation | Tree - branch fell on line | Conductor, Overhead | Normal | 2023 | Tier 2 - Elevated | Distribution Circuit | 2 | 13 | 20230213 | 1983601 | Sus | N | Vegetation¦Treebranchfellonline¦ConductorOverhead¦Normal
23-0028138 | Vegetation | Tree - branch fell on line | Conductor, Overhead | Normal | 2023 | Tier 2 - Elevated | Distribution Circuit | 2 | 13 | 20230213 | 1983641 | Sus | N | Vegetation¦Treebranchfellonline¦ConductorOverhead¦Normal
23-0028177 | Vegetation | Tree - branch fell on line | Conductor, Overhead | Normal | 2023 | Tier 2 - Elevated | Transformer only | 2 | 13 | 20230213 | 1983668 | Sus | N | Vegetation¦Treebranchfellonline¦ConductorOverhead¦Normal
23-0028215 | Vegetation | Tree - fell into line | Conductor, Overhead | Normal | 2023 | Tier 2 - Elevated | Distribution Circuit | 2 | 13 | 20230213 | 1983784 | Sus | N | Vegetation¦Treefellintoline¦ConductorOverhead¦Normal
23-0028229 | Vegetation | Tree - fell into line | Conductor, Overhead | Broken, wire on ground | 2023 | Tier 2 - Elevated | Distribution Circuit | 2 | 13 | 20230213 | 1983913 | Sus | N | Vegetation¦Treefellintoline¦ConductorOverhead¦Brokenwireonground
23-0028298 | Vegetation | Tree - fell into line | Conductor, Overhead | Broken, wire on ground | 2023 | Tier 2 - Elevated | Distribution Circuit | 2 | 13 | 20230213 | 1983811 | Sus | N | Vegetation¦Treefellintoline¦ConductorOverhead¦Brokenwireonground
23-0028293 | Vegetation | Tree - fell into line | Conductor, Overhead | Broken, wire on ground | 2023 | Tier 2 - Elevated | Distribution Circuit | 2 | 13 | 20230213 | 1983828 | Sus | N | Vegetation¦Treefellintoline¦ConductorOverhead¦Brokenwireonground
23-0028331 | Vegetation | Tree - fell into line | Conductor, Overhead | Normal | 2023 | Tier 2 - Elevated | Distribution Circuit | 2 | 13 | 20230213 | 1983865 | Sus | N | Vegetation¦Treefellintoline¦ConductorOverhead¦Normal
23-0028305 | Vegetation | Tree - fell into line | Conductor, Overhead | Normal | 2023 | Tier 2 - Elevated | Distribution Circuit | 2 | 13 | 20230213 | 1983924 | Sus | N | Vegetation¦Treefellintoline¦ConductorOverhead¦Normal
23-0028313 | Vegetation | Tree - fell into line | Conductor, Overhead | Broken, wire on ground | 2023 | Tier 2 - Elevated | Distribution Circuit | 2 | 13 | 20230213 | 1983932 | Sus | N | Vegetation¦Treefellintoline¦ConductorOverhead¦Brokenwireonground
23-0028348 | Vegetation | Tree - branch fell on line | Conductor, Overhead | Normal | 2023 | Tier 2 - Elevated | Distribution Circuit | 2 | 13 | 20230213 | 1984037 | Sus | N | Vegetation¦Treebranchfellonline¦ConductorOverhead¦Normal
23-0028336 | Equipment Failure/Involved | Overhead | Transformer (OH) | Failed/Faulted | 2023 | Tier 2 - Elevated | Transformer only | 2 | 13 | 20230213 | 1983805 | Sus | N | EquipmentFailureInvolved¦Overhead¦Transformer(OH)¦FailedFaulted
23-0021231 | Equipment Failure/Involved | Overhead | Transformer | Deteriorated | 2023 | Tier 2 - Extreme | Transformer only | 2 | 14 | 20230214 | 1984592 | Sus | N | EquipmentFailureInvolved¦Overhead¦Transformer¦Deteriorated
23-0028680 | Vegetation | Tree - branch fell on line | Conductor, Overhead | Normal | 2023 | Tier 2 - Elevated | Distribution Circuit | 2 | 14 | 20230214 | 1984762 | Sus | N | Vegetation¦Treebranchfellonline¦ConductorOverhead¦Normal
23-0028896 | Vegetation | Tree - fell into line | Fuse | Normal | 2023 | Tier 2 - Elevated | Transformer only | 2 | 14 | 20230214 | 1985164 | Sus | N | Vegetation¦Treefellintoline¦Fuse¦Normal
23-0029238 | Vegetation | Tree - fell into line | Conductor, Overhead | Normal | 2023 | Tier 2 - Elevated | Distribution Circuit | 2 | 15 | 20230215 | 1986143 | Sus | N | Vegetation¦Treefellintoline¦ConductorOverhead¦Normal
23-0029390 | Vegetation | Tree - grew into line | Conductor, Overhead | Normal | 2023 | Tier 2 - Elevated | Distribution Circuit | 2 | 15 | 20230215 | 1986303 | Sus | N | Vegetation¦Treegrewintoline¦ConductorOverhead¦Normal
23-0029729 | Unknown Cause | Patrol - not conducted |  |  | 2023 | Tier 2 - Elevated | Transformer only | 2 | 16 | 20230216 | 1986953 | Sus | N | UnknownCause¦Patrolnotconducted¦¦
23-0029765 | Vegetation | Tree - fell into line | Conductor, Overhead | Broken, wire on ground | 2023 | Tier 2 - Elevated | Distribution Circuit | 2 | 16 | 20230216 | 1987009 | Sus | N | Vegetation¦Treefellintoline¦ConductorOverhead¦Brokenwireonground
23-0029814 | Equipment Failure/Involved | Overhead | Pole-Wood | Broken | 2023 | Tier 2 - Elevated | Distribution Circuit | 2 | 16 | 20230216 | 1987022 | Sus | N | EquipmentFailureInvolved¦Overhead¦PoleWood¦Broken
23-0029839 | Equipment Failure/Involved | Overhead | Crossarm, Wood | Broken | 2023 | Tier 2 - Elevated | Distribution Circuit | 2 | 16 | 20230216 | 1987113 | Sus | N | EquipmentFailureInvolved¦Overhead¦CrossarmWood¦Broken
23-0030530 | Vegetation | Tree - fell into line | Conductor, Overhead | Normal | 2023 | Tier 2 - Elevated | Distribution Circuit | 2 | 19 | 20230219 | 1988578 | Sus | N | Vegetation¦Treefellintoline¦ConductorOverhead¦Normal
23-0030729 | 3rd Party | Vehicle | Fuse | Normal | 2023 | Tier 2 - Elevated | Transformer only | 2 | 20 | 20230220 | 1989641 | Sus | N | 3rdParty¦Vehicle¦Fuse¦Normal
23-0030814 | Unknown Cause | Patrol - found nothing |  |  | 2023 | Tier 2 - Extreme | Transformer only | 2 | 21 | 20230221 | 1989743 | Sus | N | UnknownCause¦Patrolfoundnothing¦¦
23-0031017 | Vegetation | Tree - fell into line | Conductor, Overhead | Broken, wire on ground | 2023 | Tier 2 - Elevated | Distribution Circuit | 2 | 21 | 20230221 | 1990124 | Sus | N | Vegetation¦Treefellintoline¦ConductorOverhead¦Brokenwireonground
23-0031177 | Vegetation | Tree - fell into line | Conductor, Overhead | Broken, wire on ground | 2023 | Tier 2 - Elevated | Distribution Circuit | 2 | 21 | 20230221 | 1990128 | Sus | N | Vegetation¦Treefellintoline¦ConductorOverhead¦Brokenwireonground
23-0031113 | Vegetation | Tree - branch fell on line | Conductor, Overhead | Normal | 2023 | Tier 2 - Elevated | Distribution Circuit | 2 | 21 | 20230221 | 1990341 | Sus | N | Vegetation¦Treebranchfellonline¦ConductorOverhead¦Normal
23-0031597 | Vegetation | Tree - branch fell on line | Conductor, Overhead | Normal | 2023 | Tier 2 - Elevated | Distribution Circuit | 2 | 21 | 20230221 | 1990451 | Sus | N | Vegetation¦Treebranchfellonline¦ConductorOverhead¦Normal
23-0031198 | Vegetation | Tree - fell into line | Conductor, Overhead | Normal | 2023 | Tier 2 - Elevated | Distribution Circuit | 2 | 21 | 20230221 | 1990527 | Sus | N | Vegetation¦Treefellintoline¦ConductorOverhead¦Normal
23-0031467 | Equipment Failure/Involved | Overhead | Conductor, Overhead | Broken, wire on ground | 2023 | Tier 2 - Elevated | Distribution Circuit | 2 | 21 | 20230221 | 1991346 | Sus | N | EquipmentFailureInvolved¦Overhead¦ConductorOverhead¦Brokenwireonground
23-0031353 | Unknown Cause | Patrol - found nothing |  |  | 2023 | Tier 2 - Elevated | Distribution Circuit | 2 | 21 | 20230221 | 1991269 | Sus | N | UnknownCause¦Patrolfoundnothing¦¦
23-0031456 | Vegetation | Tree - branch fell on line | Conductor, Overhead | Normal | 2023 | Tier 2 - Elevated | Distribution Circuit | 2 | 21 | 20230221 | 1991464 | Sus | N | Vegetation¦Treebranchfellonline¦ConductorOverhead¦Normal
23-0031483 | Vegetation | Tree - fell into line | Conductor, Overhead | Normal | 2023 | Tier 2 - Elevated | Distribution Circuit | 2 | 21 | 20230221 | 1991379 | Sus | N | Vegetation¦Treefellintoline¦ConductorOverhead¦Normal
23-0031511 | Vegetation | Tree - branch fell on line | Conductor, Overhead | Normal | 2023 | Tier 2 - Elevated | Distribution Circuit | 2 | 21 | 20230221 | 1993078 | Sus | N | Vegetation¦Treebranchfellonline¦ConductorOverhead¦Normal
23-0032017 | Equipment Failure/Involved | Overhead | Conductor, Overhead | Broken, wire on ground | 2023 | Tier 2 - Elevated | Distribution Circuit | 2 | 22 | 20230222 | 1996332 | Sus | N | EquipmentFailureInvolved¦Overhead¦ConductorOverhead¦Brokenwireonground
23-0032067 | Vegetation | Tree - fell into line | Conductor, Overhead | Together | 2023 | Tier 2 - Elevated | Distribution Circuit | 2 | 22 | 20230222 | 1996503 | Sus | N | Vegetation¦Treefellintoline¦ConductorOverhead¦Together
23-0032429 | Environmental/External | Ice or snow | Conductor, Overhead | Broken, wire on ground | 2023 | Tier 2 - Elevated | Distribution Circuit | 2 | 22 | 20230222 | 1997103 | Sus | N | EnvironmentalExternal¦Iceorsnow¦ConductorOverhead¦Brokenwireonground
23-0032661 | Unknown Cause | Patrol - found nothing |  |  | 2023 | Tier 2 - Elevated | Distribution Circuit | 2 | 22 | 20230222 | 1997560 | Sus | N | UnknownCause¦Patrolfoundnothing¦¦
23-0032672 | Equipment Failure/Involved | Overhead | Conductor, Overhead | Broken | 2023 | Tier 2 - Elevated | Distribution Circuit | 2 | 22 | 20230222 | 1998045 | Sus | N | EquipmentFailureInvolved¦Overhead¦ConductorOverhead¦Broken
23-0032701 | Unknown Cause | Patrol - not conducted |  |  | 2023 | Tier 2 - Elevated | Distribution Circuit | 2 | 22 | 20230222 | 1998496 | Sus | N | UnknownCause¦Patrolnotconducted¦¦
23-0032948 | Unknown Cause | Patrol - found nothing |  |  | 2023 | Tier 2 - Elevated | Distribution Circuit | 2 | 23 | 20230223 | 1998787 | Sus | N | UnknownCause¦Patrolfoundnothing¦¦
23-0033088 | Vegetation | Tree - fell into line | Conductor, Overhead | Broken, wire on ground | 2023 | Tier 2 - Elevated | Distribution Circuit | 2 | 23 | 20230223 | 1998840 | Sus | N | Vegetation¦Treefellintoline¦ConductorOverhead¦Brokenwireonground
23-0032951 | Unknown Cause | Patrol - found nothing |  |  | 2023 | Tier 2 - Elevated | Distribution Circuit | 2 | 23 | 20230223 | 1998891 | Sus | N | UnknownCause¦Patrolfoundnothing¦¦
23-0032941 | Vegetation | Tree - fell into line | Crossarm, Wood | Broken, wire on ground | 2023 | Tier 2 - Elevated | Distribution Circuit | 2 | 23 | 20230223 | 1999038 | Sus | N | Vegetation¦Treefellintoline¦CrossarmWood¦Brokenwireonground
23-0032973 | Vegetation | Tree - branch fell on line | Conductor, Overhead | Normal | 2023 | Tier 2 - Extreme | Distribution Circuit | 2 | 23 | 20230223 | 1999125 | Sus | N | Vegetation¦Treebranchfellonline¦ConductorOverhead¦Normal
23-0033096 | Unknown Cause | Patrol - found nothing |  |  | 2023 | Tier 2 - Elevated | Distribution Circuit | 2 | 23 | 20230223 | 1999193 | Sus | N | UnknownCause¦Patrolfoundnothing¦¦
23-0033328 | Vegetation | Tree - fell into line | Conductor, Overhead | Normal | 2023 | Tier 2 - Elevated | Distribution Circuit | 2 | 23 | 20230223 | 1999986 | Sus | N | Vegetation¦Treefellintoline¦ConductorOverhead¦Normal
23-0033484 | Vegetation | Tree - fell into line | Conductor, Overhead | Normal | 2023 | Tier 2 - Extreme | Distribution Circuit | 2 | 23 | 20230223 | 2000799 | Sus | N | Vegetation¦Treefellintoline¦ConductorOverhead¦Normal
23-0033960 | Vegetation | Tree - branch fell on line | Conductor, Overhead | Normal | 2023 | Tier 2 - Elevated | Distribution Circuit | 2 | 23 | 20230223 | 2004923 | Sus | N | Vegetation¦Treebranchfellonline¦ConductorOverhead¦Normal
23-0033817 | Vegetation | Tree - fell into line | Conductor, Overhead | Normal | 2023 | Tier 2 - Elevated | Distribution Circuit | 2 | 24 | 20230224 | 2003697 | Sus | N | Vegetation¦Treefellintoline¦ConductorOverhead¦Normal
23-0033529 | Vegetation | Tree - fell into line | Conductor, Overhead | Broken, wire on ground | 2023 | Tier 2 - Extreme | Distribution Circuit | 2 | 24 | 20230224 | 2001317 | Sus | N | Vegetation¦Treefellintoline¦ConductorOverhead¦Brokenwireonground
23-0034081 | Vegetation | Tree - fell into line | Conductor, Overhead | Burned/flashed | 2023 | Tier 2 - Elevated | Distribution Circuit | 2 | 24 | 20230224 | 2005275 | Sus | N | Vegetation¦Treefellintoline¦ConductorOverhead¦Burnedflashed
23-0035814 | Vegetation | Tree - fell into line | Secondary | Broken, wire on ground | 2023 | Tier 2 - Elevated | Transformer only | 2 | 24 | 20230224 | 2010275 | Sus | N | Vegetation¦Treefellintoline¦Secondary¦Brokenwireonground
23-0035814 | Vegetation | Tree - fell into line | Secondary | Broken, wire on ground | 2023 | Tier 2 - Elevated | Transformer only | 2 | 24 | 20230224 | 2010275 | Sus | N | Vegetation¦Treefellintoline¦Secondary¦Brokenwireonground
23-0034062 | Vegetation | Tree - fell into line | Conductor, Overhead | Normal | 2023 | Tier 2 - Elevated | Distribution Circuit | 2 | 24 | 20230224 | 2003104 | Sus | N | Vegetation¦Treefellintoline¦ConductorOverhead¦Normal
23-0034056 | Vegetation | Tree - fell into line | Conductor, Overhead | Broken, wire on ground | 2023 | Tier 2 - Elevated | Distribution Circuit | 2 | 24 | 20230224 | 2004907 | Sus | N | Vegetation¦Treefellintoline¦ConductorOverhead¦Brokenwireonground
23-0034009 | Vegetation | Tree - fell into line | Conductor, Overhead | Broken, wire on ground | 2023 | Tier 2 - Elevated | Distribution Circuit | 2 | 24 | 20230224 | 2005092 | Sus | N | Vegetation¦Treefellintoline¦ConductorOverhead¦Brokenwireonground
23-0034204 | Unknown Cause | Patrol - found nothing |  |  | 2023 | Tier 2 - Extreme | Distribution Circuit | 2 | 24 | 20230224 | 2005597 | Sus | N | UnknownCause¦Patrolfoundnothing¦¦
23-0034295 | Unknown Cause | Patrol - found nothing |  |  | 2023 | Tier 2 - Extreme | Distribution Circuit | 2 | 24 | 20230224 | 2005664 | Sus | N | UnknownCause¦Patrolfoundnothing¦¦
23-0034575 | Unknown Cause | Patrol - found nothing |  |  | 2023 | Tier 2 - Elevated | Distribution Circuit | 2 | 24 | 20230224 | 2005668 | Sus | N | UnknownCause¦Patrolfoundnothing¦¦
23-0034396 | Vegetation | Tree - branch fell on line | Conductor, Overhead | Normal | 2023 | Tier 2 - Elevated | Distribution Circuit | 2 | 24 | 20230224 | 2006274 | Sus | N | Vegetation¦Treebranchfellonline¦ConductorOverhead¦Normal
23-0034451 | Environmental/External | Ice or snow | Fuse | Normal | 2023 | Tier 2 - Extreme | Transformer only | 2 | 24 | 20230224 | 2005852 | Sus | N | EnvironmentalExternal¦Iceorsnow¦Fuse¦Normal
23-0034525 | Equipment Failure/Involved | Overhead | Fuse | Failed/Faulted | 2023 | Tier 2 - Elevated | Transformer only | 2 | 24 | 20230224 | 2005857 | Sus | N | EquipmentFailureInvolved¦Overhead¦Fuse¦FailedFaulted
23-0035459 | Vegetation | Tree - branch fell on line | Conductor, Overhead | Normal | 2023 | Tier 2 - Elevated | Distribution Circuit | 2 | 25 | 20230225 | 2009253 | Sus | N | Vegetation¦Treebranchfellonline¦ConductorOverhead¦Normal
23-0035654 | Vegetation | Tree - fell into line | Other | Normal | 2023 | Tier 2 - Elevated | Distribution Circuit | 2 | 25 | 20230225 | 2009494 | Sus | N | Vegetation¦Treefellintoline¦Other¦Normal
23-0035677 | Animal | Squirrel | Fuse | Failed/Faulted | 2023 | Tier 2 - Elevated | Transformer only | 2 | 26 | 20230226 | 2009778 | Sus | N | Animal¦Squirrel¦Fuse¦FailedFaulted
23-0036118 | Vegetation | Tree - fell into line | Conductor, Overhead | Broken, wire on ground | 2023 | Tier 2 - Elevated | Distribution Circuit | 2 | 27 | 20230227 | 2011373 | Sus | N | Vegetation¦Treefellintoline¦ConductorOverhead¦Brokenwireonground
23-0036517 | Unknown Cause | Patrol - found nothing |  |  | 2023 | Tier 2 - Elevated | Distribution Circuit | 2 | 27 | 20230227 | 2012652 | Sus | N | UnknownCause¦Patrolfoundnothing¦¦
23-0036562 | Unknown Cause | Patrol - found nothing |  |  | 2023 | Tier 2 - Extreme | Distribution Circuit | 2 | 27 | 20230227 | 2011684 | Sus | N | UnknownCause¦Patrolfoundnothing¦¦
23-0036515 | Unknown Cause | Patrol - found nothing |  |  | 2023 | Tier 2 - Elevated | Distribution Circuit | 2 | 27 | 20230227 | 2011731 | Sus | N | UnknownCause¦Patrolfoundnothing¦¦
23-0036509 | Vegetation | Tree - fell into line | Conductor, Overhead | Broken, wire on ground | 2023 | Tier 2 - Elevated | Distribution Circuit | 2 | 27 | 20230227 | 2011737 | Sus | N | Vegetation¦Treefellintoline¦ConductorOverhead¦Brokenwireonground
23-0036279 | Equipment Failure/Involved | Overhead | Pole-Wood | Broken | 2023 | Tier 2 - Elevated | Distribution Circuit | 2 | 27 | 20230227 | 2011886 | Sus | N | EquipmentFailureInvolved¦Overhead¦PoleWood¦Broken
23-0036352 | Unknown Cause | Patrol - found nothing |  |  | 2023 | Tier 2 - Elevated | Distribution Circuit | 2 | 27 | 20230227 | 2012166 | Sus | N | UnknownCause¦Patrolfoundnothing¦¦
23-0036652 | Environmental/External | Ice or snow | Conductor, Overhead | Broken, wire on ground | 2023 | Tier 2 - Elevated | Distribution Circuit | 2 | 27 | 20230227 | 2012905 | Sus | N | EnvironmentalExternal¦Iceorsnow¦ConductorOverhead¦Brokenwireonground
23-0036780 | Equipment Failure/Involved | Overhead | Lightning Arrestor | Failed/Faulted | 2023 | Tier 2 - Elevated | Distribution Circuit | 2 | 27 | 20230227 | 2012926 | Sus | N | EquipmentFailureInvolved¦Overhead¦LightningArrestor¦FailedFaulted
23-0037049 | Equipment Failure/Involved | Overhead | Conductor, Overhead | Broken, wire on ground | 2023 | Tier 2 - Elevated | Distribution Circuit | 2 | 28 | 20230228 | 2014119 | Sus | N | EquipmentFailureInvolved¦Overhead¦ConductorOverhead¦Brokenwireonground
23-0037057 | Vegetation | Tree - branch fell on line | Conductor, Overhead | Normal | 2023 | Tier 2 - Elevated | Distribution Circuit | 2 | 28 | 20230228 | 2014148 | Sus | N | Vegetation¦Treebranchfellonline¦ConductorOverhead¦Normal
23-0037087 | Vegetation | Tree - fell into line | Crossarm, Wood | Broken, wire on ground | 2023 | Tier 2 - Elevated | Distribution Circuit | 2 | 28 | 20230228 | 2014155 | Sus | N | Vegetation¦Treefellintoline¦CrossarmWood¦Brokenwireonground
23-0038783 | Vegetation | Tree - fell into line | Conductor, Overhead | Broken, wire on ground | 2023 | Tier 2 - Elevated | Distribution Circuit | 2 | 28 | 20230228 | 2019853 | Sus | N | Vegetation¦Treefellintoline¦ConductorOverhead¦Brokenwireonground
23-0037272 | Vegetation | Tree - fell into line | Conductor, Overhead | Broken, wire on ground | 2023 | Tier 2 - Elevated | Distribution Circuit | 2 | 28 | 20230228 | 2014256 | Sus | N | Vegetation¦Treefellintoline¦ConductorOverhead¦Brokenwireonground
23-0037560 | Vegetation | Tree - fell into line | Conductor, Overhead | Normal | 2023 | Tier 2 - Extreme | Distribution Circuit | 2 | 28 | 20230228 | 2015585 | Sus | N | Vegetation¦Treefellintoline¦ConductorOverhead¦Normal
23-0038084 | Unknown Cause | Patrol - found nothing |  |  | 2023 | Tier 2 - Elevated | Distribution Circuit | 3 | 1 | 20230301 | 2017648 | Sus | N | UnknownCause¦Patrolfoundnothing¦¦
23-0038282 | Vegetation | Tree - fell into line | Conductor, Overhead | Normal | 2023 | Tier 2 - Elevated | Distribution Circuit | 3 | 1 | 20230301 | 2018513 | Sus | N | Vegetation¦Treefellintoline¦ConductorOverhead¦Normal
23-0038286 | Vegetation | Tree - fell into line | Conductor, Overhead | Normal | 2023 | Tier 2 - Extreme | Distribution Circuit | 3 | 1 | 20230301 | 2018044 | Sus | N | Vegetation¦Treefellintoline¦ConductorOverhead¦Normal
23-0038206 | Unknown Cause | Patrol - found nothing |  |  | 2023 | Tier 2 - Elevated | Distribution Circuit | 3 | 1 | 20230301 | 2018181 | Sus | N | UnknownCause¦Patrolfoundnothing¦¦
23-0038760 | Unknown Cause | Patrol - found nothing |  |  | 2023 | Tier 2 - Extreme | Distribution Circuit | 3 | 2 | 20230302 | 2019800 | Sus | N | UnknownCause¦Patrolfoundnothing¦¦
23-0038810 | 3rd Party | Tree - cutting, 3rd party | Transformer | Broken, wire on ground | 2023 | Tier 2 - Extreme | Transformer only | 3 | 2 | 20230302 | 2019740 | Sus | N | 3rdParty¦Treecutting3rdparty¦Transformer¦Brokenwireonground
23-0038845 | Equipment Failure/Involved | Overhead | Cutout, fuse holder | Burned/flashed | 2023 | Tier 2 - Elevated | Distribution Circuit | 3 | 2 | 20230302 | 2020001 | Sus | N | EquipmentFailureInvolved¦Overhead¦Cutoutfuseholder¦Burnedflashed
23-0038982 | Vegetation | Tree - branch fell on line | Conductor, Overhead | Normal | 2023 | Tier 2 - Elevated | Distribution Circuit | 3 | 2 | 20230302 | 2020172 | Sus | N | Vegetation¦Treebranchfellonline¦ConductorOverhead¦Normal
23-0038971 | 3rd Party | Vehicle | Other | Broken | 2023 | Tier 2 - Elevated | Transformer only | 3 | 2 | 20230302 | 2020146 | Sus | N | 3rdParty¦Vehicle¦Other¦Broken
23-0038944 | Vegetation | Tree - fell into line | Crossarm, Wood | Broken | 2023 | Tier 2 - Elevated | Distribution Circuit | 3 | 2 | 20230302 | 2020195 | Sus | N | Vegetation¦Treefellintoline¦CrossarmWood¦Broken
23-0039246 | Vegetation | Tree - fell into line | Pole-Wood | Broken | 2023 | Tier 2 - Elevated | Distribution Circuit | 3 | 3 | 20230303 | 2020819 | Sus | N | Vegetation¦Treefellintoline¦PoleWood¦Broken
23-0039255 | Equipment Failure/Involved | Overhead | Transformer (OH) | Failed/Faulted | 2023 | Tier 2 - Elevated | Distribution Circuit | 3 | 3 | 20230303 | 2020844 | Sus | N | EquipmentFailureInvolved¦Overhead¦Transformer(OH)¦FailedFaulted
23-0039399 | Vegetation | Tree - branch fell on line | Conductor, Overhead | Normal | 2023 | Tier 2 - Elevated | Distribution Circuit | 3 | 3 | 20230303 | 2021141 | Sus | N | Vegetation¦Treebranchfellonline¦ConductorOverhead¦Normal
23-0039034 | Equipment Failure/Involved | Overhead | Conductor, Overhead | Deteriorated | 2023 | Tier 2 - Elevated | Distribution Circuit | 3 | 3 | 20230303 | 2021164 | Sus | N | EquipmentFailureInvolved¦Overhead¦ConductorOverhead¦Deteriorated
23-0039413 | Vegetation | Tree - fell into line | Conductor, Overhead | Broken, wire on ground | 2023 | Tier 2 - Elevated | Distribution Circuit | 3 | 3 | 20230303 | 2021172 | Sus | N | Vegetation¦Treefellintoline¦ConductorOverhead¦Brokenwireonground
23-0039909 | Equipment Failure/Involved | Underground | Transformer (UG) | Failed/Faulted | 2023 | Tier 2 - Elevated | Distribution Circuit | 3 | 4 | 20230304 | 2022149 | Sus | N | EquipmentFailureInvolved¦Underground¦Transformer(UG)¦FailedFaulted
23-0039896 | Equipment Failure/Involved | Overhead | Conductor, Overhead | Broken, wire on ground | 2023 | Tier 2 - Elevated | Distribution Circuit | 3 | 4 | 20230304 | 2022160 | Sus | N | EquipmentFailureInvolved¦Overhead¦ConductorOverhead¦Brokenwireonground
23-0039912 | Vegetation | Tree - fell into line | Conductor, Overhead | Normal | 2023 | Tier 2 - Elevated | Distribution Circuit | 3 | 4 | 20230304 | 2022171 | Sus | N | Vegetation¦Treefellintoline¦ConductorOverhead¦Normal
23-0039965 | Equipment Failure/Involved | Overhead | Transformer (OH) | Broken | 2023 | Tier 2 - Elevated | Transformer only | 3 | 4 | 20230304 | 2022190 | Sus | N | EquipmentFailureInvolved¦Overhead¦Transformer(OH)¦Broken
23-0039976 | Unknown Cause | Patrol - found nothing |  |  | 2023 | Tier 2 - Elevated | Distribution Circuit | 3 | 4 | 20230304 | 2022203 | Sus | N | UnknownCause¦Patrolfoundnothing¦¦
23-0039539 | Unknown Cause | Patrol - not conducted |  |  | 2023 | Tier 2 - Elevated | Distribution Circuit | 3 | 4 | 20230304 | 2022377 | Sus | N | UnknownCause¦Patrolnotconducted¦¦
23-0039539 | Unknown Cause | Patrol - not conducted |  |  | 2023 | Tier 2 - Elevated | Distribution Circuit | 3 | 4 | 20230304 | 2022379 | Sus | N | UnknownCause¦Patrolnotconducted¦¦
23-0039539 | Unknown Cause | Patrol - not conducted |  |  | 2023 | Tier 2 - Elevated | Distribution Circuit | 3 | 4 | 20230304 | 2022305 | Sus | N | UnknownCause¦Patrolnotconducted¦¦
23-0039987 | Vegetation | Tree - fell into line | Pole-Wood | Broken, wire on ground | 2023 | Tier 2 - Elevated | Distribution Circuit | 3 | 4 | 20230304 | 2022450 | Sus | N | Vegetation¦Treefellintoline¦PoleWood¦Brokenwireonground
23-0040021 | Environmental/External | Lightning | Transformer | Burned/flashed | 2023 | Tier 2 - Elevated | Transformer only | 3 | 4 | 20230304 | 2022476 | Sus | N | EnvironmentalExternal¦Lightning¦Transformer¦Burnedflashed
23-0040060 | Equipment Failure/Involved | Overhead | Cutout, fuse holder | Arcing | 2023 | Tier 2 - Elevated | Distribution Circuit | 3 | 4 | 20230304 | 2022715 | Sus | N | EquipmentFailureInvolved¦Overhead¦Cutoutfuseholder¦Arcing
23-0033398 | Vegetation | Tree - fell into line | Conductor, Overhead | Broken, wire on ground | 2023 | Tier 2 - Extreme | Distribution Circuit | 3 | 4 | 20230304 | 2023562 | Sus | N | Vegetation¦Treefellintoline¦ConductorOverhead¦Brokenwireonground
23-0040176 | Vegetation | Tree - fell into line | Conductor, Overhead | Broken, wire on ground | 2023 | Tier 2 - Elevated | Distribution Circuit | 3 | 4 | 20230304 | 2022999 | Sus | N | Vegetation¦Treefellintoline¦ConductorOverhead¦Brokenwireonground
23-0040177 | Vegetation | Tree - fell into line | Conductor, Overhead | Broken, wire on ground | 2023 | Tier 2 - Elevated | Distribution Circuit | 3 | 5 | 20230305 | 2023015 | Sus | N | Vegetation¦Treefellintoline¦ConductorOverhead¦Brokenwireonground
23-0040204 | Vegetation | Tree - fell into line | Crossarm, Wood | Broken, wire on ground | 2023 | Tier 2 - Extreme | Distribution Circuit | 3 | 5 | 20230305 | 2023109 | Sus | N | Vegetation¦Treefellintoline¦CrossarmWood¦Brokenwireonground
23-0040206 | Vegetation | Tree - branch fell on line | Conductor, Overhead | Normal | 2023 | Tier 2 - Extreme | Distribution Circuit | 3 | 5 | 20230305 | 2023159 | Sus | N | Vegetation¦Treebranchfellonline¦ConductorOverhead¦Normal
23-0040215 | Vegetation | Tree - fell into line | Conductor, Overhead | Normal | 2023 | Tier 2 - Extreme | Distribution Circuit | 3 | 5 | 20230305 | 2023207 | Sus | N | Vegetation¦Treefellintoline¦ConductorOverhead¦Normal
23-0040216 | Environmental/External | Ice or snow | Conductor, Overhead | Broken, wire on ground | 2023 | Tier 2 - Extreme | Distribution Circuit | 3 | 5 | 20230305 | 2023305 | Sus | N | EnvironmentalExternal¦Iceorsnow¦ConductorOverhead¦Brokenwireonground
23-0040339 | Vegetation | Tree - bark fell into line | Conductor, Overhead | Normal | 2023 | Tier 2 - Extreme | Distribution Circuit | 3 | 5 | 20230305 | 2023358 | Sus | N | Vegetation¦Treebarkfellintoline¦ConductorOverhead¦Normal
23-0040222 | Vegetation | Tree - fell into line | Conductor, Overhead | Broken, wire on ground | 2023 | Tier 2 - Elevated | Distribution Circuit | 3 | 5 | 20230305 | 2023284 | Sus | N | Vegetation¦Treefellintoline¦ConductorOverhead¦Brokenwireonground
23-0040324 | Vegetation | Tree - fell into line | Conductor, Overhead | Normal | 2023 | Tier 2 - Elevated | Distribution Circuit | 3 | 5 | 20230305 | 2023303 | Sus | N | Vegetation¦Treefellintoline¦ConductorOverhead¦Normal
23-0040281 | Vegetation | Tree - fell into line | Conductor, Overhead | Broken, wire on ground | 2023 | Tier 2 - Elevated | Distribution Circuit | 3 | 5 | 20230305 | 2023515 | Sus | N | Vegetation¦Treefellintoline¦ConductorOverhead¦Brokenwireonground
23-0040298 | Vegetation | Tree - fell into line | Conductor, Overhead | Broken, wire on ground | 2023 | Tier 2 - Extreme | Distribution Circuit | 3 | 5 | 20230305 | 2023405 | Sus | N | Vegetation¦Treefellintoline¦ConductorOverhead¦Brokenwireonground
23-0040272 | Vegetation | Tree - fell into line | Pole-Wood | Broken, wire on ground | 2023 | Tier 2 - Elevated | Distribution Circuit | 3 | 5 | 20230305 | 2023482 | Sus | N | Vegetation¦Treefellintoline¦PoleWood¦Brokenwireonground
23-0040256 | Vegetation | Tree - fell into line | Pole-Wood | Broken, wire on ground | 2023 | Tier 2 - Extreme | Distribution Circuit | 3 | 5 | 20230305 | 2023458 | Sus | N | Vegetation¦Treefellintoline¦PoleWood¦Brokenwireonground
23-0040260 | Environmental/External | Ice or snow | Conductor, Overhead | Broken, wire on ground | 2023 | Tier 2 - Elevated | Distribution Circuit | 3 | 5 | 20230305 | 2023464 | Sus | N | EnvironmentalExternal¦Iceorsnow¦ConductorOverhead¦Brokenwireonground
23-0040328 | Unknown Cause | Patrol - found nothing |  |  | 2023 | Tier 2 - Elevated | Distribution Circuit | 3 | 5 | 20230305 | 2023533 | Sus | N | UnknownCause¦Patrolfoundnothing¦¦
23-0040288 | Vegetation | Tree - fell into line | Conductor, Overhead | Normal | 2023 | Tier 2 - Extreme | Distribution Circuit | 3 | 5 | 20230305 | 2023555 | Sus | N | Vegetation¦Treefellintoline¦ConductorOverhead¦Normal
23-0040329 | Unknown Cause | Patrol - found nothing |  |  | 2023 | Tier 2 - Elevated | Distribution Circuit | 3 | 5 | 20230305 | 2023672 | Sus | N | UnknownCause¦Patrolfoundnothing¦¦
23-0040322 | Environmental/External | Ice or snow | Crossarm, Wood | Broken | 2023 | Tier 2 - Elevated | Distribution Circuit | 3 | 5 | 20230305 | 2023651 | Sus | N | EnvironmentalExternal¦Iceorsnow¦CrossarmWood¦Broken
23-0040434 | Unknown Cause | Patrol - found nothing |  |  | 2023 | Tier 2 - Elevated | Distribution Circuit | 3 | 5 | 20230305 | 2023849 | Sus | N | UnknownCause¦Patrolfoundnothing¦¦
23-0040598 | Unknown Cause | Patrol - found nothing |  |  | 2023 | Tier 2 - Elevated | Distribution Circuit | 3 | 5 | 20230305 | 2024106 | Sus | N | UnknownCause¦Patrolfoundnothing¦¦
23-0040586 | Vegetation | Tree - fell into line | Conductor, Overhead | Normal | 2023 | Tier 2 - Elevated | Distribution Circuit | 3 | 6 | 20230306 | 2024212 | Sus | N | Vegetation¦Treefellintoline¦ConductorOverhead¦Normal
23-0040558 | Unknown Cause | Patrol - found nothing |  |  | 2023 | Tier 2 - Elevated | Distribution Circuit | 3 | 6 | 20230306 | 2024234 | Sus | N | UnknownCause¦Patrolfoundnothing¦¦
23-0040606 | Unknown Cause | Patrol - found nothing |  |  | 2023 | Tier 2 - Elevated | Distribution Circuit | 3 | 6 | 20230306 | 2024271 | Sus | N | UnknownCause¦Patrolfoundnothing¦¦
23-0040756 | Vegetation | Tree - branch fell on line | Conductor, Overhead | Normal | 2023 | Tier 2 - Elevated | Distribution Circuit | 3 | 6 | 20230306 | 2024295 | Sus | N | Vegetation¦Treebranchfellonline¦ConductorOverhead¦Normal
23-0040687 | Vegetation | Tree - fell into line | Conductor, Overhead | Normal | 2023 | Tier 2 - Extreme | Distribution Circuit | 3 | 6 | 20230306 | 2024539 | Sus | N | Vegetation¦Treefellintoline¦ConductorOverhead¦Normal
23-0040817 | Unknown Cause | Patrol - not conducted |  |  | 2023 | Tier 2 - Extreme | Distribution Circuit | 3 | 6 | 20230306 | 2024800 | Sus | N | UnknownCause¦Patrolnotconducted¦¦
23-0040920 | Unknown Cause | Patrol - found nothing |  |  | 2023 | Tier 2 - Elevated | Distribution Circuit | 3 | 6 | 20230306 | 2025022 | Sus | N | UnknownCause¦Patrolfoundnothing¦¦
23-0041262 | Vegetation | Tree - branch fell on line | Conductor, Overhead | Normal | 2023 | Tier 2 - Elevated | Distribution Circuit | 3 | 7 | 20230307 | 2025345 | Sus | N | Vegetation¦Treebranchfellonline¦ConductorOverhead¦Normal
23-0041303 | Vegetation | Tree - branch fell on line | Conductor, Overhead | Bent or Twisted | 2023 | Tier 2 - Elevated | Transformer only | 3 | 7 | 20230307 | 2025581 | Sus | N | Vegetation¦Treebranchfellonline¦ConductorOverhead¦BentorTwisted
23-0041651 | Vegetation | Tree - fell into line | Conductor, Overhead | Broken | 2023 | Tier 2 - Elevated | Distribution Circuit | 3 | 8 | 20230308 | 2026125 | Sus | N | Vegetation¦Treefellintoline¦ConductorOverhead¦Broken
23-0041508 | Vegetation | Tree - branch fell on line | Conductor, Overhead | Normal | 2023 | Tier 2 - Elevated | Distribution Circuit | 3 | 8 | 20230308 | 2026136 | Sus | N | Vegetation¦Treebranchfellonline¦ConductorOverhead¦Normal
23-0041649 | Unknown Cause | Patrol - found nothing |  |  | 2023 | Tier 2 - Elevated | Distribution Circuit | 3 | 8 | 20230308 | 2026611 | Sus | N | UnknownCause¦Patrolfoundnothing¦¦
23-0041460 | Vegetation | Tree - fell into line | Pole-Wood | Broken, wire on ground | 2023 | Tier 2 - Elevated | Distribution Circuit | 3 | 8 | 20230308 | 2026203 | Sus | N | Vegetation¦Treefellintoline¦PoleWood¦Brokenwireonground
23-0041610 | Vegetation | Tree - fell into line | Conductor, Overhead | Broken, wire on ground | 2023 | Tier 2 - Extreme | Distribution Circuit | 3 | 8 | 20230308 | 2026183 | Sus | N | Vegetation¦Treefellintoline¦ConductorOverhead¦Brokenwireonground
23-0041503 | Unknown Cause | Patrol - not conducted |  |  | 2023 | Tier 2 - Elevated | Distribution Circuit | 3 | 8 | 20230308 | 2026306 | Sus | N | UnknownCause¦Patrolnotconducted¦¦
23-0041503 | Vegetation | Tree - fell into line | Conductor, Overhead | Broken, wire on ground | 2023 | Tier 2 - Elevated | Distribution Circuit | 3 | 8 | 20230308 | 2026459 | Sus | N | Vegetation¦Treefellintoline¦ConductorOverhead¦Brokenwireonground
23-0041601 | Equipment Failure/Involved | Overhead | Jumper | Broken | 2023 | Tier 2 - Elevated | Distribution Circuit | 3 | 8 | 20230308 | 2026525 | Sus | N | EquipmentFailureInvolved¦Overhead¦Jumper¦Broken
23-0041584 | 3rd Party | Tree - cutting, 3rd party | Conductor, Overhead | Normal | 2023 | Tier 2 - Elevated | Distribution Circuit | 3 | 8 | 20230308 | 2026475 | Sus | N | 3rdParty¦Treecutting3rdparty¦ConductorOverhead¦Normal
23-0041790 | Vegetation | Tree - fell into line | Conductor, Overhead | Broken, wire on ground | 2023 | Tier 2 - Elevated | Distribution Circuit | 3 | 8 | 20230308 | 2026848 | Sus | N | Vegetation¦Treefellintoline¦ConductorOverhead¦Brokenwireonground
23-0042136 | Equipment Failure/Involved | Underground | Fuse | Broken | 2023 | Tier 2 - Elevated | Transformer only | 3 | 9 | 20230309 | 2027241 | Sus | N | EquipmentFailureInvolved¦Underground¦Fuse¦Broken
23-0042043 | Equipment Failure/Involved | Overhead | Other | Broken | 2023 | Tier 2 - Elevated | Distribution Circuit | 3 | 9 | 20230309 | 2027386 | Sus | N | EquipmentFailureInvolved¦Overhead¦Other¦Broken
23-0042044 | Equipment Failure/Involved | Overhead | Transformer (OH) | Failed/Faulted | 2023 | Tier 2 - Elevated | Distribution Circuit | 3 | 9 | 20230309 | 2027388 | Sus | N | EquipmentFailureInvolved¦Overhead¦Transformer(OH)¦FailedFaulted
23-0042160 | Unknown Cause | Patrol - found nothing |  |  | 2023 | Tier 2 - Elevated | Distribution Circuit | 3 | 9 | 20230309 | 2027536 | Sus | N | UnknownCause¦Patrolfoundnothing¦¦
23-0042333 | Vegetation | Tree - branch fell on line | Fuse | Burned Open | 2023 | Tier 2 - Elevated | Distribution Circuit | 3 | 9 | 20230309 | 2027782 | Sus | N | Vegetation¦Treebranchfellonline¦Fuse¦BurnedOpen
23-0042311 | Vegetation | Tree - fell into line | Conductor, Overhead | Broken, wire on ground | 2023 | Tier 2 - Extreme | Distribution Circuit | 3 | 9 | 20230309 | 2027784 | Sus | N | Vegetation¦Treefellintoline¦ConductorOverhead¦Brokenwireonground
23-0042317 | Vegetation | Tree - fell into line | Conductor, Overhead | Broken, wire on ground | 2023 | Tier 2 - Elevated | Distribution Circuit | 3 | 9 | 20230309 | 2027935 | Sus | N | Vegetation¦Treefellintoline¦ConductorOverhead¦Brokenwireonground
23-0042407 | Unknown Cause | Patrol - not conducted |  |  | 2023 | Tier 2 - Elevated | Distribution Circuit | 3 | 9 | 20230309 | 2028189 | Sus | N | UnknownCause¦Patrolnotconducted¦¦
23-0042386 | Vegetation | Tree - branch fell on line | Conductor, Overhead | Normal | 2023 | Tier 2 - Elevated | Distribution Circuit | 3 | 9 | 20230309 | 2028351 | Sus | N | Vegetation¦Treebranchfellonline¦ConductorOverhead¦Normal
23-0042511 | Unknown Cause | Patrol - not conducted |  |  | 2023 | Tier 2 - Elevated | Distribution Circuit | 3 | 9 | 20230309 | 2029198 | Sus | N | UnknownCause¦Patrolnotconducted¦¦
23-0042881 | Unknown Cause | Patrol - found nothing |  |  | 2023 | Tier 2 - Extreme | Distribution Circuit | 3 | 10 | 20230310 | 2030405 | Sus | N | UnknownCause¦Patrolfoundnothing¦¦
23-0043065 | Equipment Failure/Involved | Overhead | Crossarm, Wood | Broken | 2023 | Tier 2 - Elevated | Distribution Circuit | 3 | 10 | 20230310 | 2030953 | Sus | N | EquipmentFailureInvolved¦Overhead¦CrossarmWood¦Broken
23-0043089 | Equipment Failure/Involved | Overhead | Transformer (OH) | Deteriorated | 2023 | Tier 2 - Elevated | Distribution Circuit | 3 | 10 | 20230310 | 2031021 | Sus | N | EquipmentFailureInvolved¦Overhead¦Transformer(OH)¦Deteriorated
23-0043124 | Vegetation | Tree - fell into line | Conductor, Overhead | Normal | 2023 | Tier 2 - Elevated | Distribution Circuit | 3 | 10 | 20230310 | 2031097 | Sus | N | Vegetation¦Treefellintoline¦ConductorOverhead¦Normal
23-0043171 | Equipment Failure/Involved | Overhead | Pole-Wood | Broken | 2023 | Tier 2 - Elevated | Distribution Circuit | 3 | 10 | 20230310 | 2031219 | Sus | N | EquipmentFailureInvolved¦Overhead¦PoleWood¦Broken
23-0041718 | Company Initiated | Return Circuit Normal | Conductor, Overhead | Normal | 2023 | Tier 2 - Elevated | Distribution Circuit | 3 | 10 | 20230310 | 2031363 | Sus | N | CompanyInitiated¦ReturnCircuitNormal¦ConductorOverhead¦Normal
23-0043489 | Equipment Failure/Involved | Overhead | Transformer (OH) | Failed/Faulted | 2023 | Tier 2 - Elevated | Transformer only | 3 | 11 | 20230311 | 2032377 | Sus | N | EquipmentFailureInvolved¦Overhead¦Transformer(OH)¦FailedFaulted
23-0043463 | Vegetation | Tree - fell into line | Conductor, Overhead | Normal | 2023 | Tier 2 - Extreme | Distribution Circuit | 3 | 11 | 20230311 | 2032438 | Sus | N | Vegetation¦Treefellintoline¦ConductorOverhead¦Normal
23-0043717 | Vegetation | Tree - branch fell on line | Conductor, Overhead | Normal | 2023 | Tier 2 - Elevated | Distribution Circuit | 3 | 11 | 20230311 | 2032947 | Sus | N | Vegetation¦Treebranchfellonline¦ConductorOverhead¦Normal
23-0043744 | Unknown Cause | Patrol - found nothing |  |  | 2023 | Tier 2 - Elevated | Distribution Circuit | 3 | 12 | 20230312 | 2033201 | Sus | N | UnknownCause¦Patrolfoundnothing¦¦
23-0043773 | Unknown Cause | Patrol - not conducted |  |  | 2023 | Tier 2 - Elevated | Distribution Circuit | 3 | 12 | 20230312 | 2033450 | Sus | N | UnknownCause¦Patrolnotconducted¦¦
23-0044133 | Equipment Failure/Involved | Overhead | Lightning Arrestor | Failed/Faulted | 2023 | Tier 2 - Elevated | Distribution Circuit | 3 | 13 | 20230313 | 2034223 | Sus | N | EquipmentFailureInvolved¦Overhead¦LightningArrestor¦FailedFaulted
23-0044189 | Equipment Failure/Involved | Overhead | Insulator | Broken | 2023 | Tier 2 - Elevated | Distribution Circuit | 3 | 13 | 20230313 | 2034561 | Sus | N | EquipmentFailureInvolved¦Overhead¦Insulator¦Broken
23-0044317 | Vegetation | Tree - branch fell on line | Transformer | Normal | 2023 | Tier 2 - Elevated | Transformer only | 3 | 13 | 20230313 | 2034857 | Sus | N | Vegetation¦Treebranchfellonline¦Transformer¦Normal
23-0044559 | Vegetation | Tree - fell into line | Conductor, Overhead | Broken, wire on ground | 2023 | Tier 2 - Elevated | Distribution Circuit | 3 | 14 | 20230314 | 2035294 | Sus | N | Vegetation¦Treefellintoline¦ConductorOverhead¦Brokenwireonground
23-0044631 | Unknown Cause | Patrol - found nothing |  |  | 2023 | Tier 2 - Elevated | Distribution Circuit | 3 | 14 | 20230314 | 2035236 | Sus | N | UnknownCause¦Patrolfoundnothing¦¦
23-0044555 | Vegetation | Tree - fell into line | Conductor, Overhead | Normal | 2023 | Tier 2 - Elevated | Distribution Circuit | 3 | 14 | 20230314 | 2035320 | Sus | N | Vegetation¦Treefellintoline¦ConductorOverhead¦Normal
23-0044611 | Vegetation | Tree - fell into line | Conductor, Overhead | Broken, wire on ground | 2023 | Tier 2 - Elevated | Distribution Circuit | 3 | 14 | 20230314 | 2035483 | Sus | N | Vegetation¦Treefellintoline¦ConductorOverhead¦Brokenwireonground
23-0044660 | Vegetation | Tree - fell into line | Conductor, Overhead | Broken, wire on ground | 2023 | Tier 2 - Elevated | Distribution Circuit | 3 | 14 | 20230314 | 2035433 | Sus | N | Vegetation¦Treefellintoline¦ConductorOverhead¦Brokenwireonground
23-0045651 | Vegetation | Tree - fell into line | Conductor, Overhead | Broken, wire on ground | 2023 | Tier 2 - Elevated | Distribution Circuit | 3 | 14 | 20230314 | 2043726 | Sus | N | Vegetation¦Treefellintoline¦ConductorOverhead¦Brokenwireonground
23-0044894 | Vegetation | Tree - fell into line | Conductor, Overhead | Broken, wire on ground | 2023 | Tier 2 - Elevated | Distribution Circuit | 3 | 14 | 20230314 | 2036339 | Sus | N | Vegetation¦Treefellintoline¦ConductorOverhead¦Brokenwireonground
23-0044835 | Equipment Failure/Involved | Overhead | Insulator | Broken | 2023 | Tier 2 - Elevated | Distribution Circuit | 3 | 14 | 20230314 | 2037208 | Sus | N | EquipmentFailureInvolved¦Overhead¦Insulator¦Broken
23-0044947 | Vegetation | Tree - fell into line | Conductor, Overhead | Broken, wire on ground | 2023 | Tier 2 - Elevated | Distribution Circuit | 3 | 14 | 20230314 | 2038135 | Sus | N | Vegetation¦Treefellintoline¦ConductorOverhead¦Brokenwireonground
23-0044999 | Vegetation | Tree - fell into line | Conductor, Overhead | Broken, wire on ground | 2023 | Tier 2 - Elevated | Distribution Circuit | 3 | 14 | 20230314 | 2038408 | Sus | N | Vegetation¦Treefellintoline¦ConductorOverhead¦Brokenwireonground
23-0045438 | Vegetation | Tree - fell into line | Conductor, Overhead | Broken, wire on ground | 2023 | Tier 2 - Elevated | Distribution Circuit | 3 | 14 | 20230314 | 2040093 | Sus | N | Vegetation¦Treefellintoline¦ConductorOverhead¦Brokenwireonground
23-0045566 | Equipment Failure/Involved | Overhead | Conductor, Overhead | Together | 2023 | Tier 2 - Elevated | Distribution Circuit | 3 | 14 | 20230314 | 2043305 | Sus | N | EquipmentFailureInvolved¦Overhead¦ConductorOverhead¦Together
23-0046200 | Equipment Failure/Involved | Overhead | Transformer | Broken, wire on ground | 2023 | Tier 2 - Extreme | Transformer only | 3 | 15 | 20230315 | 2045138 | Sus | N | EquipmentFailureInvolved¦Overhead¦Transformer¦Brokenwireonground
23-0046203 | Vegetation | Tree - grew into line | Conductor, Overhead | Normal | 2023 | Tier 2 - Extreme | Distribution Circuit | 3 | 15 | 20230315 | 2045830 | Sus | N | Vegetation¦Treegrewintoline¦ConductorOverhead¦Normal
23-0046239 | Equipment Failure/Involved | Overhead | Transformer (OH) | Failed/Faulted | 2023 | Tier 2 - Elevated | Distribution Circuit | 3 | 15 | 20230315 | 2045618 | Sus | N | EquipmentFailureInvolved¦Overhead¦Transformer(OH)¦FailedFaulted
23-0046565 | Equipment Failure/Involved | Overhead | Insulator | Broken | 2023 | Tier 2 - Elevated | Distribution Circuit | 3 | 15 | 20230315 | 2046861 | Sus | N | EquipmentFailureInvolved¦Overhead¦Insulator¦Broken
23-0046632 | Unknown Cause | Patrol - found nothing |  |  | 2023 | Tier 2 - Elevated | Transformer only | 3 | 15 | 20230315 | 2046920 | Sus | N | UnknownCause¦Patrolfoundnothing¦¦
23-0046943 | Equipment Failure/Involved | Overhead | Pole-Wood | Broken | 2023 | Tier 2 - Elevated | Distribution Circuit | 3 | 16 | 20230316 | 2048162 | Sus | N | EquipmentFailureInvolved¦Overhead¦PoleWood¦Broken
23-0047071 | 3rd Party | Tree - cutting, 3rd party | Conductor, Overhead | Broken, wire on ground | 2023 | Tier 2 - Elevated | Distribution Circuit | 3 | 16 | 20230316 | 2048604 | Sus | N | 3rdParty¦Treecutting3rdparty¦ConductorOverhead¦Brokenwireonground
23-0047206 | Vegetation | Tree - branch fell on line | Transformer (OH) | Broken, wire on ground | 2023 | Tier 2 - Elevated | Transformer only | 3 | 16 | 20230316 | 2048458 | Sus | N | Vegetation¦Treebranchfellonline¦Transformer(OH)¦Brokenwireonground
23-0048254 | 3rd Party | Vehicle | Pole-Wood | Broken | 2023 | Tier 2 - Elevated | Distribution Circuit | 3 | 18 | 20230318 | 2050939 | Sus | N | 3rdParty¦Vehicle¦PoleWood¦Broken
23-0048643 | Unknown Cause | Patrol - found nothing |  |  | 2023 | Tier 2 - Elevated | Distribution Circuit | 3 | 20 | 20230320 | 2052582 | Sus | N | UnknownCause¦Patrolfoundnothing¦¦
23-0048694 | Vegetation | Tree - fell into line | Conductor, Overhead | Broken, wire on ground | 2023 | Tier 2 - Elevated | Distribution Circuit | 3 | 20 | 20230320 | 2052772 | Sus | N | Vegetation¦Treefellintoline¦ConductorOverhead¦Brokenwireonground
23-0048966 | 3rd Party | Tree - cutting, 3rd party | Conductor, Overhead | Broken, wire on ground | 2023 | Tier 2 - Elevated | Distribution Circuit | 3 | 20 | 20230320 | 2053240 | Sus | N | 3rdParty¦Treecutting3rdparty¦ConductorOverhead¦Brokenwireonground
23-0049132 | Unknown Cause | Patrol - found nothing |  |  | 2023 | Tier 2 - Elevated | Distribution Circuit | 3 | 21 | 20230321 | 2053600 | Sus | N | UnknownCause¦Patrolfoundnothing¦¦
23-0049135 | Vegetation | Tree - grew into line | Conductor, Overhead | Normal | 2023 | Tier 2 - Elevated | Distribution Circuit | 3 | 21 | 20230321 | 2053696 | Sus | N | Vegetation¦Treegrewintoline¦ConductorOverhead¦Normal
23-0049334 | Vegetation | Tree - fell into line | Conductor, Overhead | Broken, wire on ground | 2023 | Tier 2 - Elevated | Distribution Circuit | 3 | 21 | 20230321 | 2054126 | Sus | N | Vegetation¦Treefellintoline¦ConductorOverhead¦Brokenwireonground
23-0049783 | Equipment Failure/Involved | Overhead | Lightning Arrestor | Failed/Faulted | 2023 | Tier 2 - Elevated | Distribution Circuit | 3 | 21 | 20230321 | 2054294 | Sus | N | EquipmentFailureInvolved¦Overhead¦LightningArrestor¦FailedFaulted
23-0049786 | Animal | Bird found | Conductor, Overhead | Normal | 2023 | Tier 2 - Elevated | Distribution Circuit | 3 | 21 | 20230321 | 2056785 | Sus | N | Animal¦Birdfound¦ConductorOverhead¦Normal
23-0051818 | Equipment Failure/Involved | Overhead | Transformer | Failed/Faulted | 2023 | Tier 2 - Elevated | Transformer only | 3 | 24 | 20230324 | 2065791 | Sus | N | EquipmentFailureInvolved¦Overhead¦Transformer¦FailedFaulted
23-0051976 | Equipment Failure/Involved | Overhead | Crossarm, Wood | Broken | 2023 | Tier 2 - Elevated | Distribution Circuit | 3 | 24 | 20230324 | 2065985 | Sus | N | EquipmentFailureInvolved¦Overhead¦CrossarmWood¦Broken
23-0052003 | Equipment Failure/Involved | Overhead | Insulator | Broken | 2023 | Tier 2 - Elevated | Distribution Circuit | 3 | 24 | 20230324 | 2066419 | Sus | N | EquipmentFailureInvolved¦Overhead¦Insulator¦Broken
23-0052538 | Equipment Failure/Involved | Overhead | Fuse | Burned Open | 2023 | Tier 2 - Elevated | Transformer only | 3 | 25 | 20230325 | 2067161 | Sus | N | EquipmentFailureInvolved¦Overhead¦Fuse¦BurnedOpen
23-0052554 | Unknown Cause | Patrol - found nothing |  |  | 2023 | Tier 2 - Elevated | Distribution Circuit | 3 | 25 | 20230325 | 2067335 | Sus | N | UnknownCause¦Patrolfoundnothing¦¦
23-0052629 | Animal | Bird found | Conductor, Overhead | Normal | 2023 | Tier 2 - Elevated | Distribution Circuit | 3 | 26 | 20230326 | 2067494 | Sus | N | Animal¦Birdfound¦ConductorOverhead¦Normal
23-0052642 | Equipment Failure/Involved | Overhead | Conductor, Overhead | Normal | 2023 | Tier 2 - Elevated | Distribution Circuit | 3 | 26 | 20230326 | 2067574 | Sus | N | EquipmentFailureInvolved¦Overhead¦ConductorOverhead¦Normal
23-0052670 | Equipment Failure/Involved | Overhead | Connector or Splice (OH) | Broken | 2023 | Tier 2 - Elevated | Distribution Circuit | 3 | 26 | 20230326 | 2067577 | Sus | N | EquipmentFailureInvolved¦Overhead¦ConnectororSplice(OH)¦Broken
23-0053125 | Unknown Cause | Patrol - found nothing | Fuse | Broken | 2023 | Tier 2 - Extreme | Distribution Circuit | 3 | 27 | 20230327 | 2069036 | Sus | N | UnknownCause¦Patrolfoundnothing¦Fuse¦Broken
23-0053364 | Unknown Cause | Patrol - found nothing |  |  | 2023 | Tier 2 - Elevated | Distribution Circuit | 3 | 28 | 20230328 | 2069451 | Sus | N | UnknownCause¦Patrolfoundnothing¦¦
23-0053257 | Vegetation | Tree - fell into line | Conductor, Overhead | Broken, wire on ground | 2023 | Tier 2 - Elevated | Distribution Circuit | 3 | 28 | 20230328 | 2069491 | Sus | N | Vegetation¦Treefellintoline¦ConductorOverhead¦Brokenwireonground
23-0053338 | Unknown Cause | Patrol - found nothing |  |  | 2023 | Tier 2 - Elevated | Distribution Circuit | 3 | 28 | 20230328 | 2069546 | Sus | N | UnknownCause¦Patrolfoundnothing¦¦
23-0053451 | Vegetation | Tree - fell into line | Conductor, Overhead | Normal | 2023 | Tier 2 - Elevated | Distribution Circuit | 3 | 28 | 20230328 | 2069622 | Sus | N | Vegetation¦Treefellintoline¦ConductorOverhead¦Normal
23-0053316 | Equipment Failure/Involved | Overhead | Transformer | Failed/Faulted | 2023 | Tier 2 - Elevated | Transformer only | 3 | 28 | 20230328 | 2069691 | Sus | N | EquipmentFailureInvolved¦Overhead¦Transformer¦FailedFaulted
23-0053489 | 3rd Party | Vehicle | Conductor, Overhead | Broken, wire on ground | 2023 | Tier 2 - Extreme | Distribution Circuit | 3 | 28 | 20230328 | 2070073 | Sus | N | 3rdParty¦Vehicle¦ConductorOverhead¦Brokenwireonground
23-0053537 | Vegetation | Tree - fell into line | Other | Normal | 2023 | Tier 2 - Elevated | Transformer only | 3 | 28 | 20230328 | 2070239 | Sus | N | Vegetation¦Treefellintoline¦Other¦Normal
23-0053150 | Company Initiated | Return Circuit Normal | Conductor, Overhead | Normal | 2023 | Tier 2 - Elevated | Distribution Circuit | 3 | 28 | 20230328 | 2071498 | Sus | N | CompanyInitiated¦ReturnCircuitNormal¦ConductorOverhead¦Normal
23-0053939 | Unknown Cause | Patrol - not conducted |  |  | 2023 | Tier 2 - Elevated | Distribution Circuit | 3 | 28 | 20230328 | 2072130 | Sus | N | UnknownCause¦Patrolnotconducted¦¦
23-0054192 | Environmental/External | Lightning | Transformer | Failed/Faulted | 2023 | Tier 2 - Elevated | Transformer only | 3 | 28 | 20230328 | 2072156 | Sus | N | EnvironmentalExternal¦Lightning¦Transformer¦FailedFaulted
23-0053968 | Environmental/External | Lightning | Transformer (OH) | Failed/Faulted | 2023 | Tier 2 - Elevated | Transformer only | 3 | 28 | 20230328 | 2072167 | Sus | N | EnvironmentalExternal¦Lightning¦Transformer(OH)¦FailedFaulted
23-0054042 | Environmental/External | Lightning | Transformer (OH) | Failed/Faulted | 2023 | Tier 2 - Elevated | Transformer only | 3 | 29 | 20230329 | 2072269 | Sus | N | EnvironmentalExternal¦Lightning¦Transformer(OH)¦FailedFaulted
23-0054225 | Environmental/External | Lightning | Transformer | Failed/Faulted | 2023 | Tier 2 - Elevated | Transformer only | 3 | 29 | 20230329 | 2072509 | Sus | N | EnvironmentalExternal¦Lightning¦Transformer¦FailedFaulted
23-0054544 | Vegetation | Tree - branch fell on line | Conductor, Overhead | Normal | 2023 | Tier 2 - Elevated | Transformer only | 3 | 29 | 20230329 | 2073439 | Sus | N | Vegetation¦Treebranchfellonline¦ConductorOverhead¦Normal
23-0054109 | Equipment Failure/Involved | Overhead | Other | Broken | 2023 | Tier 2 - Elevated | Distribution Circuit | 3 | 29 | 20230329 | 2072572 | Sus | N | EquipmentFailureInvolved¦Overhead¦Other¦Broken
23-0054223 | Environmental/External | Lightning | Transformer | Failed/Faulted | 2023 | Tier 2 - Elevated | Transformer only | 3 | 29 | 20230329 | 2072048 | Sus | N | EnvironmentalExternal¦Lightning¦Transformer¦FailedFaulted
23-0054364 | Environmental/External | Lightning | Transformer | Failed/Faulted | 2023 | Tier 2 - Elevated | Transformer only | 3 | 29 | 20230329 | 2072785 | Sus | N | EnvironmentalExternal¦Lightning¦Transformer¦FailedFaulted
23-0054430 | Equipment Failure/Involved | Overhead | Regulator | Failed/Faulted | 2023 | Tier 2 - Elevated | Distribution Circuit | 3 | 29 | 20230329 | 2072915 | Sus | N | EquipmentFailureInvolved¦Overhead¦Regulator¦FailedFaulted
23-0054455 | Vegetation | Tree - branch fell on line | Conductor, Overhead | Normal | 2023 | Tier 2 - Elevated | Transformer only | 3 | 29 | 20230329 | 2073166 | Sus | N | Vegetation¦Treebranchfellonline¦ConductorOverhead¦Normal
23-0054618 | Equipment Failure/Involved | Overhead | Other | Broken | 2023 | Tier 2 - Elevated | Distribution Circuit | 3 | 29 | 20230329 | 2073572 | Sus | N | EquipmentFailureInvolved¦Overhead¦Other¦Broken
23-0055087 | Unknown Cause | Patrol - found nothing |  |  | 2023 | Tier 2 - Elevated | Transformer only | 3 | 30 | 20230330 | 2074171 | Sus | N | UnknownCause¦Patrolfoundnothing¦¦
23-0054970 | Equipment Failure/Involved | Overhead | Transformer | Failed/Faulted | 2023 | Tier 2 - Elevated | Transformer only | 3 | 30 | 20230330 | 2074099 | Sus | N | EquipmentFailureInvolved¦Overhead¦Transformer¦FailedFaulted
23-0055011 | Equipment Failure/Involved | Overhead | Transformer | Broken | 2023 | Tier 2 - Elevated | Transformer only | 3 | 30 | 20230330 | 2074076 | Sus | N | EquipmentFailureInvolved¦Overhead¦Transformer¦Broken
23-0055233 | Vegetation | Tree - fell into line | Conductor, Overhead | Normal | 2023 | Tier 2 - Elevated | Distribution Circuit | 3 | 30 | 20230330 | 2074754 | Sus | N | Vegetation¦Treefellintoline¦ConductorOverhead¦Normal
23-0055616 | Vegetation | Tree - branch fell on line | Conductor, Overhead | Normal | 2023 | Tier 2 - Elevated | Distribution Circuit | 3 | 31 | 20230331 | 2075347 | Sus | N | Vegetation¦Treebranchfellonline¦ConductorOverhead¦Normal
23-0055979 | Equipment Failure/Involved | Overhead | Transformer (OH) | Failed/Faulted | 2023 | Tier 2 - Elevated | Transformer only | 4 | 1 | 20230401 | 2076988 | Sus | N | EquipmentFailureInvolved¦Overhead¦Transformer(OH)¦FailedFaulted
23-0056054 | Equipment Failure/Involved | Overhead | Booster | Failed/Faulted | 2023 | Tier 2 - Extreme | Transformer only | 4 | 2 | 20230402 | 2077489 | Sus | N | EquipmentFailureInvolved¦Overhead¦Booster¦FailedFaulted
23-0056134 | Vegetation | Tree - fell into line | Conductor, Overhead | Normal | 2023 | Tier 2 - Elevated | Distribution Circuit | 4 | 3 | 20230403 | 2077805 | Sus | N | Vegetation¦Treefellintoline¦ConductorOverhead¦Normal
23-0056244 | Vegetation | Tree - fell into line | Conductor, Overhead | Normal | 2023 | Tier 2 - Elevated | Distribution Circuit | 4 | 3 | 20230403 | 2077842 | Sus | N | Vegetation¦Treefellintoline¦ConductorOverhead¦Normal
23-0056608 | Unknown Cause | Patrol - not conducted |  |  | 2023 | Tier 2 - Elevated | Distribution Circuit | 4 | 3 | 20230403 | 2079278 | Sus | N | UnknownCause¦Patrolnotconducted¦¦
23-0056421 | Unknown Cause | Patrol - found nothing |  |  | 2023 | Tier 2 - Elevated | Distribution Circuit | 4 | 3 | 20230403 | 2078404 | Sus | N | UnknownCause¦Patrolfoundnothing¦¦
23-0056491 | Vegetation | Tree - branch fell on line | Conductor, Overhead | Normal | 2023 | Tier 2 - Elevated | Distribution Circuit | 4 | 3 | 20230403 | 2078759 | Sus | N | Vegetation¦Treebranchfellonline¦ConductorOverhead¦Normal
23-0056539 | Vegetation | Tree - fell into line | Conductor, Overhead | Broken, wire on ground | 2023 | Tier 2 - Elevated | Distribution Circuit | 4 | 3 | 20230403 | 2078910 | Sus | N | Vegetation¦Treefellintoline¦ConductorOverhead¦Brokenwireonground
23-0056613 | Equipment Failure/Involved | Overhead | Crossarm, Wood | Broken | 2023 | Tier 2 - Elevated | Distribution Circuit | 4 | 3 | 20230403 | 2079285 | Sus | N | EquipmentFailureInvolved¦Overhead¦CrossarmWood¦Broken
23-0057131 | Vegetation | Tree - fell into line | Conductor, Overhead | Normal | 2023 | Tier 2 - Elevated | Distribution Circuit | 4 | 4 | 20230404 | 2080119 | Sus | N | Vegetation¦Treefellintoline¦ConductorOverhead¦Normal
23-0057178 | Vegetation | Tree - fell into line | Conductor, Overhead | Broken, wire on ground | 2023 | Tier 2 - Elevated | Distribution Circuit | 4 | 4 | 20230404 | 2080188 | Sus | N | Vegetation¦Treefellintoline¦ConductorOverhead¦Brokenwireonground
23-0057414 | Equipment Failure/Involved | Overhead | Fuse | Broken | 2023 | Tier 2 - Elevated | Transformer only | 4 | 5 | 20230405 | 2080480 | Sus | N | EquipmentFailureInvolved¦Overhead¦Fuse¦Broken
23-0057716 | Equipment Failure/Involved | Overhead | Conductor, Overhead | Broken | 2023 | Tier 2 - Elevated | Distribution Circuit | 4 | 5 | 20230405 | 2081202 | Sus | N | EquipmentFailureInvolved¦Overhead¦ConductorOverhead¦Broken
23-0058192 | Unknown Cause | Patrol - found nothing |  |  | 2023 | Tier 2 - Elevated | Transformer only | 4 | 6 | 20230406 | 2082145 | Sus | N | UnknownCause¦Patrolfoundnothing¦¦
23-0058686 | Vegetation | Tree - fell into line | Conductor, Overhead | Normal | 2023 | Tier 2 - Elevated | Transmission line | 4 | 7 | 20230407 | 2082938 | Sus | N | Vegetation¦Treefellintoline¦ConductorOverhead¦Normal
23-0058750 | Unknown Cause | Patrol - found nothing |  |  | 2023 | Tier 2 - Extreme | Distribution Circuit | 4 | 8 | 20230408 | 2083046 | Sus | N | UnknownCause¦Patrolfoundnothing¦¦
23-0058884 | Unknown Cause | Patrol - found nothing |  |  | 2023 | Tier 2 - Elevated | Distribution Circuit | 4 | 9 | 20230409 | 2083737 | Sus | N | UnknownCause¦Patrolfoundnothing¦¦
23-0059101 | Vegetation | Tree - fell into line | Conductor, Overhead | Broken, wire on ground | 2023 | Tier 2 - Elevated | Distribution Circuit | 4 | 10 | 20230410 | 2084393 | Sus | N | Vegetation¦Treefellintoline¦ConductorOverhead¦Brokenwireonground
23-0059306 | Equipment Failure/Involved | Overhead | Crossarm, Wood | Deteriorated | 2023 | Tier 2 - Elevated | Distribution Circuit | 4 | 10 | 20230410 | 2084923 | Sus | N | EquipmentFailureInvolved¦Overhead¦CrossarmWood¦Deteriorated
23-0059963 | Vegetation | Tree - grew into line | Conductor, Overhead | Normal | 2023 | Tier 2 - Elevated | Distribution Circuit | 4 | 12 | 20230412 | 2086303 | Sus | N | Vegetation¦Treegrewintoline¦ConductorOverhead¦Normal
23-0059882 | Equipment Failure/Involved | Overhead | Connector or Splice (OH) | Arcing | 2023 | Tier 2 - Elevated | Distribution Circuit | 4 | 12 | 20230412 | 2086564 | Sus | N | EquipmentFailureInvolved¦Overhead¦ConnectororSplice(OH)¦Arcing
23-0060244 | Equipment Failure/Involved | Overhead | Crossarm, Wood | Broken | 2023 | Tier 2 - Elevated | Distribution Circuit | 4 | 12 | 20230412 | 2086791 | Sus | N | EquipmentFailureInvolved¦Overhead¦CrossarmWood¦Broken
23-0060267 | Vegetation | Tree - fell into line | Conductor, Overhead | Broken, wire on ground | 2023 | Tier 2 - Elevated | Distribution Circuit | 4 | 12 | 20230412 | 2086814 | Sus | N | Vegetation¦Treefellintoline¦ConductorOverhead¦Brokenwireonground
23-0060383 | Vegetation | Tree - grew into line | Conductor, Overhead | Normal | 2023 | Tier 2 - Elevated | Distribution Circuit | 4 | 12 | 20230412 | 2086837 | Sus | N | Vegetation¦Treegrewintoline¦ConductorOverhead¦Normal
23-0060375 | Vegetation | Tree - fell into line | Conductor, Overhead | Broken, wire on ground | 2023 | Tier 2 - Elevated | Distribution Circuit | 4 | 12 | 20230412 | 2086961 | Sus | N | Vegetation¦Treefellintoline¦ConductorOverhead¦Brokenwireonground
23-0060848 | Unknown Cause | Patrol - found nothing |  |  | 2023 | Tier 2 - Elevated | Distribution Circuit | 4 | 13 | 20230413 | 2087802 | Sus | N | UnknownCause¦Patrolfoundnothing¦¦
23-0060842 | Unknown Cause | Patrol - found nothing |  |  | 2023 | Tier 2 - Elevated | Distribution Circuit | 4 | 13 | 20230413 | 2087893 | Sus | N | UnknownCause¦Patrolfoundnothing¦¦
23-0060940 | 3rd Party | Vehicle | Pole-Wood | Broken, wire on ground | 2023 | Tier 2 - Elevated | Distribution Circuit | 4 | 13 | 20230413 | 2088192 | Sus | N | 3rdParty¦Vehicle¦PoleWood¦Brokenwireonground
23-0061233 | Equipment Failure/Involved | Overhead | Insulator | Broken | 2023 | Tier 2 - Elevated | Distribution Circuit | 4 | 14 | 20230414 | 2088840 | Sus | N | EquipmentFailureInvolved¦Overhead¦Insulator¦Broken
23-0061267 | Vegetation | Tree - branch fell on line | Conductor, Overhead | Normal | 2023 | Tier 2 - Elevated | Distribution Circuit | 4 | 14 | 20230414 | 2088938 | Sus | N | Vegetation¦Treebranchfellonline¦ConductorOverhead¦Normal
23-0061436 | Vegetation | Tree - fell into line | Pole-Wood | Broken | 2023 | Tier 2 - Elevated | Distribution Circuit | 4 | 16 | 20230416 | 2089577 | Sus | N | Vegetation¦Treefellintoline¦PoleWood¦Broken
23-0062223 | Equipment Failure/Involved | Overhead | Insulator | Broken | 2023 | Tier 2 - Extreme | Distribution Circuit | 4 | 18 | 20230418 | 2091720 | Sus | N | EquipmentFailureInvolved¦Overhead¦Insulator¦Broken
23-0062496 | Vegetation | Tree - branch fell on line | Conductor, Overhead | Normal | 2023 | Tier 2 - Elevated | Distribution Circuit | 4 | 19 | 20230419 | 2092584 | Sus | N | Vegetation¦Treebranchfellonline¦ConductorOverhead¦Normal
23-0062380 | Vegetation | Tree - fell into line | Conductor, Overhead | Normal | 2023 | Tier 2 - Elevated | Distribution Circuit | 4 | 19 | 20230419 | 2092073 | Sus | N | Vegetation¦Treefellintoline¦ConductorOverhead¦Normal
23-0062559 | Unknown Cause | Patrol - found nothing |  |  | 2023 | Tier 2 - Elevated | Distribution Circuit | 4 | 19 | 20230419 | 2092588 | Sus | N | UnknownCause¦Patrolfoundnothing¦¦
23-0062893 | Animal | Other | Recloser | Normal | 2023 | Tier 2 - Elevated | Distribution Circuit | 4 | 20 | 20230420 | 2092999 | Sus | N | Animal¦Other¦Recloser¦Normal
23-0063040 | Equipment Failure/Involved | Overhead | Crossarm, Wood | Broken | 2023 | Tier 2 - Elevated | Distribution Circuit | 4 | 20 | 20230420 | 2093223 | Sus | N | EquipmentFailureInvolved¦Overhead¦CrossarmWood¦Broken
23-0063166 | Vegetation | Tree - fell into line | Conductor, Overhead | Broken, wire on ground | 2023 | Tier 2 - Elevated | Distribution Circuit | 4 | 20 | 20230420 | 2093252 | Sus | N | Vegetation¦Treefellintoline¦ConductorOverhead¦Brokenwireonground
23-0063255 | Vegetation | Tree - fell into line | Anchor or Guy | Normal | 2023 | Tier 2 - Elevated | Distribution Circuit | 4 | 20 | 20230420 | 2093441 | Sus | N | Vegetation¦Treefellintoline¦AnchororGuy¦Normal
23-0063622 | Vegetation | Tree - branch fell on line | Conductor, Overhead | Normal | 2023 | Tier 2 - Extreme | Distribution Circuit | 4 | 21 | 20230421 | 2094085 | Sus | N | Vegetation¦Treebranchfellonline¦ConductorOverhead¦Normal
23-0063729 | Unknown Cause | Patrol - found nothing |  |  | 2023 | Tier 2 - Elevated | Distribution Circuit | 4 | 22 | 20230422 | 2094434 | Sus | N | UnknownCause¦Patrolfoundnothing¦¦
23-0064029 | Equipment Failure/Involved | Overhead | Other | Broken | 2023 | Tier 2 - Extreme | Distribution Circuit | 4 | 24 | 20230424 | 2095594 | Sus | N | EquipmentFailureInvolved¦Overhead¦Other¦Broken
23-0064217 | Unknown Cause | Patrol - found nothing |  |  | 2023 | Tier 2 - Elevated | Distribution Circuit | 4 | 24 | 20230424 | 2095901 | Sus | N | UnknownCause¦Patrolfoundnothing¦¦
23-0064477 | Unknown Cause | Patrol - not conducted |  |  | 2023 | Tier 2 - Elevated | Transformer only | 4 | 25 | 20230425 | 2096523 | Sus | N | UnknownCause¦Patrolnotconducted¦¦
23-0064449 | Equipment Failure/Involved | Overhead | Crossarm, Wood | Broken | 2023 | Tier 2 - Elevated | Distribution Circuit | 4 | 25 | 20230425 | 2096561 | Sus | N | EquipmentFailureInvolved¦Overhead¦CrossarmWood¦Broken
23-0064641 | Unknown Cause | Patrol - found nothing |  |  | 2023 | Tier 2 - Elevated | Distribution Circuit | 4 | 25 | 20230425 | 2096876 | Sus | N | UnknownCause¦Patrolfoundnothing¦¦
23-0064806 | Unknown Cause | Patrol - found nothing |  |  | 2023 | Tier 2 - Elevated | Distribution Circuit | 4 | 26 | 20230426 | 2097156 | Sus | N | UnknownCause¦Patrolfoundnothing¦¦
23-0064901 | Unknown Cause | Patrol - found nothing |  |  | 2023 | Tier 2 - Elevated | Transformer only | 4 | 26 | 20230426 | 2097357 | Sus | N | UnknownCause¦Patrolfoundnothing¦¦
23-0064925 | 3rd Party | Vehicle | Fuse | Normal | 2023 | Tier 2 - Elevated | Transformer only | 4 | 26 | 20230426 | 2097360 | Sus | N | 3rdParty¦Vehicle¦Fuse¦Normal
23-0065271 | Equipment Failure/Involved | Overhead | Transformer (OH) | Leaking | 2023 | Tier 2 - Elevated | Distribution Circuit | 4 | 27 | 20230427 | 2098020 | Sus | N | EquipmentFailureInvolved¦Overhead¦Transformer(OH)¦Leaking
23-0065420 | Animal | Other | Conductor, Overhead | Normal | 2023 | Tier 2 - Elevated | Distribution Circuit | 4 | 27 | 20230427 | 2098328 | Sus | N | Animal¦Other¦ConductorOverhead¦Normal
23-0066212 | Unknown Cause | Patrol - found nothing |  |  | 2023 | Tier 2 - Extreme | Distribution Circuit | 4 | 28 | 20230428 | 2099739 | Sus | N | UnknownCause¦Patrolfoundnothing¦¦
23-0066283 | Equipment Failure/Involved | Overhead | Lightning Arrestor | Burned/flashed | 2023 | Tier 2 - Elevated | Distribution Circuit | 4 | 29 | 20230429 | 2099883 | Sus | N | EquipmentFailureInvolved¦Overhead¦LightningArrestor¦Burnedflashed
23-0066842 | Animal | Other | Conductor, Overhead | Normal | 2023 | Tier 2 - Elevated | Distribution Circuit | 5 | 1 | 20230501 | 2101984 | Sus | Y | Animal¦Other¦ConductorOverhead¦Normal
23-0067171 | Vegetation | Tree - branch fell on line | Conductor, Overhead | Broken, wire on ground | 2023 | Tier 2 - Elevated | Transformer only | 5 | 2 | 20230502 | 2102753 | Sus | Y | Vegetation¦Treebranchfellonline¦ConductorOverhead¦Brokenwireonground
23-0067457 | Vegetation | Tree - fell into line | Conductor, Overhead | Broken, wire on ground | 2023 | Tier 2 - Elevated | Distribution Circuit | 5 | 3 | 20230503 | 2103303 | Sus | Y | Vegetation¦Treefellintoline¦ConductorOverhead¦Brokenwireonground
23-0067512 | Vegetation | Tree - grew into line | Conductor, Overhead | Normal | 2023 | Tier 2 - Elevated | Distribution Circuit | 5 | 3 | 20230503 | 2103411 | Sus | Y | Vegetation¦Treegrewintoline¦ConductorOverhead¦Normal
23-0067625 | Vegetation | Tree - branch fell on line | Crossarm, Wood | Broken | 2023 | Tier 2 - Elevated | Distribution Circuit | 5 | 3 | 20230503 | 2103574 | Sus | Y | Vegetation¦Treebranchfellonline¦CrossarmWood¦Broken
23-0067962 | Equipment Failure/Involved | Overhead | Transformer | Failed/Faulted | 2023 | Tier 2 - Elevated | Transformer only | 5 | 4 | 20230504 | 2104274 | Sus | Y | EquipmentFailureInvolved¦Overhead¦Transformer¦FailedFaulted
23-0067974 | Unknown Cause | Patrol - found nothing |  |  | 2023 | Tier 2 - Elevated | Distribution Circuit | 5 | 4 | 20230504 | 2104291 | Sus | Y | UnknownCause¦Patrolfoundnothing¦¦
23-0068485 | Unknown Cause | Patrol - not conducted |  |  | 2023 | Tier 2 - Elevated | Transformer only | 5 | 4 | 20230504 | 2105074 | Sus | Y | UnknownCause¦Patrolnotconducted¦¦
23-0068602 | Vegetation | Tree - grew into line | Conductor, Overhead | Normal | 2023 | Tier 2 - Elevated | Distribution Circuit | 5 | 5 | 20230505 | 2105282 | Sus | Y | Vegetation¦Treegrewintoline¦ConductorOverhead¦Normal
23-0068789 | Vegetation | Tree - grew into line | Conductor, Overhead | Normal | 2023 | Tier 2 - Elevated | Distribution Circuit | 5 | 5 | 20230505 | 2105594 | Sus | Y | Vegetation¦Treegrewintoline¦ConductorOverhead¦Normal
23-0069108 | Animal | Other | Jumper | Burned Open | 2023 | Tier 2 - Elevated | Distribution Circuit | 5 | 6 | 20230506 | 2105950 | Sus | Y | Animal¦Other¦Jumper¦BurnedOpen
23-0069256 | Vegetation | Tree - fell into line | Conductor, Overhead | Broken, wire on ground | 2023 | Tier 2 - Elevated | Distribution Circuit | 5 | 7 | 20230507 | 2106498 | Sus | Y | Vegetation¦Treefellintoline¦ConductorOverhead¦Brokenwireonground
23-0069832 | Unknown Cause | Patrol - found nothing |  |  | 2023 | Tier 2 - Elevated | Distribution Circuit | 5 | 9 | 20230509 | 2108248 | Sus | Y | UnknownCause¦Patrolfoundnothing¦¦
23-0069837 | Equipment Failure/Involved | Overhead | Pole-Wood | Broken | 2023 | Tier 2 - Elevated | Distribution Circuit | 5 | 9 | 20230509 | 2108371 | Sus | Y | EquipmentFailureInvolved¦Overhead¦PoleWood¦Broken
23-0069932 | Equipment Failure/Involved | Overhead | Crossarm, Wood | Broken | 2023 | Tier 2 - Elevated | Distribution Circuit | 5 | 9 | 20230509 | 2108716 | Sus | Y | EquipmentFailureInvolved¦Overhead¦CrossarmWood¦Broken
23-0070235 | Unknown Cause | Patrol - found nothing |  |  | 2023 | Tier 2 - Elevated | Transformer only | 5 | 9 | 20230509 | 2108988 | Sus | Y | UnknownCause¦Patrolfoundnothing¦¦
23-0070656 | Unknown Cause | Patrol - found nothing |  |  | 2023 | Tier 2 - Elevated | Distribution Circuit | 5 | 10 | 20230510 | 2109760 | Sus | Y | UnknownCause¦Patrolfoundnothing¦¦
23-0071505 | 3rd Party | Vehicle | Pole-Wood | Broken | 2023 | Tier 2 - Elevated | Distribution Circuit | 5 | 12 | 20230512 | 2111511 | Sus | Y | 3rdParty¦Vehicle¦PoleWood¦Broken
23-0071575 | Unknown Cause | Patrol - found nothing |  |  | 2023 | Tier 2 - Elevated | Distribution Circuit | 5 | 13 | 20230513 | 2111817 | Sus | Y | UnknownCause¦Patrolfoundnothing¦¦
23-0071615 | 3rd Party | Vehicle | Pole-Wood | Broken | 2023 | Tier 2 - Elevated | Distribution Circuit | 5 | 13 | 20230513 | 2112006 | Sus | Y | 3rdParty¦Vehicle¦PoleWood¦Broken
23-0071626 | Vegetation | Tree - fell into line | Conductor, Overhead | Together | 2023 | Tier 2 - Elevated | Distribution Circuit | 5 | 14 | 20230514 | 2112037 | Sus | Y | Vegetation¦Treefellintoline¦ConductorOverhead¦Together
23-0072007 | Vegetation | Tree - fell into line | Conductor, Overhead | Normal | 2023 | Tier 2 - Elevated | Distribution Circuit | 5 | 15 | 20230515 | 2113177 | Sus | Y | Vegetation¦Treefellintoline¦ConductorOverhead¦Normal
23-0072045 | Vegetation | Tree - fell into line | Conductor, Overhead | Normal | 2023 | Tier 2 - Elevated | Distribution Circuit | 5 | 15 | 20230515 | 2113390 | Sus | Y | Vegetation¦Treefellintoline¦ConductorOverhead¦Normal
23-0072354 | Vegetation | Tree - fell into line | Conductor, Overhead | Broken, wire on ground | 2023 | Tier 2 - Elevated | Distribution Circuit | 5 | 16 | 20230516 | 2114118 | Sus | Y | Vegetation¦Treefellintoline¦ConductorOverhead¦Brokenwireonground
23-0072488 | Equipment Failure/Involved | Overhead | Transformer (OH) | Failed/Faulted | 2023 | Tier 2 - Elevated | Transformer only | 5 | 16 | 20230516 | 2114467 | Sus | Y | EquipmentFailureInvolved¦Overhead¦Transformer(OH)¦FailedFaulted
23-0072674 | Equipment Failure/Involved | Underground | Connector or Splice (UG) | Failed/Faulted | 2023 | Tier 2 - Elevated | Distribution Circuit | 5 | 17 | 20230517 | 2114928 | Sus | Y | EquipmentFailureInvolved¦Underground¦ConnectororSplice(UG)¦FailedFaulted
23-0072705 | Equipment Failure/Involved | Overhead | Crossarm, Wood | Broken | 2023 | Tier 2 - Extreme | Distribution Circuit | 5 | 17 | 20230517 | 2115039 | Sus | Y | EquipmentFailureInvolved¦Overhead¦CrossarmWood¦Broken
23-0072814 | Vegetation | Tree - grew into line | Conductor, Overhead | Normal | 2023 | Tier 2 - Elevated | Distribution Circuit | 5 | 17 | 20230517 | 2115099 | Sus | Y | Vegetation¦Treegrewintoline¦ConductorOverhead¦Normal
23-0073118 | Vegetation | Tree - fell into line | Conductor, Overhead | Normal | 2023 | Tier 2 - Elevated | Distribution Circuit | 5 | 18 | 20230518 | 2116166 | Sus | Y | Vegetation¦Treefellintoline¦ConductorOverhead¦Normal
23-0073772 | Vegetation | Tree - fell into line | Pole-Wood | Broken, wire on ground | 2023 | Tier 2 - Elevated | Distribution Circuit | 5 | 19 | 20230519 | 2117360 | Sus | Y | Vegetation¦Treefellintoline¦PoleWood¦Brokenwireonground
23-0074221 | Equipment Failure/Involved | Underground | Cable Termination(live front | Broken | 2023 | Tier 2 - Elevated | Distribution Circuit | 5 | 22 | 20230522 | 2118606 | Sus | Y | EquipmentFailureInvolved¦Underground¦CableTermination(livefront¦Broken
23-0074334 | Equipment Failure/Involved | Overhead | Transformer (OH) | Failed/Faulted | 2023 | Tier 2 - Elevated | Distribution Circuit | 5 | 22 | 20230522 | 2118836 | Sus | Y | EquipmentFailureInvolved¦Overhead¦Transformer(OH)¦FailedFaulted
23-0074792 | Vegetation | Tree - fell into line | Conductor, Overhead | Broken, wire on ground | 2023 | Tier 2 - Elevated | Distribution Circuit | 5 | 23 | 20230523 | 2119890 | Sus | Y | Vegetation¦Treefellintoline¦ConductorOverhead¦Brokenwireonground
23-0075698 | Unknown Cause | Patrol - found nothing |  |  | 2023 | Tier 2 - Elevated | Distribution Circuit | 5 | 25 | 20230525 | 2121361 | Sus | Y | UnknownCause¦Patrolfoundnothing¦¦
23-0076140 | Vegetation | Tree - branch fell on line | Transformer | Normal | 2023 | Tier 2 - Elevated | Transformer only | 5 | 26 | 20230526 | 2122225 | Sus | Y | Vegetation¦Treebranchfellonline¦Transformer¦Normal
23-0076304 | Equipment Failure/Involved | Overhead | Crossarm, Wood | Broken | 2023 | Tier 2 - Elevated | Distribution Circuit | 5 | 27 | 20230527 | 2122673 | Sus | Y | EquipmentFailureInvolved¦Overhead¦CrossarmWood¦Broken
23-0076340 | Unknown Cause | Patrol - found nothing |  |  | 2023 | Tier 2 - Elevated | Distribution Circuit | 5 | 27 | 20230527 | 2122749 | Sus | Y | UnknownCause¦Patrolfoundnothing¦¦
23-0076476 | Unknown Cause | Patrol - not conducted |  |  | 2023 | Tier 2 - Elevated | Distribution Circuit | 5 | 28 | 20230528 | 2123160 | Sus | Y | UnknownCause¦Patrolnotconducted¦¦
23-0076485 | Equipment Failure/Involved | Overhead | Transformer (OH) | Failed/Faulted | 2023 | Tier 2 - Elevated | Distribution Circuit | 5 | 28 | 20230528 | 2123103 | Sus | Y | EquipmentFailureInvolved¦Overhead¦Transformer(OH)¦FailedFaulted
23-0076469 | Unknown Cause | Patrol - not conducted |  |  | 2023 | Tier 2 - Elevated | Distribution Circuit | 5 | 28 | 20230528 | 2123118 | Sus | Y | UnknownCause¦Patrolnotconducted¦¦
23-0076518 | Unknown Cause | Patrol - found nothing |  |  | 2023 | Tier 2 - Elevated | Distribution Circuit | 5 | 28 | 20230528 | 2123136 | Sus | Y | UnknownCause¦Patrolfoundnothing¦¦
23-0076503 | Environmental/External | Lightning | Fuse | Burned Open | 2023 | Tier 2 - Elevated | Distribution Circuit | 5 | 28 | 20230528 | 2123221 | Sus | Y | EnvironmentalExternal¦Lightning¦Fuse¦BurnedOpen
23-0076524 | Equipment Failure/Involved | Overhead | Transformer | Failed/Faulted | 2023 | Tier 2 - Elevated | Transformer only | 5 | 29 | 20230529 | 2123336 | Sus | Y | EquipmentFailureInvolved¦Overhead¦Transformer¦FailedFaulted
23-0076561 | Equipment Failure/Involved | Overhead | Transformer | Failed/Faulted | 2023 | Tier 2 - Elevated | Transformer only | 5 | 29 | 20230529 | 2123359 | Sus | Y | EquipmentFailureInvolved¦Overhead¦Transformer¦FailedFaulted
23-0076553 | Equipment Failure/Involved | Overhead | Transformer | Failed/Faulted | 2023 | Tier 2 - Elevated | Transformer only | 5 | 29 | 20230529 | 2123361 | Sus | Y | EquipmentFailureInvolved¦Overhead¦Transformer¦FailedFaulted
23-0076570 | Environmental/External | Lightning | Transformer | Malfunctioning | 2023 | Tier 2 - Elevated | Transformer only | 5 | 29 | 20230529 | 2123403 | Sus | Y | EnvironmentalExternal¦Lightning¦Transformer¦Malfunctioning
23-0076589 | Equipment Failure/Involved | Overhead | Transformer | Failed/Faulted | 2023 | Tier 2 - Elevated | Transformer only | 5 | 29 | 20230529 | 2123468 | Sus | Y | EquipmentFailureInvolved¦Overhead¦Transformer¦FailedFaulted
23-0076608 | Environmental/External | Lightning | Transformer (OH) | Failed/Faulted | 2023 | Tier 2 - Elevated | Transformer only | 5 | 29 | 20230529 | 2123579 | Sus | Y | EnvironmentalExternal¦Lightning¦Transformer(OH)¦FailedFaulted
23-0076623 | Unknown Cause | Patrol - found nothing |  |  | 2023 | Tier 2 - Elevated | Distribution Circuit | 5 | 29 | 20230529 | 2123610 | Sus | Y | UnknownCause¦Patrolfoundnothing¦¦
23-0076828 | Unknown Cause | Patrol - found nothing |  |  | 2023 | Tier 2 - Elevated | Distribution Circuit | 5 | 30 | 20230530 | 2123985 | Sus | Y | UnknownCause¦Patrolfoundnothing¦¦
23-0077207 | Equipment Failure/Involved | Overhead | Fuse | Burned Open | 2023 | Tier 2 - Elevated | Transformer only | 5 | 31 | 20230531 | 2124523 | Sus | Y | EquipmentFailureInvolved¦Overhead¦Fuse¦BurnedOpen
23-0077633 | Equipment Failure/Involved | Overhead | Pole-Wood | Deteriorated | 2023 | Tier 2 - Extreme | Distribution Circuit | 6 | 1 | 20230601 | 2126709 | Sus | Y | EquipmentFailureInvolved¦Overhead¦PoleWood¦Deteriorated
23-0078006 | Equipment Failure/Involved | Overhead | Transformer (OH) | Broken | 2023 | Tier 2 - Elevated | Distribution Circuit | 6 | 1 | 20230601 | 2126905 | Sus | Y | EquipmentFailureInvolved¦Overhead¦Transformer(OH)¦Broken
23-0078732 | Vegetation | Tree - branch fell on line | Conductor, Overhead | Normal | 2023 | Tier 2 - Elevated | Distribution Circuit | 6 | 4 | 20230604 | 2128522 | Sus | Y | Vegetation¦Treebranchfellonline¦ConductorOverhead¦Normal
23-0079436 | Equipment Failure/Involved | Overhead | Crossarm, Wood | Broken | 2023 | Tier 2 - Extreme | Distribution Circuit | 6 | 6 | 20230606 | 2130728 | Sus | Y | EquipmentFailureInvolved¦Overhead¦CrossarmWood¦Broken
23-0079610 | Unknown Cause | Patrol - not conducted |  |  | 2023 | Tier 2 - Extreme | Distribution Circuit | 6 | 6 | 20230606 | 2131335 | Sus | Y | UnknownCause¦Patrolnotconducted¦¦
23-0080312 | Equipment Failure/Involved | Overhead | Fuse | Normal | 2023 | Tier 2 - Extreme | Transformer only | 6 | 8 | 20230608 | 2132584 | Sus | Y | EquipmentFailureInvolved¦Overhead¦Fuse¦Normal
23-0080401 | Equipment Failure/Involved | Overhead | Fuse | Broken | 2023 | Tier 2 - Elevated | Transformer only | 6 | 8 | 20230608 | 2132770 | Sus | Y | EquipmentFailureInvolved¦Overhead¦Fuse¦Broken
23-0081002 | Vegetation | Tree - fell into line | Conductor, Overhead | Normal | 2023 | Tier 2 - Elevated | Distribution Circuit | 6 | 9 | 20230609 | 2133835 | Sus | Y | Vegetation¦Treefellintoline¦ConductorOverhead¦Normal
23-0081548 | Equipment Failure/Involved | Overhead | Insulator | Broken | 2023 | Tier 2 - Elevated | Distribution Circuit | 6 | 12 | 20230612 | 2135198 | Sus | Y | EquipmentFailureInvolved¦Overhead¦Insulator¦Broken
23-0081688 | 3rd Party | Vandalism | Pole-Wood | Burned/flashed | 2023 | Tier 2 - Elevated | Transformer only | 6 | 12 | 20230612 | 2135633 | Sus | Y | 3rdParty¦Vandalism¦PoleWood¦Burnedflashed
23-0081785 | Equipment Failure/Involved | Overhead | Crossarm, Wood | Broken | 2023 | Tier 2 - Elevated | Distribution Circuit | 6 | 13 | 20230613 | 2135874 | Sus | Y | EquipmentFailureInvolved¦Overhead¦CrossarmWood¦Broken
23-0082560 | Vegetation | Tree - fell into line | Conductor, Overhead | Broken, wire on ground | 2023 | Tier 2 - Elevated | Distribution Circuit | 6 | 15 | 20230615 | 2137412 | Sus | Y | Vegetation¦Treefellintoline¦ConductorOverhead¦Brokenwireonground
23-0082807 | Animal | Other | Conductor, Overhead | Normal | 2023 | Tier 2 - Elevated | Distribution Circuit | 6 | 15 | 20230615 | 2137802 | Sus | Y | Animal¦Other¦ConductorOverhead¦Normal
23-0082827 | Equipment Failure/Involved | Overhead | Pole-Wood | Broken | 2023 | Tier 2 - Elevated | Distribution Circuit | 6 | 15 | 20230615 | 2137879 | Sus | Y | EquipmentFailureInvolved¦Overhead¦PoleWood¦Broken
23-0083196 | Equipment Failure/Involved | Overhead | Other | Broken | 2023 | Tier 2 - Elevated | Distribution Circuit | 6 | 16 | 20230616 | 2138594 | Sus | Y | EquipmentFailureInvolved¦Overhead¦Other¦Broken
23-0083337 | Unknown Cause | Patrol - not conducted |  |  | 2023 | Tier 2 - Elevated | Distribution Circuit | 6 | 17 | 20230617 | 2139187 | Sus | Y | UnknownCause¦Patrolnotconducted¦¦
23-0083356 | Equipment Failure/Involved | Electrical Overload | Fuse | Normal | 2023 | Tier 2 - Extreme | Transformer only | 6 | 17 | 20230617 | 2139215 | Sus | Y | EquipmentFailureInvolved¦ElectricalOverload¦Fuse¦Normal
23-0083392 | Vegetation | Tree - branch fell on line | Conductor, Overhead | Normal | 2023 | Tier 2 - Elevated | Distribution Circuit | 6 | 17 | 20230617 | 2139363 | Sus | Y | Vegetation¦Treebranchfellonline¦ConductorOverhead¦Normal
23-0083415 | Animal | Squirrel | Conductor, Overhead | Normal | 2023 | Tier 2 - Elevated | Distribution Circuit | 6 | 17 | 20230617 | 2139489 | Sus | Y | Animal¦Squirrel¦ConductorOverhead¦Normal
23-0083619 | Equipment Failure/Involved | Overhead | Pole-Wood | Broken | 2023 | Tier 2 - Elevated | Distribution Circuit | 6 | 19 | 20230619 | 2140399 | Sus | Y | EquipmentFailureInvolved¦Overhead¦PoleWood¦Broken
23-0084002 | Equipment Failure/Involved | Overhead | Pole-Wood | Broken | 2023 | Tier 2 - Elevated | Transformer only | 6 | 20 | 20230620 | 2141579 | Sus | Y | EquipmentFailureInvolved¦Overhead¦PoleWood¦Broken
23-0084021 | Vegetation | Tree - fell into line | Conductor, Overhead | Normal | 2023 | Tier 2 - Extreme | Distribution Circuit | 6 | 20 | 20230620 | 2141656 | Sus | Y | Vegetation¦Treefellintoline¦ConductorOverhead¦Normal
23-0084503 | Vegetation | Tree - fell into line | Conductor, Overhead | Broken, wire on ground | 2023 | Tier 2 - Elevated | Distribution Circuit | 6 | 22 | 20230622 | 2142793 | Sus | Y | Vegetation¦Treefellintoline¦ConductorOverhead¦Brokenwireonground
23-0084872 | Equipment Failure/Involved | Overhead | Conductor, Overhead | Normal | 2023 | Tier 2 - Elevated | Transformer only | 6 | 22 | 20230622 | 2143408 | Sus | Y | EquipmentFailureInvolved¦Overhead¦ConductorOverhead¦Normal
23-0085131 | Company Initiated | Personnel, company | Fuse | Normal | 2023 | Tier 2 - Elevated | Distribution Circuit | 6 | 23 | 20230623 | 2144219 | Sus | Y | CompanyInitiated¦Personnelcompany¦Fuse¦Normal
23-0085292 | 3rd Party | Customer Equipment | Generator | Normal | 2023 | Tier 2 - Elevated | Distribution Circuit | 6 | 24 | 20230624 | 2144558 | Sus | Y | 3rdParty¦CustomerEquipment¦Generator¦Normal
23-0085402 | Vegetation | Tree - fell into line | Conductor, Overhead | Normal | 2023 | Tier 2 - Elevated | Distribution Circuit | 6 | 25 | 20230625 | 2145160 | Sus | Y | Vegetation¦Treefellintoline¦ConductorOverhead¦Normal
23-0085438 | Vegetation | Tree - fell into line | Conductor, Overhead | Broken | 2023 | Tier 2 - Elevated | Distribution Circuit | 6 | 25 | 20230625 | 2145361 | Sus | Y | Vegetation¦Treefellintoline¦ConductorOverhead¦Broken
23-0085764 | 3rd Party | Other | Other | Malfunctioning | 2023 | Tier 2 - Elevated | Transformer only | 6 | 26 | 20230626 | 2146199 | Sus | Y | 3rdParty¦Other¦Other¦Malfunctioning
23-0085864 | Equipment Failure/Involved | Overhead | Transformer (OH) | Failed/Faulted | 2023 | Tier 2 - Elevated | Transformer only | 6 | 26 | 20230626 | 2146440 | Sus | Y | EquipmentFailureInvolved¦Overhead¦Transformer(OH)¦FailedFaulted
23-0086158 | 3rd Party | Tree - cutting, 3rd party | Conductor, Overhead | Broken, wire on ground | 2023 | Tier 2 - Elevated | Distribution Circuit | 6 | 27 | 20230627 | 2147102 | Sus | Y | 3rdParty¦Treecutting3rdparty¦ConductorOverhead¦Brokenwireonground
23-0086198 | Vegetation | Tree - fell into line | Conductor, Overhead | Normal | 2023 | Tier 2 - Elevated | Distribution Circuit | 6 | 27 | 20230627 | 2147127 | Sus | Y | Vegetation¦Treefellintoline¦ConductorOverhead¦Normal
23-0086626 | Equipment Failure/Involved | Overhead | Transformer (OH) | Failed/Faulted | 2023 | Tier 2 - Elevated | Distribution Circuit | 6 | 28 | 20230628 | 2147866 | Sus | Y | EquipmentFailureInvolved¦Overhead¦Transformer(OH)¦FailedFaulted
23-0086801 | Unknown Cause | Patrol - found nothing |  |  | 2023 | Tier 2 - Elevated | Distribution Circuit | 6 | 28 | 20230628 | 2148250 | Sus | Y | UnknownCause¦Patrolfoundnothing¦¦
23-0086900 | Unknown Cause | Patrol - found nothing |  |  | 2023 | Tier 2 - Elevated | Distribution Circuit | 6 | 28 | 20230628 | 2148527 | Sus | Y | UnknownCause¦Patrolfoundnothing¦¦
23-0086928 | Unknown Cause | Patrol - found nothing |  |  | 2023 | Tier 2 - Elevated | Distribution Circuit | 6 | 29 | 20230629 | 2148613 | Sus | Y | UnknownCause¦Patrolfoundnothing¦¦
23-0087325 | Vegetation | Tree - fell into line | Crossarm, Wood | Broken, wire on ground | 2023 | Tier 2 - Elevated | Distribution Circuit | 6 | 29 | 20230629 | 2149209 | Sus | Y | Vegetation¦Treefellintoline¦CrossarmWood¦Brokenwireonground
23-0087504 | Equipment Failure/Involved | Overhead | Cutout, fuse holder | Failed/Faulted | 2023 | Tier 2 - Elevated | Distribution Circuit | 6 | 30 | 20230630 | 2149672 | Sus | Y | EquipmentFailureInvolved¦Overhead¦Cutoutfuseholder¦FailedFaulted
23-0087522 | Animal | Other | Conductor, Overhead | Normal | 2023 | Tier 2 - Elevated | Distribution Circuit | 6 | 30 | 20230630 | 2149706 | Sus | Y | Animal¦Other¦ConductorOverhead¦Normal
23-0087738 | Vegetation | Tree - branch fell on line | Conductor, Overhead | Normal | 2023 | Tier 2 - Elevated | Distribution Circuit | 6 | 30 | 20230630 | 2150105 | Sus | Y | Vegetation¦Treebranchfellonline¦ConductorOverhead¦Normal
23-0087917 | Vegetation | Tree - fell into line | Conductor, Overhead | Normal | 2023 | Tier 2 - Elevated | Distribution Circuit | 7 | 1 | 20230701 | 2150784 | Sus | Y | Vegetation¦Treefellintoline¦ConductorOverhead¦Normal
23-0088089 | Vegetation | Tree - fell into line | Conductor, Overhead | Broken, wire on ground | 2023 | Tier 2 - Elevated | Distribution Circuit | 7 | 1 | 20230701 | 2151563 | Sus | Y | Vegetation¦Treefellintoline¦ConductorOverhead¦Brokenwireonground
23-0088083 | Unknown Cause | Patrol - found nothing |  |  | 2023 | Tier 2 - Elevated | Distribution Circuit | 7 | 2 | 20230702 | 2151723 | Sus | Y | UnknownCause¦Patrolfoundnothing¦¦
23-0088131 | Unknown Cause | Patrol - found nothing |  |  | 2023 | Tier 2 - Elevated | Distribution Circuit | 7 | 2 | 20230702 | 2151945 | Sus | Y | UnknownCause¦Patrolfoundnothing¦¦
23-0088156 | Equipment Failure/Involved | Overhead | Fuse | Broken | 2023 | Tier 2 - Elevated | Transformer only | 7 | 2 | 20230702 | 2151972 | Sus | Y | EquipmentFailureInvolved¦Overhead¦Fuse¦Broken
23-0087180 | Company Initiated | Construction Activity/equip, company | Transformer | Normal | 2023 | Tier 2 - Extreme | Transformer only | 7 | 5 | 20230705 | 2154509 | Sus | Y | CompanyInitiated¦ConstructionActivityequipcompany¦Transformer¦Normal
23-0089072 | Equipment Failure/Involved | Overhead | Switch (OH) | Burned/flashed | 2023 | Tier 2 - Elevated | Distribution Circuit | 7 | 5 | 20230705 | 2154759 | Sus | Y | EquipmentFailureInvolved¦Overhead¦Switch(OH)¦Burnedflashed
23-0089214 | Vegetation | Tree - fell into line | Pole-Wood | Broken | 2023 | Tier 2 - Elevated | Distribution Circuit | 7 | 6 | 20230706 | 2155268 | Sus | Y | Vegetation¦Treefellintoline¦PoleWood¦Broken
23-0089339 | Equipment Failure/Involved | Overhead | Crossarm, Wood | Broken | 2023 | Tier 2 - Elevated | Distribution Circuit | 7 | 6 | 20230706 | 2155332 | Sus | Y | EquipmentFailureInvolved¦Overhead¦CrossarmWood¦Broken
23-0089617 | 3rd Party | Other | Pole-Wood | Broken | 2023 | Tier 2 - Elevated | Distribution Circuit | 7 | 6 | 20230706 | 2155839 | Sus | Y | 3rdParty¦Other¦PoleWood¦Broken
23-0089954 | Unknown Cause | Patrol - found nothing |  |  | 2023 | Tier 2 - Elevated | Transformer only | 7 | 7 | 20230707 | 2156331 | Sus | Y | UnknownCause¦Patrolfoundnothing¦¦
23-0090114 | Vegetation | Tree - branch fell on line | Fuse | Broken | 2023 | Tier 2 - Elevated | Transformer only | 7 | 8 | 20230708 | 2157082 | Sus | Y | Vegetation¦Treebranchfellonline¦Fuse¦Broken
23-0090124 | Equipment Failure/Involved | Overhead | Pole-Wood | Broken | 2023 | Tier 2 - Elevated | Distribution Circuit | 7 | 8 | 20230708 | 2157234 | Sus | Y | EquipmentFailureInvolved¦Overhead¦PoleWood¦Broken
23-0090194 | Equipment Failure/Involved | Overhead | Cutout, fuse holder | Broken | 2023 | Tier 2 - Elevated | Transformer only | 7 | 9 | 20230709 | 2157568 | Sus | Y | EquipmentFailureInvolved¦Overhead¦Cutoutfuseholder¦Broken
23-0090211 | Equipment Failure/Involved | Overhead | Pole-Wood | Broken | 2023 | Tier 2 - Elevated | Transformer only | 7 | 9 | 20230709 | 2157619 | Sus | Y | EquipmentFailureInvolved¦Overhead¦PoleWood¦Broken
23-0090278 | Vegetation | Tree - fell into line | Transformer | Broken, wire on ground | 2023 | Tier 2 - Elevated | Transformer only | 7 | 9 | 20230709 | 2157890 | Sus | Y | Vegetation¦Treefellintoline¦Transformer¦Brokenwireonground
23-0090501 | Equipment Failure/Involved | Overhead | Crossarm, Wood | Broken | 2023 | Tier 2 - Elevated | Distribution Circuit | 7 | 10 | 20230710 | 2158665 | Sus | Y | EquipmentFailureInvolved¦Overhead¦CrossarmWood¦Broken
23-0090665 | Unknown Cause | Patrol - found nothing |  |  | 2023 | Tier 2 - Elevated | Distribution Circuit | 7 | 11 | 20230711 | 2159187 | Sus | Y | UnknownCause¦Patrolfoundnothing¦¦
23-0090948 | 3rd Party | Tree - cutting, 3rd party | Conductor, Overhead | Normal | 2023 | Tier 2 - Elevated | Distribution Circuit | 7 | 11 | 20230711 | 2159939 | Sus | Y | 3rdParty¦Treecutting3rdparty¦ConductorOverhead¦Normal
23-0091131 | Vegetation | Tree - branch fell on line | Conductor, Overhead | Normal | 2023 | Tier 2 - Elevated | Distribution Circuit | 7 | 12 | 20230712 | 2160432 | Sus | Y | Vegetation¦Treebranchfellonline¦ConductorOverhead¦Normal
23-0091379 | Vegetation | Tree - cutting, PG&E contractor | Transformer (OH) | Broken, wire on ground | 2023 | Tier 2 - Elevated | Transformer only | 7 | 12 | 20230712 | 2160915 | Sus | Y | Vegetation¦TreecuttingPG&Econtractor¦Transformer(OH)¦Brokenwireonground
23-0091334 | Vegetation | Tree - fell into line | Conductor, Overhead | Normal | 2023 | Tier 2 - Elevated | Distribution Circuit | 7 | 12 | 20230712 | 2160735 | Sus | Y | Vegetation¦Treefellintoline¦ConductorOverhead¦Normal
23-0091679 | Equipment Failure/Involved | Overhead | Crossarm, Wood | Broken | 2023 | Tier 2 - Elevated | Distribution Circuit | 7 | 13 | 20230713 | 2161488 | Sus | Y | EquipmentFailureInvolved¦Overhead¦CrossarmWood¦Broken
23-0092049 | Equipment Failure/Involved | Overhead | Transformer (OH) | Failed/Faulted | 2023 | Tier 2 - Elevated | Transformer only | 7 | 13 | 20230713 | 2161861 | Sus | Y | EquipmentFailureInvolved¦Overhead¦Transformer(OH)¦FailedFaulted
23-0092125 | Vegetation | Tree - fell into line | Conductor, Overhead | Normal | 2023 | Tier 2 - Elevated | Distribution Circuit | 7 | 14 | 20230714 | 2162104 | Sus | Y | Vegetation¦Treefellintoline¦ConductorOverhead¦Normal
23-0092363 | Unknown Cause | Patrol - found nothing |  |  | 2023 | Tier 2 - Elevated | Distribution Circuit | 7 | 14 | 20230714 | 2162597 | Sus | Y | UnknownCause¦Patrolfoundnothing¦¦
23-0092548 | Vegetation | Tree - fell into line | Conductor, Overhead | Broken, wire on ground | 2023 | Tier 2 - Elevated | Distribution Circuit | 7 | 15 | 20230715 | 2163136 | Sus | Y | Vegetation¦Treefellintoline¦ConductorOverhead¦Brokenwireonground
23-0092605 | Equipment Failure/Involved | Overhead | Connector or Splice (OH) | Broken | 2023 | Tier 2 - Elevated | Distribution Circuit | 7 | 15 | 20230715 | 2163425 | Sus | Y | EquipmentFailureInvolved¦Overhead¦ConnectororSplice(OH)¦Broken
23-0092851 | Unknown Cause | Patrol - found nothing |  |  | 2023 | Tier 2 - Extreme | Distribution Circuit | 7 | 16 | 20230716 | 2164447 | Sus | Y | UnknownCause¦Patrolfoundnothing¦¦
23-0092885 | Vegetation | Tree - branch fell on line | Conductor, Overhead | Normal | 2023 | Tier 2 - Elevated | Distribution Circuit | 7 | 16 | 20230716 | 2164494 | Sus | Y | Vegetation¦Treebranchfellonline¦ConductorOverhead¦Normal
23-0092923 | Equipment Failure/Involved | Overhead | Service conductor | Arcing | 2023 | Tier 2 - Elevated | Transformer only | 7 | 16 | 20230716 | 2164737 | Sus | Y | EquipmentFailureInvolved¦Overhead¦Serviceconductor¦Arcing
23-0092930 | Equipment Failure/Involved | Overhead | Service conductor | Arcing | 2023 | Tier 2 - Elevated | Transformer only | 7 | 16 | 20230716 | 2164779 | Sus | Y | EquipmentFailureInvolved¦Overhead¦Serviceconductor¦Arcing
23-0093187 | Equipment Failure/Involved | Underground | Transformer (UG) | Leaking | 2023 | Tier 2 - Elevated | Distribution Circuit | 7 | 17 | 20230717 | 2165569 | Sus | Y | EquipmentFailureInvolved¦Underground¦Transformer(UG)¦Leaking
23-0093257 | Equipment Failure/Involved | Overhead | Transformer (OH) | Failed/Faulted | 2023 | Tier 2 - Elevated | Transformer only | 7 | 17 | 20230717 | 2165631 | Sus | Y | EquipmentFailureInvolved¦Overhead¦Transformer(OH)¦FailedFaulted
23-0093818 | Unknown Cause | Patrol - found nothing |  |  | 2023 | Tier 2 - Elevated | Distribution Circuit | 7 | 18 | 20230718 | 2166784 | Sus | Y | UnknownCause¦Patrolfoundnothing¦¦
23-0093887 | Vegetation | Tree - fell into line | Crossarm, Wood | Broken, wire on ground | 2023 | Tier 2 - Elevated | Distribution Circuit | 7 | 18 | 20230718 | 2166816 | Sus | Y | Vegetation¦Treefellintoline¦CrossarmWood¦Brokenwireonground
23-0093982 | Unknown Cause | Patrol - found nothing |  |  | 2023 | Tier 2 - Elevated | Distribution Circuit | 7 | 18 | 20230718 | 2167341 | Sus | Y | UnknownCause¦Patrolfoundnothing¦¦
23-0094197 | Unknown Cause | Patrol - found nothing |  |  | 2023 | Tier 2 - Elevated | Distribution Circuit | 7 | 19 | 20230719 | 2167938 | Sus | Y | UnknownCause¦Patrolfoundnothing¦¦
23-0095527 | Animal | Bird found | Conductor, Overhead | Normal | 2023 | Tier 2 - Elevated | Distribution Circuit | 7 | 22 | 20230722 | 2170715 | Sus | Y | Animal¦Birdfound¦ConductorOverhead¦Normal
23-0095552 | Vegetation | Tree - fell into line | Conductor, Overhead | Normal | 2023 | Zone 1 - HHZ | Distribution Circuit | 7 | 22 | 20230722 | 2170833 | Sus | Y | Vegetation¦Treefellintoline¦ConductorOverhead¦Normal
23-0095620 | Vegetation | Tree - fell into line | Conductor, Overhead | Broken, wire on ground | 2023 | Tier 2 - Elevated | Transformer only | 7 | 22 | 20230722 | 2171119 | Sus | Y | Vegetation¦Treefellintoline¦ConductorOverhead¦Brokenwireonground
23-0096192 | 3rd Party | Customer Equipment | Circuit Breaker | Normal | 2023 | Tier 2 - Elevated | Distribution Circuit | 7 | 24 | 20230724 | 2172785 | Sus | Y | 3rdParty¦CustomerEquipment¦CircuitBreaker¦Normal
23-0096821 | Vegetation | Tree - branch fell on line | Conductor, Overhead | Normal | 2023 | Tier 2 - Elevated | Distribution Circuit | 7 | 26 | 20230726 | 2173970 | Sus | Y | Vegetation¦Treebranchfellonline¦ConductorOverhead¦Normal
23-0096825 | Animal | Other | Transformer (OH) | Broken | 2023 | Tier 2 - Elevated | Distribution Circuit | 7 | 26 | 20230726 | 2173988 | Sus | Y | Animal¦Other¦Transformer(OH)¦Broken
23-0097246 | Equipment Failure/Involved | Overhead | Transformer (OH) | Failed/Faulted | 2023 | Tier 2 - Elevated | Transformer only | 7 | 26 | 20230726 | 2174685 | Sus | Y | EquipmentFailureInvolved¦Overhead¦Transformer(OH)¦FailedFaulted
23-0097352 | Vegetation | Tree - fell into line | Conductor, Overhead | Broken | 2023 | Tier 2 - Elevated | Distribution Circuit | 7 | 27 | 20230727 | 2174951 | Sus | Y | Vegetation¦Treefellintoline¦ConductorOverhead¦Broken
23-0097502 | Equipment Failure/Involved | Overhead | Conductor, Overhead | Deteriorated | 2023 | Tier 2 - Extreme | Distribution Circuit | 7 | 27 | 20230727 | 2175258 | Sus | Y | EquipmentFailureInvolved¦Overhead¦ConductorOverhead¦Deteriorated
23-0097923 | Vegetation | Tree - fell into line | Conductor, Overhead | Normal | 2023 | Tier 2 - Elevated | Distribution Circuit | 7 | 28 | 20230728 | 2175982 | Sus | Y | Vegetation¦Treefellintoline¦ConductorOverhead¦Normal
23-0098172 | Unknown Cause | Patrol - found nothing |  |  | 2023 | Tier 2 - Elevated | Transformer only | 7 | 28 | 20230728 | 2176360 | Sus | Y | UnknownCause¦Patrolfoundnothing¦¦
23-0098336 | Unknown Cause | Patrol - found nothing |  |  | 2023 | Tier 2 - Elevated | Transformer only | 7 | 29 | 20230729 | 2177170 | Sus | Y | UnknownCause¦Patrolfoundnothing¦¦
23-0098370 | Animal | Bird found | Transformer (OH) | Normal | 2023 | Tier 2 - Elevated | Distribution Circuit | 7 | 29 | 20230729 | 2177311 | Sus | Y | Animal¦Birdfound¦Transformer(OH)¦Normal
23-0098439 | Equipment Failure/Involved | Overhead | Pole-Wood | Broken | 2023 | Tier 2 - Elevated | Distribution Circuit | 7 | 30 | 20230730 | 2177601 | Sus | Y | EquipmentFailureInvolved¦Overhead¦PoleWood¦Broken
23-0098525 | Unknown Cause | Patrol - found nothing |  |  | 2023 | Tier 2 - Elevated | Distribution Circuit | 7 | 30 | 20230730 | 2178057 | Sus | Y | UnknownCause¦Patrolfoundnothing¦¦
23-0098531 | Vegetation | Tree - fell into line | Pole-Wood | Broken, wire on ground | 2023 | Tier 2 - Elevated | Distribution Circuit | 7 | 30 | 20230730 | 2178058 | Sus | Y | Vegetation¦Treefellintoline¦PoleWood¦Brokenwireonground
23-0098696 | Vegetation | Tree - branch fell on line | Conductor, Overhead | Normal | 2023 | Tier 2 - Elevated | Distribution Circuit | 7 | 31 | 20230731 | 2178203 | Sus | Y | Vegetation¦Treebranchfellonline¦ConductorOverhead¦Normal
23-0098817 | Equipment Failure/Involved | Overhead | Woodpin | Broken | 2023 | Tier 2 - Elevated | Distribution Circuit | 7 | 31 | 20230731 | 2178634 | Sus | Y | EquipmentFailureInvolved¦Overhead¦Woodpin¦Broken
23-0099062 | Equipment Failure/Involved | Underground | Transformer (UG) | Leaking | 2023 | Tier 2 - Elevated | Distribution Circuit | 8 | 1 | 20230801 | 2179528 | Sus | Y | EquipmentFailureInvolved¦Underground¦Transformer(UG)¦Leaking
23-0099331 | 3rd Party | Vehicle | Pole-Wood | Broken | 2023 | Tier 2 - Extreme | Distribution Circuit | 8 | 1 | 20230801 | 2179885 | Sus | Y | 3rdParty¦Vehicle¦PoleWood¦Broken
23-0099702 | Vegetation | Tree - branch fell on line | Conductor, Overhead | Normal | 2023 | Tier 2 - Elevated | Distribution Circuit | 8 | 2 | 20230802 | 2180790 | Sus | Y | Vegetation¦Treebranchfellonline¦ConductorOverhead¦Normal
23-0099758 | Vegetation | Tree - branch fell on line | Conductor, Overhead | Normal | 2023 | Tier 2 - Elevated | Distribution Circuit | 8 | 2 | 20230802 | 2180838 | Sus | Y | Vegetation¦Treebranchfellonline¦ConductorOverhead¦Normal
23-0099782 | Unknown Cause | Patrol - found nothing |  |  | 2023 | Tier 2 - Elevated | Distribution Circuit | 8 | 2 | 20230802 | 2180840 | Sus | Y | UnknownCause¦Patrolfoundnothing¦¦
23-0099889 | Equipment Failure/Involved | Overhead | Transformer | Failed/Faulted | 2023 | Tier 2 - Elevated | Transformer only | 8 | 3 | 20230803 | 2181095 | Sus | Y | EquipmentFailureInvolved¦Overhead¦Transformer¦FailedFaulted
23-0099983 | Unknown Cause | Patrol - found nothing |  |  | 2023 | Tier 2 - Elevated | Distribution Circuit | 8 | 3 | 20230803 | 2181327 | Sus | Y | UnknownCause¦Patrolfoundnothing¦¦
23-0100244 | Vegetation | Tree - cutting, PG&E contractor | Conductor, Overhead | Normal | 2023 | Tier 2 - Elevated | Distribution Circuit | 8 | 3 | 20230803 | 2181789 | Sus | Y | Vegetation¦TreecuttingPG&Econtractor¦ConductorOverhead¦Normal
23-0100401 | Equipment Failure/Involved | Overhead | Recloser | Malfunctioning | 2023 | Tier 2 - Elevated | Distribution Circuit | 8 | 4 | 20230804 | 2182072 | Sus | Y | EquipmentFailureInvolved¦Overhead¦Recloser¦Malfunctioning
23-0100769 | Equipment Failure/Involved | Overhead | Recloser | Malfunctioning | 2023 | Tier 2 - Elevated | Distribution Circuit | 8 | 4 | 20230804 | 2182646 | Sus | Y | EquipmentFailureInvolved¦Overhead¦Recloser¦Malfunctioning
23-0100774 | Vegetation | Tree - fell into line | Conductor, Overhead | Broken, wire on ground | 2023 | Tier 2 - Elevated | Distribution Circuit | 8 | 4 | 20230804 | 2182656 | Sus | Y | Vegetation¦Treefellintoline¦ConductorOverhead¦Brokenwireonground
23-0100929 | Unknown Cause | Patrol - found nothing |  |  | 2023 | Tier 2 - Elevated | Distribution Circuit | 8 | 5 | 20230805 | 2183248 | Sus | Y | UnknownCause¦Patrolfoundnothing¦¦
23-0100938 | Unknown Cause | Patrol - found nothing |  |  | 2023 | Tier 2 - Elevated | Distribution Circuit | 8 | 5 | 20230805 | 2183276 | Sus | Y | UnknownCause¦Patrolfoundnothing¦¦
23-0101149 | Company Initiated | Personnel, company | Conductor, Overhead | Normal | 2023 | Tier 2 - Elevated | Distribution Circuit | 8 | 7 | 20230807 | 2184170 | Sus | Y | CompanyInitiated¦Personnelcompany¦ConductorOverhead¦Normal
23-0101386 | Equipment Failure/Involved | Overhead | Cutout, fuse holder | Broken | 2023 | Tier 2 - Elevated | Distribution Circuit | 8 | 7 | 20230807 | 2184845 | Sus | Y | EquipmentFailureInvolved¦Overhead¦Cutoutfuseholder¦Broken
23-0101413 | Equipment Failure/Involved | Overhead | Pole-Wood | Broken | 2023 | Tier 2 - Elevated | Distribution Circuit | 8 | 8 | 20230808 | 2185164 | Sus | Y | EquipmentFailureInvolved¦Overhead¦PoleWood¦Broken
23-0101615 | Unknown Cause | Patrol - found nothing |  |  | 2023 | Tier 2 - Elevated | Distribution Circuit | 8 | 8 | 20230808 | 2185405 | Sus | Y | UnknownCause¦Patrolfoundnothing¦¦
23-0102389 | Equipment Failure/Involved | Overhead | Crossarm, Wood | Broken | 2023 | Tier 2 - Elevated | Distribution Circuit | 8 | 9 | 20230809 | 2187079 | Sus | Y | EquipmentFailureInvolved¦Overhead¦CrossarmWood¦Broken
23-0102434 | Equipment Failure/Involved | Overhead | Conductor, Overhead | Deteriorated | 2023 | Tier 2 - Elevated | Distribution Circuit | 8 | 9 | 20230809 | 2187186 | Sus | Y | EquipmentFailureInvolved¦Overhead¦ConductorOverhead¦Deteriorated
23-0102496 | Equipment Failure/Involved | Overhead | Conductor, Overhead | Broken, wire on ground | 2023 | Tier 2 - Elevated | Distribution Circuit | 8 | 10 | 20230810 | 2187282 | Sus | Y | EquipmentFailureInvolved¦Overhead¦ConductorOverhead¦Brokenwireonground
23-0102618 | Company Initiated | Construction Activity/equip, company | Conductor, Overhead | Normal | 2023 | Tier 2 - Elevated | Distribution Circuit | 8 | 10 | 20230810 | 2187496 | Sus | Y | CompanyInitiated¦ConstructionActivityequipcompany¦ConductorOverhead¦Normal
23-0102901 | Company Initiated | Personnel, company | Conductor, Overhead | Normal | 2023 | Tier 2 - Elevated | Distribution Circuit | 8 | 10 | 20230810 | 2188065 | Sus | Y | CompanyInitiated¦Personnelcompany¦ConductorOverhead¦Normal
23-0102901 | Company Initiated | Personnel, company | Conductor, Overhead | Normal | 2023 | Tier 2 - Elevated | Distribution Circuit | 8 | 10 | 20230810 | 2188134 | Sus | Y | CompanyInitiated¦Personnelcompany¦ConductorOverhead¦Normal
23-0103316 | Vegetation | Tree - fell into line | Conductor, Overhead | Normal | 2023 | Tier 2 - Elevated | Distribution Circuit | 8 | 11 | 20230811 | 2188704 | Sus | Y | Vegetation¦Treefellintoline¦ConductorOverhead¦Normal
23-0103446 | Equipment Failure/Involved | Overhead | Fuse | Failed/Faulted | 2023 | Tier 2 - Elevated | Distribution Circuit | 8 | 11 | 20230811 | 2188744 | Sus | Y | EquipmentFailureInvolved¦Overhead¦Fuse¦FailedFaulted
23-0103492 | Company Initiated | Personnel, company | Transformer (OH) | Normal | 2023 | Tier 2 - Elevated | Distribution Circuit | 8 | 11 | 20230811 | 2188833 | Sus | Y | CompanyInitiated¦Personnelcompany¦Transformer(OH)¦Normal
23-0103518 | Equipment Failure/Involved | Overhead | Conductor, Overhead | Broken | 2023 | Tier 2 - Elevated | Transformer only | 8 | 11 | 20230811 | 2188875 | Sus | Y | EquipmentFailureInvolved¦Overhead¦ConductorOverhead¦Broken
23-0103539 | Equipment Failure/Involved | Overhead | Transformer | Failed/Faulted | 2023 | Tier 2 - Elevated | Transformer only | 8 | 11 | 20230811 | 2188962 | Sus | Y | EquipmentFailureInvolved¦Overhead¦Transformer¦FailedFaulted
23-0103679 | Vegetation | Tree - fell into line | Transformer | Broken | 2023 | Tier 2 - Elevated | Transformer only | 8 | 12 | 20230812 | 2189384 | Sus | Y | Vegetation¦Treefellintoline¦Transformer¦Broken
23-0103714 | Equipment Failure/Involved | Overhead | Secondary | Broken | 2023 | Tier 2 - Elevated | Transformer only | 8 | 13 | 20230813 | 2189546 | Sus | Y | EquipmentFailureInvolved¦Overhead¦Secondary¦Broken
23-0103832 | Vegetation | Tree - fell into line | Conductor, Overhead | Normal | 2023 | Tier 2 - Elevated | Distribution Circuit | 8 | 14 | 20230814 | 2189932 | Sus | Y | Vegetation¦Treefellintoline¦ConductorOverhead¦Normal
23-0104263 | Vegetation | Tree - branch fell on line | Conductor, Overhead | Broken, wire on ground | 2023 | Tier 2 - Elevated | Distribution Circuit | 8 | 14 | 20230814 | 2190849 | Sus | Y | Vegetation¦Treebranchfellonline¦ConductorOverhead¦Brokenwireonground
23-0104286 | Unknown Cause | Patrol - found nothing |  |  | 2023 | Tier 2 - Extreme | Distribution Circuit | 8 | 14 | 20230814 | 2190966 | Sus | Y | UnknownCause¦Patrolfoundnothing¦¦
23-0104318 | Environmental/External | Lightning | Transformer (OH) | Failed/Faulted | 2023 | Tier 2 - Elevated | Transformer only | 8 | 14 | 20230814 | 2191172 | Sus | Y | EnvironmentalExternal¦Lightning¦Transformer(OH)¦FailedFaulted
23-0104426 | Equipment Failure/Involved | Overhead | Pole-Wood | Deteriorated | 2023 | Tier 2 - Elevated | Distribution Circuit | 8 | 15 | 20230815 | 2191446 | Sus | Y | EquipmentFailureInvolved¦Overhead¦PoleWood¦Deteriorated
23-0104750 | Vegetation | Tree - branch fell on line | Conductor, Overhead | Normal | 2023 | Tier 2 - Elevated | Distribution Circuit | 8 | 15 | 20230815 | 2191940 | Sus | Y | Vegetation¦Treebranchfellonline¦ConductorOverhead¦Normal
23-0104776 | Company Initiated | Personnel, company | Regulator | Normal | 2023 | Tier 2 - Elevated | Distribution Circuit | 8 | 15 | 20230815 | 2192031 | Sus | Y | CompanyInitiated¦Personnelcompany¦Regulator¦Normal
23-0104780 | Unknown Cause | Patrol - found nothing |  |  | 2023 | Tier 2 - Extreme | Distribution Circuit | 8 | 15 | 20230815 | 2192040 | Sus | Y | UnknownCause¦Patrolfoundnothing¦¦
23-0104870 | Unknown Cause | Patrol - found nothing |  |  | 2023 | Tier 2 - Extreme | Distribution Circuit | 8 | 16 | 20230816 | 2192371 | Sus | Y | UnknownCause¦Patrolfoundnothing¦¦
23-0104924 | Unknown Cause | Patrol - found nothing |  |  | 2023 | Tier 2 - Extreme | Distribution Circuit | 8 | 16 | 20230816 | 2192447 | Sus | Y | UnknownCause¦Patrolfoundnothing¦¦
23-0105152 | Equipment Failure/Involved | Overhead | Fuse | Normal | 2023 | Tier 2 - Elevated | Transformer only | 8 | 16 | 20230816 | 2192931 | Sus | Y | EquipmentFailureInvolved¦Overhead¦Fuse¦Normal
23-0105260 | Environmental/External | Lightning | Conductor, Overhead | Normal | 2023 | Tier 2 - Elevated | Distribution Circuit | 8 | 16 | 20230816 | 2193142 | Sus | Y | EnvironmentalExternal¦Lightning¦ConductorOverhead¦Normal
23-0105597 | Vegetation | Tree - fell into line | Conductor, Overhead | Normal | 2023 | Tier 2 - Elevated | Distribution Circuit | 8 | 17 | 20230817 | 2193779 | Sus | Y | Vegetation¦Treefellintoline¦ConductorOverhead¦Normal
23-0105802 | Equipment Failure/Involved | Overhead | Pole-Wood | Deteriorated | 2023 | Tier 2 - Elevated | Distribution Circuit | 8 | 17 | 20230817 | 2194257 | Sus | Y | EquipmentFailureInvolved¦Overhead¦PoleWood¦Deteriorated
23-0106048 | Vegetation | Tree - fell into line | Conductor, Overhead | Normal | 2023 | Tier 2 - Elevated | Distribution Circuit | 8 | 18 | 20230818 | 2194810 | Sus | Y | Vegetation¦Treefellintoline¦ConductorOverhead¦Normal
23-0106222 | Unknown Cause | Patrol - found nothing |  |  | 2023 | Tier 2 - Elevated | Distribution Circuit | 8 | 18 | 20230818 | 2195035 | Sus | Y | UnknownCause¦Patrolfoundnothing¦¦
23-0106316 | Vegetation | Tree - fell into line | Conductor, Overhead | Broken, wire on ground | 2023 | Tier 2 - Elevated | Distribution Circuit | 8 | 19 | 20230819 | 2195399 | Sus | Y | Vegetation¦Treefellintoline¦ConductorOverhead¦Brokenwireonground
23-0106339 | Vegetation | Tree - fell into line | Conductor, Overhead | Normal | 2023 | Tier 2 - Extreme | Distribution Circuit | 8 | 19 | 20230819 | 2195533 | Sus | Y | Vegetation¦Treefellintoline¦ConductorOverhead¦Normal
23-0106376 | Vegetation | Tree - branch fell on line | Transformer | Failed/Faulted | 2023 | Tier 2 - Elevated | Transformer only | 8 | 19 | 20230819 | 2195622 | Sus | Y | Vegetation¦Treebranchfellonline¦Transformer¦FailedFaulted
23-0106431 | Vegetation | Tree - fell into line | Conductor, Overhead | Broken, wire on ground | 2023 | Tier 2 - Elevated | Distribution Circuit | 8 | 19 | 20230819 | 2195954 | Sus | Y | Vegetation¦Treefellintoline¦ConductorOverhead¦Brokenwireonground
23-0106418 | Environmental/External | Lightning | Conductor, Overhead | Normal | 2023 | Tier 2 - Elevated | Distribution Circuit | 8 | 19 | 20230819 | 2195831 | Sus | Y | EnvironmentalExternal¦Lightning¦ConductorOverhead¦Normal
23-0106665 | Equipment Failure/Involved | Overhead | Transformer (OH) | Failed/Faulted | 2023 | Tier 2 - Elevated | Transformer only | 8 | 20 | 20230820 | 2197032 | Sus | Y | EquipmentFailureInvolved¦Overhead¦Transformer(OH)¦FailedFaulted
23-0106875 | Equipment Failure/Involved | Overhead | Insulator | Broken | 2023 | Tier 2 - Elevated | Distribution Circuit | 8 | 21 | 20230821 | 2197718 | Sus | Y | EquipmentFailureInvolved¦Overhead¦Insulator¦Broken
23-0106875 | Equipment Failure/Involved | Overhead | Insulator | Broken | 2023 | Tier 2 - Elevated | Distribution Circuit | 8 | 21 | 20230821 | 2198623 | Sus | Y | EquipmentFailureInvolved¦Overhead¦Insulator¦Broken
23-0107021 | Unknown Cause | Patrol - found nothing |  |  | 2023 | Tier 2 - Elevated | Distribution Circuit | 8 | 21 | 20230821 | 2198046 | Sus | Y | UnknownCause¦Patrolfoundnothing¦¦
23-0107319 | Equipment Failure/Involved | Overhead | Pole-Wood | Broken | 2023 | Tier 2 - Elevated | Distribution Circuit | 8 | 22 | 20230822 | 2198758 | Sus | Y | EquipmentFailureInvolved¦Overhead¦PoleWood¦Broken
23-0107770 | Vegetation | Tree - branch fell on line | Conductor, Overhead | Normal | 2023 | Tier 2 - Extreme | Distribution Circuit | 8 | 22 | 20230822 | 2199576 | Sus | Y | Vegetation¦Treebranchfellonline¦ConductorOverhead¦Normal
23-0107919 | Equipment Failure/Involved | Electrical Overload | Transformer | Failed/Faulted | 2023 | Tier 2 - Elevated | Transformer only | 8 | 23 | 20230823 | 2199959 | Sus | Y | EquipmentFailureInvolved¦ElectricalOverload¦Transformer¦FailedFaulted
23-0108400 | Vegetation | Tree - fell into line | Conductor, Overhead | Broken, wire on ground | 2023 | Tier 2 - Elevated | Distribution Circuit | 8 | 24 | 20230824 | 2200798 | Sus | Y | Vegetation¦Treefellintoline¦ConductorOverhead¦Brokenwireonground
23-0108633 | Animal | Bird found | Conductor, Overhead | Normal | 2023 | Tier 2 - Elevated | Distribution Circuit | 8 | 24 | 20230824 | 2201319 | Sus | Y | Animal¦Birdfound¦ConductorOverhead¦Normal
23-0109263 | Equipment Failure/Involved | Overhead | Transformer (OH) | Broken | 2023 | Tier 2 - Elevated | Distribution Circuit | 8 | 25 | 20230825 | 2202130 | Sus | Y | EquipmentFailureInvolved¦Overhead¦Transformer(OH)¦Broken
23-0109286 | Equipment Failure/Involved | Overhead | Conductor, Overhead | Deteriorated | 2023 | Tier 2 - Elevated | Distribution Circuit | 8 | 25 | 20230825 | 2202396 | Sus | Y | EquipmentFailureInvolved¦Overhead¦ConductorOverhead¦Deteriorated
23-0109298 | Vegetation | Tree - grew into line | Conductor, Overhead | Normal | 2023 | Tier 2 - Elevated | Distribution Circuit | 8 | 25 | 20230825 | 2202482 | Sus | Y | Vegetation¦Treegrewintoline¦ConductorOverhead¦Normal
23-0109311 | Vegetation | Tree - fell into line | Conductor, Overhead | Broken, wire on ground | 2023 | Tier 2 - Elevated | Distribution Circuit | 8 | 25 | 20230825 | 2202536 | Sus | Y | Vegetation¦Treefellintoline¦ConductorOverhead¦Brokenwireonground
23-0109307 | Equipment Failure/Involved | Overhead | Transformer (OH) | Failed/Faulted | 2023 | Tier 2 - Elevated | Distribution Circuit | 8 | 25 | 20230825 | 2202512 | Sus | Y | EquipmentFailureInvolved¦Overhead¦Transformer(OH)¦FailedFaulted
23-0109334 | Unknown Cause | Patrol - found nothing |  |  | 2023 | Tier 2 - Extreme | Distribution Circuit | 8 | 25 | 20230825 | 2202591 | Sus | Y | UnknownCause¦Patrolfoundnothing¦¦
23-0109361 | Unknown Cause | Patrol - found nothing |  |  | 2023 | Tier 2 - Elevated | Distribution Circuit | 8 | 26 | 20230826 | 2202630 | Sus | Y | UnknownCause¦Patrolfoundnothing¦¦
23-0109454 | Unknown Cause | Patrol - found nothing |  |  | 2023 | Tier 2 - Elevated | Transformer only | 8 | 26 | 20230826 | 2202977 | Sus | Y | UnknownCause¦Patrolfoundnothing¦¦
23-0109494 | Unknown Cause | Patrol - found nothing |  |  | 2023 | Tier 2 - Extreme | Distribution Circuit | 8 | 27 | 20230827 | 2203248 | Sus | Y | UnknownCause¦Patrolfoundnothing¦¦
23-0109780 | Company Initiated | Personnel, company | Recloser | Normal | 2023 | Tier 2 - Elevated | Distribution Circuit | 8 | 28 | 20230828 | 2204071 | Sus | Y | CompanyInitiated¦Personnelcompany¦Recloser¦Normal
23-0110008 | Vegetation | Tree - fell into line | Connector or Splice (OH) | Normal | 2023 | Tier 2 - Elevated | Distribution Circuit | 8 | 29 | 20230829 | 2204531 | Sus | Y | Vegetation¦Treefellintoline¦ConnectororSplice(OH)¦Normal
23-0110064 | Equipment Failure/Involved | Overhead | Crossarm, Wood | Broken | 2023 | Tier 2 - Elevated | Distribution Circuit | 8 | 29 | 20230829 | 2204674 | Sus | Y | EquipmentFailureInvolved¦Overhead¦CrossarmWood¦Broken
23-0110303 | Equipment Failure/Involved | Overhead | Transformer (OH) | Failed/Faulted | 2023 | Tier 2 - Elevated | Transformer only | 8 | 29 | 20230829 | 2204914 | Sus | Y | EquipmentFailureInvolved¦Overhead¦Transformer(OH)¦FailedFaulted
23-0110281 | Company Initiated | Personnel, company | Fuse | Normal | 2023 | Tier 2 - Elevated | Distribution Circuit | 8 | 29 | 20230829 | 2205079 | Sus | Y | CompanyInitiated¦Personnelcompany¦Fuse¦Normal
23-0110330 | Equipment Failure/Involved | Overhead | Anchor or Guy | Broken | 2023 | Tier 2 - Extreme | Transformer only | 8 | 29 | 20230829 | 2205135 | Sus | Y | EquipmentFailureInvolved¦Overhead¦AnchororGuy¦Broken
23-0110395 | Equipment Failure/Involved | Overhead | Conductor, Overhead | Deteriorated | 2023 | Tier 2 - Elevated | Distribution Circuit | 8 | 29 | 20230829 | 2205202 | Sus | Y | EquipmentFailureInvolved¦Overhead¦ConductorOverhead¦Deteriorated
23-0110056 | Wildfire Mitigation | Public Safety Power Shut-off | Conductor, Overhead | Normal | 2023 | Tier 2 - Elevated | Distribution Circuit | 8 | 30 | 20230830 | 2205575 | Sus | Y | WildfireMitigation¦PublicSafetyPowerShutoff¦ConductorOverhead¦Normal
23-0110605 | Equipment Failure/Involved | Overhead | Pole-Wood | Broken | 2023 | Tier 2 - Elevated | Distribution Circuit | 8 | 30 | 20230830 | 2205684 | Sus | Y | EquipmentFailureInvolved¦Overhead¦PoleWood¦Broken
23-0110957 | Equipment Failure/Involved | Overhead | Conductor, Overhead | Deteriorated | 2023 | Tier 2 - Elevated | Distribution Circuit | 8 | 30 | 20230830 | 2206266 | Sus | Y | EquipmentFailureInvolved¦Overhead¦ConductorOverhead¦Deteriorated
23-0111977 | Equipment Failure/Involved | Overhead | Transformer (OH) | Broken | 2023 | Tier 2 - Elevated | Distribution Circuit | 9 | 1 | 20230901 | 2208059 | Sus | Y | EquipmentFailureInvolved¦Overhead¦Transformer(OH)¦Broken
23-0112028 | Equipment Failure/Involved | Overhead | Transformer (OH) | Failed/Faulted | 2023 | Tier 2 - Elevated | Distribution Circuit | 9 | 1 | 20230901 | 2208233 | Sus | Y | EquipmentFailureInvolved¦Overhead¦Transformer(OH)¦FailedFaulted
23-0112266 | Equipment Failure/Involved | Overhead | Transformer | Failed/Faulted | 2023 | Tier 2 - Elevated | Transformer only | 9 | 3 | 20230903 | 2209161 | Sus | Y | EquipmentFailureInvolved¦Overhead¦Transformer¦FailedFaulted
23-0112381 | Vegetation | Tree - fell into line | Conductor, Overhead | Normal | 2023 | Zone 1 - HHZ | Distribution Circuit | 9 | 4 | 20230904 | 2209552 | Sus | Y | Vegetation¦Treefellintoline¦ConductorOverhead¦Normal
23-0112603 | Equipment Failure/Involved | Overhead | Transformer (OH) | Failed/Faulted | 2023 | Tier 2 - Elevated | Transformer only | 9 | 5 | 20230905 | 2209897 | Sus | Y | EquipmentFailureInvolved¦Overhead¦Transformer(OH)¦FailedFaulted
23-0112920 | Equipment Failure/Involved | Overhead | Pole-Wood | Broken | 2023 | Tier 2 - Elevated | Distribution Circuit | 9 | 6 | 20230906 | 2210612 | Sus | Y | EquipmentFailureInvolved¦Overhead¦PoleWood¦Broken
23-0112993 | 3rd Party | Vehicle | Pole-Wood | Broken | 2023 | Tier 2 - Elevated | Distribution Circuit | 9 | 6 | 20230906 | 2210709 | Sus | Y | 3rdParty¦Vehicle¦PoleWood¦Broken
23-0113213 | Equipment Failure/Involved | Overhead | Insulator | Broken | 2023 | Tier 2 - Elevated | Distribution Circuit | 9 | 6 | 20230906 | 2210996 | Sus | Y | EquipmentFailureInvolved¦Overhead¦Insulator¦Broken
23-0113420 | Equipment Failure/Involved | Overhead | Transformer (OH) | Failed/Faulted | 2023 | Tier 2 - Elevated | Distribution Circuit | 9 | 7 | 20230907 | 2211341 | Sus | Y | EquipmentFailureInvolved¦Overhead¦Transformer(OH)¦FailedFaulted
23-0114050 | Equipment Failure/Involved | Electrical Overload | Transformer | Failed/Faulted | 2023 | Tier 2 - Elevated | Transformer only | 9 | 8 | 20230908 | 2212547 | Sus | Y | EquipmentFailureInvolved¦ElectricalOverload¦Transformer¦FailedFaulted
23-0114319 | Equipment Failure/Involved | Overhead | Cutout, fuse holder | Failed/Faulted | 2023 | Tier 2 - Elevated | Transformer only | 9 | 8 | 20230908 | 2213066 | Sus | Y | EquipmentFailureInvolved¦Overhead¦Cutoutfuseholder¦FailedFaulted
23-0115143 | Equipment Failure/Involved | Overhead | Cutout, fuse holder | Arcing | 2023 | Tier 2 - Elevated | Distribution Circuit | 9 | 11 | 20230911 | 2215685 | Sus | Y | EquipmentFailureInvolved¦Overhead¦Cutoutfuseholder¦Arcing
23-0115197 | Equipment Failure/Involved | Overhead | Transformer (OH) | Leaking | 2023 | Tier 2 - Elevated | Distribution Circuit | 9 | 11 | 20230911 | 2215832 | Sus | Y | EquipmentFailureInvolved¦Overhead¦Transformer(OH)¦Leaking
23-0115269 | Vegetation | Tree - branch fell on line | Customer Equipment | Arcing | 2023 | Tier 2 - Elevated | Transformer only | 9 | 11 | 20230911 | 2216003 | Sus | Y | Vegetation¦Treebranchfellonline¦CustomerEquipment¦Arcing
23-0115709 | 3rd Party | Customer Equipment | Transformer (OH) | Normal | 2023 | Tier 2 - Elevated | Distribution Circuit | 9 | 12 | 20230912 | 2216951 | Sus | Y | 3rdParty¦CustomerEquipment¦Transformer(OH)¦Normal
23-0115890 | 3rd Party | Customer Equipment | Customer Equipment | Normal | 2023 | Tier 2 - Elevated | Distribution Circuit | 9 | 13 | 20230913 | 2217371 | Sus | Y | 3rdParty¦CustomerEquipment¦CustomerEquipment¦Normal
23-0117121 | Equipment Failure/Involved | Overhead | Transformer | Broken, wire on ground | 2023 | Tier 2 - Extreme | Transformer only | 9 | 15 | 20230915 | 2219466 | Sus | Y | EquipmentFailureInvolved¦Overhead¦Transformer¦Brokenwireonground
23-0117336 | Equipment Failure/Involved | Overhead | Fuse | Broken | 2023 | Tier 2 - Elevated | Transformer only | 9 | 15 | 20230915 | 2220020 | Sus | Y | EquipmentFailureInvolved¦Overhead¦Fuse¦Broken
23-0117508 | 3rd Party | Vehicle | Pole-Wood | Broken | 2023 | Tier 2 - Elevated | Distribution Circuit | 9 | 16 | 20230916 | 2220830 | Sus | Y | 3rdParty¦Vehicle¦PoleWood¦Broken
23-0117537 | Vegetation | Tree - branch fell on line | Conductor, Overhead | Normal | 2023 | Tier 2 - Elevated | Distribution Circuit | 9 | 17 | 20230917 | 2220964 | Sus | Y | Vegetation¦Treebranchfellonline¦ConductorOverhead¦Normal
23-0117917 | Vegetation | Tree - branch fell on line | Conductor, Overhead | Normal | 2023 | Tier 2 - Elevated | Distribution Circuit | 9 | 18 | 20230918 | 2221807 | Sus | Y | Vegetation¦Treebranchfellonline¦ConductorOverhead¦Normal
23-0118245 | Company Initiated | Personnel, company | Conductor, Overhead | Normal | 2023 | Tier 2 - Elevated | Distribution Circuit | 9 | 19 | 20230919 | 2222543 | Sus | Y | CompanyInitiated¦Personnelcompany¦ConductorOverhead¦Normal
23-0118395 | Company Initiated | Personnel, company | Conductor, Overhead | Normal | 2023 | Tier 2 - Elevated | Distribution Circuit | 9 | 19 | 20230919 | 2222662 | Sus | Y | CompanyInitiated¦Personnelcompany¦ConductorOverhead¦Normal
23-0118423 | Company Initiated | Coordination failure | Other | Burned Open | 2023 | Tier 2 - Elevated | Transformer only | 9 | 19 | 20230919 | 2222670 | Sus | Y | CompanyInitiated¦Coordinationfailure¦Other¦BurnedOpen
23-0118952 | Vegetation | Tree - branch fell on line | Transformer (OH) | Failed/Faulted | 2023 | Tier 2 - Elevated | Transformer only | 9 | 20 | 20230920 | 2223609 | Sus | Y | Vegetation¦Treebranchfellonline¦Transformer(OH)¦FailedFaulted
23-0118551 | Wildfire Mitigation | Public Safety Power Shut-off |  |  | 2023 | Tier 2 - Elevated | Distribution Circuit | 9 | 21 | 20230921 | 2223784 | Sus | Y | WildfireMitigation¦PublicSafetyPowerShutoff¦¦
23-0119093 | Equipment Failure/Involved | Overhead | Crossarm, Wood | Broken | 2023 | Tier 2 - Elevated | Distribution Circuit | 9 | 21 | 20230921 | 2223872 | Sus | Y | EquipmentFailureInvolved¦Overhead¦CrossarmWood¦Broken
23-0119256 | 3rd Party | Tree - cutting, 3rd party | Conductor, Overhead | Normal | 2023 | Tier 2 - Elevated | Distribution Circuit | 9 | 21 | 20230921 | 2224030 | Sus | Y | 3rdParty¦Treecutting3rdparty¦ConductorOverhead¦Normal
23-0119319 | Vegetation | Tree - cutting, PG&E contractor | Conductor, Overhead | Normal | 2023 | Tier 2 - Elevated | Distribution Circuit | 9 | 21 | 20230921 | 2224119 | Sus | Y | Vegetation¦TreecuttingPG&Econtractor¦ConductorOverhead¦Normal
23-0119334 | Company Initiated | Personnel, company | Recloser | Normal | 2023 | Tier 2 - Elevated | Distribution Circuit | 9 | 21 | 20230921 | 2224122 | Sus | Y | CompanyInitiated¦Personnelcompany¦Recloser¦Normal
23-0119408 | Vegetation | Tree - grew into line | Conductor, Overhead | Normal | 2023 | Tier 2 - Elevated | Distribution Circuit | 9 | 21 | 20230921 | 2224195 | Sus | Y | Vegetation¦Treegrewintoline¦ConductorOverhead¦Normal
23-0119705 | Animal | Squirrel | Fuse | Broken | 2023 | Tier 2 - Elevated | Transformer only | 9 | 22 | 20230922 | 2224591 | Sus | Y | Animal¦Squirrel¦Fuse¦Broken
23-0119987 | Vegetation | Tree - branch fell on line | Conductor, Overhead | Normal | 2023 | Tier 2 - Elevated | Distribution Circuit | 9 | 23 | 20230923 | 2225170 | Sus | Y | Vegetation¦Treebranchfellonline¦ConductorOverhead¦Normal
23-0120016 | Unknown Cause | Patrol - found nothing |  |  | 2023 | Tier 2 - Elevated | Distribution Circuit | 9 | 23 | 20230923 | 2225303 | Sus | Y | UnknownCause¦Patrolfoundnothing¦¦
23-0120100 | Equipment Failure/Involved | Overhead | Other | Broken | 2023 | Tier 2 - Elevated | Distribution Circuit | 9 | 23 | 20230923 | 2225665 | Sus | Y | EquipmentFailureInvolved¦Overhead¦Other¦Broken
23-0120155 | Equipment Failure/Involved | Overhead | Pole-Wood | Broken | 2023 | Tier 2 - Elevated | Distribution Circuit | 9 | 24 | 20230924 | 2225932 | Sus | Y | EquipmentFailureInvolved¦Overhead¦PoleWood¦Broken
23-0120196 | Vegetation | Tree - branch fell on line | Conductor, Overhead | Normal | 2023 | Tier 2 - Extreme | Distribution Circuit | 9 | 25 | 20230925 | 2226082 | Sus | Y | Vegetation¦Treebranchfellonline¦ConductorOverhead¦Normal
23-0120347 | Unknown Cause | Patrol - not conducted |  |  | 2023 | Tier 2 - Elevated | Distribution Circuit | 9 | 25 | 20230925 | 2226508 | Sus | Y | UnknownCause¦Patrolnotconducted¦¦
23-0120451 | Vegetation | Tree - branch fell on line | Conductor, Overhead | Normal | 2023 | Tier 2 - Elevated | Distribution Circuit | 9 | 25 | 20230925 | 2226661 | Sus | Y | Vegetation¦Treebranchfellonline¦ConductorOverhead¦Normal
23-0120562 | Vegetation | Tree - branch fell on line | Conductor, Overhead | Normal | 2023 | Tier 2 - Extreme | Distribution Circuit | 9 | 25 | 20230925 | 2226825 | Sus | Y | Vegetation¦Treebranchfellonline¦ConductorOverhead¦Normal
23-0120604 | Unknown Cause | Patrol - found nothing |  |  | 2023 | Tier 2 - Elevated | Distribution Circuit | 9 | 25 | 20230925 | 2226914 | Sus | Y | UnknownCause¦Patrolfoundnothing¦¦
23-0120615 | 3rd Party | Customer Equipment | Generator | Normal | 2023 | Tier 2 - Elevated | Distribution Circuit | 9 | 25 | 20230925 | 2226974 | Sus | Y | 3rdParty¦CustomerEquipment¦Generator¦Normal
23-0120943 | Unknown Cause | Patrol - found nothing |  |  | 2023 | Tier 2 - Elevated | Distribution Circuit | 9 | 26 | 20230926 | 2227621 | Sus | Y | UnknownCause¦Patrolfoundnothing¦¦
23-0122983 | Vegetation | Tree - branch fell on line | Conductor, Overhead | Normal | 2023 | Tier 2 - Elevated | Distribution Circuit | 9 | 30 | 20230930 | 2231607 | Sus | Y | Vegetation¦Treebranchfellonline¦ConductorOverhead¦Normal
23-0123020 | Equipment Failure/Involved | Overhead | Insulator | Broken | 2023 | Tier 2 - Elevated | Distribution Circuit | 9 | 30 | 20230930 | 2231849 | Sus | Y | EquipmentFailureInvolved¦Overhead¦Insulator¦Broken
23-0123043 | 3rd Party | Vehicle | Pole-Wood | Broken, wire on ground | 2023 | Tier 2 - Elevated | Distribution Circuit | 9 | 30 | 20230930 | 2231959 | Sus | Y | 3rdParty¦Vehicle¦PoleWood¦Brokenwireonground
23-0123081 | Equipment Failure/Involved | Overhead | Crossarm, Wood | Deteriorated | 2023 | Tier 2 - Elevated | Distribution Circuit | 10 | 1 | 20231001 | 2232097 | Sus | Y | EquipmentFailureInvolved¦Overhead¦CrossarmWood¦Deteriorated
23-0123460 | Unknown Cause | Patrol - found nothing |  |  | 2023 | Tier 2 - Elevated | Distribution Circuit | 10 | 2 | 20231002 | 2233047 | Sus | Y | UnknownCause¦Patrolfoundnothing¦¦
23-0116201 | Company Initiated | Return Circuit Normal | Conductor, Overhead | Normal | 2023 | Tier 2 - Elevated | Distribution Circuit | 10 | 4 | 20231004 | 2234816 | Sus | Y | CompanyInitiated¦ReturnCircuitNormal¦ConductorOverhead¦Normal
23-0124697 | 3rd Party | Vehicle | Pole-Wood | Broken | 2023 | Tier 2 - Elevated | Distribution Circuit | 10 | 5 | 20231005 | 2235195 | Sus | Y | 3rdParty¦Vehicle¦PoleWood¦Broken
23-0125732 | Vegetation | Tree - fell into line | Crossarm, Wood | Broken, wire on ground | 2023 | Tier 2 - Elevated | Distribution Circuit | 10 | 7 | 20231007 | 2237678 | Sus | Y | Vegetation¦Treefellintoline¦CrossarmWood¦Brokenwireonground
23-0125769 | Equipment Failure/Involved | Overhead | Transformer | Malfunctioning | 2023 | Tier 2 - Elevated | Transformer only | 10 | 7 | 20231007 | 2237699 | Sus | Y | EquipmentFailureInvolved¦Overhead¦Transformer¦Malfunctioning
23-0126099 | Equipment Failure/Involved | Overhead | Crossarm, Wood | Deteriorated | 2023 | Tier 2 - Elevated | Distribution Circuit | 10 | 9 | 20231009 | 2239018 | Sus | Y | EquipmentFailureInvolved¦Overhead¦CrossarmWood¦Deteriorated
23-0126257 | Unknown Cause | Patrol - found nothing |  |  | 2023 | Tier 2 - Elevated | Distribution Circuit | 10 | 9 | 20231009 | 2239329 | Sus | Y | UnknownCause¦Patrolfoundnothing¦¦
23-0126450 | Unknown Cause | Patrol - found nothing |  |  | 2023 | Tier 2 - Elevated | Distribution Circuit | 10 | 10 | 20231010 | 2239822 | Sus | Y | UnknownCause¦Patrolfoundnothing¦¦
23-0126778 | Equipment Failure/Involved | Overhead | Fuse | Failed/Faulted | 2023 | Tier 2 - Elevated | Transformer only | 10 | 10 | 20231010 | 2240258 | Sus | Y | EquipmentFailureInvolved¦Overhead¦Fuse¦FailedFaulted
23-0126809 | Vegetation | Tree - fell into line | Crossarm, Wood | Broken, wire on ground | 2023 | Tier 2 - Elevated | Distribution Circuit | 10 | 11 | 20231011 | 2240350 | Sus | Y | Vegetation¦Treefellintoline¦CrossarmWood¦Brokenwireonground
23-0127031 | Equipment Failure/Involved | Overhead | Crossarm, Wood | Broken | 2023 | Tier 2 - Elevated | Distribution Circuit | 10 | 11 | 20231011 | 2240893 | Sus | Y | EquipmentFailureInvolved¦Overhead¦CrossarmWood¦Broken
23-0127198 | Equipment Failure/Involved | Overhead | Crossarm, Wood | Broken | 2023 | Tier 2 - Elevated | Distribution Circuit | 10 | 11 | 20231011 | 2241181 | Sus | Y | EquipmentFailureInvolved¦Overhead¦CrossarmWood¦Broken
23-0127266 | Vegetation | Tree - fell into line | Conductor, Overhead | Normal | 2023 | Tier 2 - Elevated | Distribution Circuit | 10 | 11 | 20231011 | 2241298 | Sus | Y | Vegetation¦Treefellintoline¦ConductorOverhead¦Normal
23-0128553 | Vegetation | Tree - branch fell on line | Conductor, Overhead | Normal | 2023 | Tier 2 - Elevated | Distribution Circuit | 10 | 16 | 20231016 | 2244220 | Sus | Y | Vegetation¦Treebranchfellonline¦ConductorOverhead¦Normal
23-0129159 | Unknown Cause | Patrol - found nothing |  |  | 2023 | Tier 2 - Elevated | Distribution Circuit | 10 | 17 | 20231017 | 2245326 | Sus | Y | UnknownCause¦Patrolfoundnothing¦¦
23-0129219 | Animal | Bird found | Conductor, Overhead | Normal | 2023 | Tier 2 - Extreme | Distribution Circuit | 10 | 17 | 20231017 | 2245469 | Sus | Y | Animal¦Birdfound¦ConductorOverhead¦Normal
23-0129694 | Equipment Failure/Involved | Overhead | Transformer (OH) | Leaking | 2023 | Tier 2 - Elevated | Transformer only | 10 | 18 | 20231018 | 2246220 | Sus | Y | EquipmentFailureInvolved¦Overhead¦Transformer(OH)¦Leaking
23-0130454 | Equipment Failure/Involved | Overhead | Conductor, Overhead | Deteriorated | 2023 | Tier 2 - Elevated | Distribution Circuit | 10 | 20 | 20231020 | 2247296 | Sus | Y | EquipmentFailureInvolved¦Overhead¦ConductorOverhead¦Deteriorated
23-0130549 | Equipment Failure/Involved | Overhead | Transformer | Failed/Faulted | 2023 | Tier 2 - Elevated | Transformer only | 10 | 20 | 20231020 | 2247541 | Sus | Y | EquipmentFailureInvolved¦Overhead¦Transformer¦FailedFaulted
23-0130801 | Unknown Cause | Patrol - found nothing |  |  | 2023 | Tier 2 - Elevated | Distribution Circuit | 10 | 20 | 20231020 | 2247877 | Sus | Y | UnknownCause¦Patrolfoundnothing¦¦
23-0130858 | Animal | Squirrel | Conductor, Overhead | Normal | 2023 | Tier 2 - Elevated | Distribution Circuit | 10 | 21 | 20231021 | 2248083 | Sus | Y | Animal¦Squirrel¦ConductorOverhead¦Normal
23-0131009 | Unknown Cause | Patrol - found nothing |  |  | 2023 | Tier 2 - Extreme | Distribution Circuit | 10 | 22 | 20231022 | 2248773 | Sus | Y | UnknownCause¦Patrolfoundnothing¦¦
23-0131044 | Unknown Cause | Patrol - found nothing |  |  | 2023 | Tier 2 - Elevated | Distribution Circuit | 10 | 22 | 20231022 | 2248780 | Sus | Y | UnknownCause¦Patrolfoundnothing¦¦
23-0131019 | 3rd Party | Other | Customer Equipment | Normal | 2023 | Tier 2 - Elevated | Distribution Circuit | 10 | 22 | 20231022 | 2248863 | Sus | Y | 3rdParty¦Other¦CustomerEquipment¦Normal
23-0131056 | 3rd Party | Vehicle | Other | Normal | 2023 | Tier 2 - Elevated | Transformer only | 10 | 22 | 20231022 | 2248966 | Sus | Y | 3rdParty¦Vehicle¦Other¦Normal
23-0131163 | Unknown Cause | Patrol - found nothing |  |  | 2023 | Tier 2 - Elevated | Distribution Circuit | 10 | 23 | 20231023 | 2249494 | Sus | Y | UnknownCause¦Patrolfoundnothing¦¦
23-0131499 | Animal | Bird found | Conductor, Overhead | Normal | 2023 | Tier 2 - Elevated | Distribution Circuit | 10 | 23 | 20231023 | 2249926 | Sus | Y | Animal¦Birdfound¦ConductorOverhead¦Normal
23-0131604 | Unknown Cause | Patrol - found nothing |  |  | 2023 | Tier 2 - Elevated | Distribution Circuit | 10 | 23 | 20231023 | 2250218 | Sus | Y | UnknownCause¦Patrolfoundnothing¦¦
23-0131617 | Vegetation | Tree - fell into line | Conductor, Overhead | Normal | 2023 | Tier 2 - Elevated | Distribution Circuit | 10 | 24 | 20231024 | 2250260 | Sus | Y | Vegetation¦Treefellintoline¦ConductorOverhead¦Normal
23-0131630 | Company Initiated | Personnel, company | Fuse | Normal | 2023 | Tier 2 - Elevated | Distribution Circuit | 10 | 24 | 20231024 | 2250345 | Sus | Y | CompanyInitiated¦Personnelcompany¦Fuse¦Normal
23-0131757 | Equipment Failure/Involved | Overhead | Crossarm, Wood | Broken | 2023 | Tier 2 - Elevated | Distribution Circuit | 10 | 24 | 20231024 | 2250646 | Sus | Y | EquipmentFailureInvolved¦Overhead¦CrossarmWood¦Broken
23-0132614 | Unknown Cause | Patrol - found nothing | Fuse | Failed/Faulted | 2023 | Tier 2 - Elevated | Distribution Circuit | 10 | 25 | 20231025 | 2251852 | Sus | Y | UnknownCause¦Patrolfoundnothing¦Fuse¦FailedFaulted
23-0133008 | 3rd Party | Other | Conductor, Overhead | Normal | 2023 | Tier 2 - Elevated | Distribution Circuit | 10 | 26 | 20231026 | 2252808 | Sus | Y | 3rdParty¦Other¦ConductorOverhead¦Normal
23-0133141 | Equipment Failure/Involved | Overhead | Crossarm, Wood | Deteriorated | 2023 | Tier 2 - Elevated | Distribution Circuit | 10 | 27 | 20231027 | 2253121 | Sus | Y | EquipmentFailureInvolved¦Overhead¦CrossarmWood¦Deteriorated
23-0133211 | Equipment Failure/Involved | Overhead | Crossarm, Wood | Deteriorated | 2023 | Tier 2 - Elevated | Distribution Circuit | 10 | 27 | 20231027 | 2253287 | Sus | Y | EquipmentFailureInvolved¦Overhead¦CrossarmWood¦Deteriorated
23-0133422 | Equipment Failure/Involved | Overhead | Other | Broken | 2023 | Tier 2 - Elevated | Distribution Circuit | 10 | 27 | 20231027 | 2253654 | Sus | Y | EquipmentFailureInvolved¦Overhead¦Other¦Broken
23-0133678 | Vegetation | Tree - fell into line | Conductor, Overhead | On Ground | 2023 | Tier 2 - Elevated | Distribution Circuit | 10 | 29 | 20231029 | 2254801 | Sus | Y | Vegetation¦Treefellintoline¦ConductorOverhead¦OnGround
23-0133769 | 3rd Party | Customer Equipment | Conductor, Overhead | Normal | 2023 | Tier 2 - Elevated | Distribution Circuit | 10 | 30 | 20231030 | 2255189 | Sus | Y | 3rdParty¦CustomerEquipment¦ConductorOverhead¦Normal
23-0134090 | Equipment Failure/Involved | Overhead | Connector or Splice (OH) | Arcing | 2023 | Tier 2 - Elevated | Transformer only | 10 | 30 | 20231030 | 2255848 | Sus | Y | EquipmentFailureInvolved¦Overhead¦ConnectororSplice(OH)¦Arcing
23-0134115 | Equipment Failure/Involved | Underground | Transformer (UG) | Leaking | 2023 | Tier 2 - Elevated | Distribution Circuit | 10 | 30 | 20231030 | 2256064 | Sus | Y | EquipmentFailureInvolved¦Underground¦Transformer(UG)¦Leaking
23-0134819 | Equipment Failure/Involved | Overhead | Crossarm, Wood | Broken | 2023 | Tier 2 - Elevated | Distribution Circuit | 11 | 1 | 20231101 | 2257709 | Sus | Y | EquipmentFailureInvolved¦Overhead¦CrossarmWood¦Broken
23-0135169 | Vegetation | Tree - fell into line | Conductor, Overhead | Normal | 2023 | Tier 2 - Extreme | Distribution Circuit | 11 | 2 | 20231102 | 2258193 | Sus | Y | Vegetation¦Treefellintoline¦ConductorOverhead¦Normal
23-0135708 | 3rd Party | Gun Shot | Conductor, Overhead | Deteriorated | 2023 | Tier 2 - Elevated | Distribution Circuit | 11 | 3 | 20231103 | 2259305 | Sus | Y | 3rdParty¦GunShot¦ConductorOverhead¦Deteriorated
23-0135827 | Unknown Cause | Patrol - found nothing |  |  | 2023 | Tier 2 - Elevated | Distribution Circuit | 11 | 3 | 20231103 | 2259584 | Sus | Y | UnknownCause¦Patrolfoundnothing¦¦
23-0135847 | Equipment Failure/Involved | Overhead | Pole-Wood | Deteriorated | 2023 | Tier 2 - Elevated | Distribution Circuit | 11 | 4 | 20231104 | 2259746 | Sus | Y | EquipmentFailureInvolved¦Overhead¦PoleWood¦Deteriorated
23-0135880 | Equipment Failure/Involved | Overhead | Transformer | Failed/Faulted | 2023 | Tier 2 - Elevated | Transformer only | 11 | 4 | 20231104 | 2259863 | Sus | Y | EquipmentFailureInvolved¦Overhead¦Transformer¦FailedFaulted
23-0135898 | Equipment Failure/Involved | Overhead | Transformer (OH) | Failed/Faulted | 2023 | Tier 2 - Elevated | Transformer only | 11 | 4 | 20231104 | 2259904 | Sus | Y | EquipmentFailureInvolved¦Overhead¦Transformer(OH)¦FailedFaulted
23-0135900 | Equipment Failure/Involved | Overhead | Insulator | Broken | 2023 | Tier 2 - Elevated | Distribution Circuit | 11 | 4 | 20231104 | 2259997 | Sus | Y | EquipmentFailureInvolved¦Overhead¦Insulator¦Broken
23-0136103 | Vegetation | Tree - fell into line | Conductor, Overhead | Broken, wire on ground | 2023 | Tier 2 - Elevated | Distribution Circuit | 11 | 6 | 20231106 | 2260983 | Sus | Y | Vegetation¦Treefellintoline¦ConductorOverhead¦Brokenwireonground
23-0136416 | Unknown Cause | Patrol - found nothing |  |  | 2023 | Tier 2 - Elevated | Distribution Circuit | 11 | 6 | 20231106 | 2261772 | Sus | Y | UnknownCause¦Patrolfoundnothing¦¦
23-0136463 | Environmental/External | Lightning | Other | Failed/Faulted | 2023 | Tier 2 - Elevated | Distribution Circuit | 11 | 6 | 20231106 | 2261964 | Sus | Y | EnvironmentalExternal¦Lightning¦Other¦FailedFaulted
23-0136839 | Equipment Failure/Involved | Overhead | Conductor, Overhead | Burned/flashed | 2023 | Tier 2 - Elevated | Transformer only | 11 | 7 | 20231107 | 2262974 | Sus | Y | EquipmentFailureInvolved¦Overhead¦ConductorOverhead¦Burnedflashed
23-0136621 | Equipment Failure/Involved | Overhead | Crossarm, Wood | Broken | 2023 | Tier 2 - Elevated | Transformer only | 11 | 7 | 20231107 | 2262479 | Sus | Y | EquipmentFailureInvolved¦Overhead¦CrossarmWood¦Broken
23-0137249 | Unknown Cause | Patrol - found nothing |  |  | 2023 | Tier 2 - Elevated | Distribution Circuit | 11 | 8 | 20231108 | 2264515 | Sus | Y | UnknownCause¦Patrolfoundnothing¦¦
23-0137550 | Equipment Failure/Involved | Overhead | Transformer | Failed/Faulted | 2023 | Tier 2 - Elevated | Transformer only | 11 | 9 | 20231109 | 2265198 | Sus | Y | EquipmentFailureInvolved¦Overhead¦Transformer¦FailedFaulted
23-0137886 | Equipment Failure/Involved | Underground | Elbow | Broken | 2023 | Tier 2 - Extreme | Distribution Circuit | 11 | 10 | 20231110 | 2266240 | Sus | Y | EquipmentFailureInvolved¦Underground¦Elbow¦Broken
23-0138117 | Equipment Failure/Involved | Overhead | Insulator | Broken | 2023 | Tier 2 - Elevated | Distribution Circuit | 11 | 11 | 20231111 | 2266825 | Sus | Y | EquipmentFailureInvolved¦Overhead¦Insulator¦Broken
23-0138335 | Equipment Failure/Involved | Overhead | Transformer (OH) | Leaking | 2023 | Tier 2 - Elevated | Transformer only | 11 | 13 | 20231113 | 2267607 | Sus | Y | EquipmentFailureInvolved¦Overhead¦Transformer(OH)¦Leaking
23-0139348 | Equipment Failure/Involved | Overhead | Transformer (OH) |  | 2023 | Tier 2 - Elevated | Transformer only | 11 | 15 | 20231115 | 2269665 | Sus | Y | EquipmentFailureInvolved¦Overhead¦Transformer(OH)¦
23-0140178 | Equipment Failure/Involved | Overhead | Fuse | Failed/Faulted | 2023 | Tier 2 - Elevated | Transformer only | 11 | 16 | 20231116 | 2270984 | Sus | Y | EquipmentFailureInvolved¦Overhead¦Fuse¦FailedFaulted
23-0140485 | Vegetation | Tree - fell into line | Conductor, Overhead | Broken, wire on ground | 2023 | Tier 2 - Elevated | Distribution Circuit | 11 | 17 | 20231117 | 2271370 | Sus | Y | Vegetation¦Treefellintoline¦ConductorOverhead¦Brokenwireonground
23-0140593 | Equipment Failure/Involved | Overhead | Conductor, Overhead | Burned/flashed | 2023 | Tier 2 - Elevated | Transformer only | 11 | 17 | 20231117 | 2271685 | Sus | Y | EquipmentFailureInvolved¦Overhead¦ConductorOverhead¦Burnedflashed
23-0140729 | Vegetation | Tree - branch fell on line | Other | Normal | 2023 | Tier 2 - Elevated | Transformer only | 11 | 17 | 20231117 | 2271950 | Sus | Y | Vegetation¦Treebranchfellonline¦Other¦Normal
23-0140891 | Equipment Failure/Involved | Overhead | Jumper | Burned Open | 2023 | Tier 2 - Elevated | Distribution Circuit | 11 | 18 | 20231118 | 2272669 | Sus | Y | EquipmentFailureInvolved¦Overhead¦Jumper¦BurnedOpen
23-0140939 | Unknown Cause | Patrol - found nothing |  |  | 2023 | Tier 2 - Elevated | Distribution Circuit | 11 | 18 | 20231118 | 2272876 | Sus | Y | UnknownCause¦Patrolfoundnothing¦¦
23-0140962 | Vegetation | Tree - branch fell on line | Other | Normal | 2023 | Tier 2 - Elevated | Transformer only | 11 | 18 | 20231118 | 2272921 | Sus | Y | Vegetation¦Treebranchfellonline¦Other¦Normal
23-0141047 | Vegetation | Tree - fell into line | Conductor, Overhead | Broken, wire on ground | 2023 | Tier 2 - Elevated | Distribution Circuit | 11 | 18 | 20231118 | 2273366 | Sus | Y | Vegetation¦Treefellintoline¦ConductorOverhead¦Brokenwireonground
23-0141080 | Unknown Cause | Patrol - found nothing |  |  | 2023 | Tier 2 - Elevated | Distribution Circuit | 11 | 19 | 20231119 | 2273435 | Sus | Y | UnknownCause¦Patrolfoundnothing¦¦
23-0141135 | Equipment Failure/Involved | Overhead | Fuse | Broken | 2023 | Tier 2 - Elevated | Transformer only | 11 | 19 | 20231119 | 2273624 | Sus | Y | EquipmentFailureInvolved¦Overhead¦Fuse¦Broken
23-0140891 | Company Initiated | Other Circuits | Regulator | Normal | 2023 | Tier 2 - Elevated | Distribution Circuit | 11 | 21 | 20231121 | 2274703 | Sus | Y | CompanyInitiated¦OtherCircuits¦Regulator¦Normal
23-0142612 | Equipment Failure/Involved | Overhead | Crossarm, Wood | Broken | 2023 | Tier 2 - Elevated | Distribution Circuit | 11 | 24 | 20231124 | 2276449 | Sus | Y | EquipmentFailureInvolved¦Overhead¦CrossarmWood¦Broken
23-0142629 | Equipment Failure/Involved | Overhead | Transformer (OH) | Broken | 2023 | Tier 2 - Elevated | Transformer only | 11 | 24 | 20231124 | 2276538 | Sus | Y | EquipmentFailureInvolved¦Overhead¦Transformer(OH)¦Broken
23-0142893 | Unknown Cause | Patrol - found nothing |  |  | 2023 | Tier 2 - Elevated | Distribution Circuit | 11 | 26 | 20231126 | 2277293 | Sus | Y | UnknownCause¦Patrolfoundnothing¦¦
23-0142908 | Equipment Failure/Involved | Underground | Transformer (UG) | Failed/Faulted | 2023 | Tier 2 - Elevated | Distribution Circuit | 11 | 26 | 20231126 | 2277383 | Sus | Y | EquipmentFailureInvolved¦Underground¦Transformer(UG)¦FailedFaulted
23-0143128 | Animal | Squirrel | Fuse | Failed/Faulted | 2023 | Tier 2 - Elevated | Distribution Circuit | 11 | 27 | 20231127 | 2277905 | Sus | Y | Animal¦Squirrel¦Fuse¦FailedFaulted
23-0143610 | Vegetation | Tree - branch fell on line | Conductor, Overhead | Normal | 2023 | Tier 2 - Elevated | Distribution Circuit | 11 | 28 | 20231128 | 2279077 | Sus | Y | Vegetation¦Treebranchfellonline¦ConductorOverhead¦Normal
23-0143865 | Vegetation | Tree - branch fell on line | Conductor, Overhead | Normal | 2023 | Tier 2 - Elevated | Distribution Circuit | 11 | 29 | 20231129 | 2280017 | Sus | Y | Vegetation¦Treebranchfellonline¦ConductorOverhead¦Normal
23-0144733 | Unknown Cause | Patrol - not conducted |  |  | 2023 | Tier 2 - Elevated | Distribution Circuit | 12 | 1 | 20231201 | 2281565 | Sus | N | UnknownCause¦Patrolnotconducted¦¦
23-0144875 | Vegetation | Tree - fell into line | Conductor, Overhead | Normal | 2023 | Tier 2 - Elevated | Distribution Circuit | 12 | 1 | 20231201 | 2281935 | Sus | N | Vegetation¦Treefellintoline¦ConductorOverhead¦Normal
23-0144912 | Unknown Cause | Patrol - found nothing |  |  | 2023 | Tier 2 - Elevated | Distribution Circuit | 12 | 2 | 20231202 | 2282021 | Sus | N | UnknownCause¦Patrolfoundnothing¦¦
23-0144968 | Equipment Failure/Involved | Overhead | Transformer (OH) | Failed/Faulted | 2023 | Tier 2 - Elevated | Transformer only | 12 | 2 | 20231202 | 2282406 | Sus | N | EquipmentFailureInvolved¦Overhead¦Transformer(OH)¦FailedFaulted
23-0145012 | Vegetation | Tree - branch fell on line | Conductor, Overhead | Normal | 2023 | Tier 2 - Elevated | Distribution Circuit | 12 | 3 | 20231203 | 2282635 | Sus | N | Vegetation¦Treebranchfellonline¦ConductorOverhead¦Normal
23-0145353 | 3rd Party | Contact with High Voltage, 3rd party | Crossarm, Wood | Broken, wire on ground | 2023 | Tier 2 - Elevated | Distribution Circuit | 12 | 4 | 20231204 | 2283638 | Sus | N | 3rdParty¦ContactwithHighVoltage3rdparty¦CrossarmWood¦Brokenwireonground
23-0145443 | Animal | Bird found | Conductor, Overhead | Normal | 2023 | Tier 2 - Elevated | Distribution Circuit | 12 | 5 | 20231205 | 2283975 | Sus | N | Animal¦Birdfound¦ConductorOverhead¦Normal
23-0145741 | Vegetation | Tree - fell into line | Conductor, Overhead | Broken, wire on ground | 2023 | Tier 2 - Elevated | Distribution Circuit | 12 | 6 | 20231206 | 2284773 | Sus | N | Vegetation¦Treefellintoline¦ConductorOverhead¦Brokenwireonground
23-0145865 | Vegetation | Tree - fell into line | Conductor, Overhead | Broken, wire on ground | 2023 | Tier 2 - Elevated | Distribution Circuit | 12 | 6 | 20231206 | 2285166 | Sus | N | Vegetation¦Treefellintoline¦ConductorOverhead¦Brokenwireonground
23-0145971 | 3rd Party | Vehicle | Anchor or Guy | Broken | 2023 | Tier 2 - Elevated | Transformer only | 12 | 6 | 20231206 | 2285227 | Sus | N | 3rdParty¦Vehicle¦AnchororGuy¦Broken
23-0145962 | Equipment Failure/Involved | Overhead | Other | Broken | 2023 | Tier 2 - Extreme | Distribution Circuit | 12 | 6 | 20231206 | 2285342 | Sus | N | EquipmentFailureInvolved¦Overhead¦Other¦Broken
23-0145986 | Vegetation | Tree - branch fell on line | Transformer (OH) | Deteriorated | 2023 | Tier 2 - Elevated | Transformer only | 12 | 6 | 20231206 | 2285326 | Sus | N | Vegetation¦Treebranchfellonline¦Transformer(OH)¦Deteriorated
23-0146644 | Equipment Failure/Involved | Overhead | Insulator | Broken | 2023 | Tier 2 - Elevated | Distribution Circuit | 12 | 9 | 20231209 | 2287830 | Sus | N | EquipmentFailureInvolved¦Overhead¦Insulator¦Broken
23-0146733 | Vegetation | Tree - branch fell on line | Conductor, Overhead | Broken, wire on ground | 2023 | Tier 2 - Elevated | Distribution Circuit | 12 | 10 | 20231210 | 2288268 | Sus | N | Vegetation¦Treebranchfellonline¦ConductorOverhead¦Brokenwireonground
23-0146747 | Environmental/External | Flood/Erosion | Pole-Wood | Deteriorated | 2023 | Tier 2 - Elevated | Distribution Circuit | 12 | 10 | 20231210 | 2288343 | Sus | N | EnvironmentalExternal¦FloodErosion¦PoleWood¦Deteriorated
23-0146852 | Equipment Failure/Involved | Overhead | Conductor, Overhead | Broken, wire on ground | 2023 | Tier 2 - Elevated | Distribution Circuit | 12 | 11 | 20231211 | 2289118 | Sus | N | EquipmentFailureInvolved¦Overhead¦ConductorOverhead¦Brokenwireonground
23-0146822 | Equipment Failure/Involved | Overhead | Pole-Wood | Deteriorated | 2023 | Tier 2 - Elevated | Distribution Circuit | 12 | 11 | 20231211 | 2288605 | Sus | N | EquipmentFailureInvolved¦Overhead¦PoleWood¦Deteriorated
23-0146867 | Equipment Failure/Involved | Overhead | Bushing | Broken | 2023 | Tier 2 - Elevated | Distribution Circuit | 12 | 11 | 20231211 | 2289208 | Sus | N | EquipmentFailureInvolved¦Overhead¦Bushing¦Broken
23-0147107 | Equipment Failure/Involved | Overhead | Other | Broken | 2023 | Tier 2 - Elevated | Distribution Circuit | 12 | 12 | 20231212 | 2290174 | Sus | N | EquipmentFailureInvolved¦Overhead¦Other¦Broken
23-0147123 | Unknown Cause | Patrol - found nothing |  |  | 2023 | Tier 2 - Elevated | Distribution Circuit | 12 | 13 | 20231213 | 2290463 | Sus | N | UnknownCause¦Patrolfoundnothing¦¦
23-0147236 | 3rd Party | Customer Equipment | Customer Equipment | Malfunctioning | 2023 | Tier 2 - Elevated | Transformer only | 12 | 13 | 20231213 | 2290971 | Sus | N | 3rdParty¦CustomerEquipment¦CustomerEquipment¦Malfunctioning
23-0147621 | 3rd Party | Vehicle | Transformer | Normal | 2023 | Tier 2 - Elevated | Transformer only | 12 | 15 | 20231215 | 2292782 | Sus | N | 3rdParty¦Vehicle¦Transformer¦Normal
23-0147638 | Unknown Cause | Patrol - found nothing |  |  | 2023 | Tier 2 - Elevated | Distribution Circuit | 12 | 16 | 20231216 | 2292979 | Sus | N | UnknownCause¦Patrolfoundnothing¦¦
23-0147664 | Equipment Failure/Involved | Overhead | Crossarm, Wood | Broken | 2023 | Tier 2 - Elevated | Distribution Circuit | 12 | 16 | 20231216 | 2293279 | Sus | N | EquipmentFailureInvolved¦Overhead¦CrossarmWood¦Broken
23-0147675 | Unknown Cause | Patrol - found nothing |  |  | 2023 | Tier 2 - Elevated | Distribution Circuit | 12 | 16 | 20231216 | 2293300 | Sus | N | UnknownCause¦Patrolfoundnothing¦¦
23-0147683 | Equipment Failure/Involved | Overhead | Transformer (OH) | Failed/Faulted | 2023 | Tier 2 - Elevated | Transformer only | 12 | 16 | 20231216 | 2293357 | Sus | N | EquipmentFailureInvolved¦Overhead¦Transformer(OH)¦FailedFaulted
23-0147825 | Equipment Failure/Involved | Overhead | Insulator | Failed/Faulted | 2023 | Tier 2 - Elevated | Distribution Circuit | 12 | 18 | 20231218 | 2294037 | Sus | N | EquipmentFailureInvolved¦Overhead¦Insulator¦FailedFaulted
23-0147830 | Vegetation | Tree - fell into line | Conductor, Overhead | Broken, wire on ground | 2023 | Tier 2 - Elevated | Distribution Circuit | 12 | 18 | 20231218 | 2294022 | Sus | N | Vegetation¦Treefellintoline¦ConductorOverhead¦Brokenwireonground
23-0147912 | 3rd Party | Other | Service conductor | Broken | 2023 | Tier 2 - Elevated | Transformer only | 12 | 18 | 20231218 | 2294547 | Sus | N | 3rdParty¦Other¦Serviceconductor¦Broken
23-0147913 | Equipment Failure/Involved | Overhead | Transformer (OH) | Failed/Faulted | 2023 | Tier 2 - Elevated | Distribution Circuit | 12 | 18 | 20231218 | 2294497 | Sus | N | EquipmentFailureInvolved¦Overhead¦Transformer(OH)¦FailedFaulted
23-0147921 | Vegetation | Tree - fell into line | Crossarm, Wood | Broken | 2023 | Tier 2 - Elevated | Distribution Circuit | 12 | 18 | 20231218 | 2294638 | Sus | N | Vegetation¦Treefellintoline¦CrossarmWood¦Broken
23-0147961 | Vegetation | Tree - fell into line | Conductor, Overhead | Normal | 2023 | Tier 2 - Elevated | Distribution Circuit | 12 | 18 | 20231218 | 2294751 | Sus | N | Vegetation¦Treefellintoline¦ConductorOverhead¦Normal
23-0147948 | Vegetation | Tree - fell into line | Transformer | Broken, wire on ground | 2023 | Tier 2 - Elevated | Transformer only | 12 | 18 | 20231218 | 2294767 | Sus | N | Vegetation¦Treefellintoline¦Transformer¦Brokenwireonground
23-0148012 | Unknown Cause | Patrol - not conducted |  |  | 2023 | Tier 2 - Elevated | Distribution Circuit | 12 | 18 | 20231218 | 2295179 | Sus | N | UnknownCause¦Patrolnotconducted¦¦
23-0148111 | Equipment Failure/Involved | Overhead | Transformer | Failed/Faulted | 2023 | Tier 2 - Elevated | Transformer only | 12 | 19 | 20231219 | 2295672 | Sus | N | EquipmentFailureInvolved¦Overhead¦Transformer¦FailedFaulted
23-0148140 | Vegetation | Tree - fell into line | Conductor, Overhead | Broken, wire on ground | 2023 | Tier 2 - Elevated | Distribution Circuit | 12 | 19 | 20231219 | 2295929 | Sus | N | Vegetation¦Treefellintoline¦ConductorOverhead¦Brokenwireonground
23-0148206 | Vegetation | Tree - branch fell on line | Conductor, Overhead | Normal | 2023 | Tier 2 - Elevated | Distribution Circuit | 12 | 20 | 20231220 | 2296174 | Sus | N | Vegetation¦Treebranchfellonline¦ConductorOverhead¦Normal
23-0148228 | 3rd Party | Customer Equipment | Customer Equipment | Malfunctioning | 2023 | Tier 2 - Elevated | Distribution Circuit | 12 | 20 | 20231220 | 2296311 | Sus | N | 3rdParty¦CustomerEquipment¦CustomerEquipment¦Malfunctioning
23-0148526 | Equipment Failure/Involved | Overhead | Transformer | Leaking | 2023 | Tier 2 - Elevated | Transformer only | 12 | 21 | 20231221 | 2298025 | Sus | N | EquipmentFailureInvolved¦Overhead¦Transformer¦Leaking
23-0148733 | Equipment Failure/Involved | Overhead | Transformer (OH) | Leaking | 2023 | Tier 2 - Elevated | Transformer only | 12 | 24 | 20231224 | 2299060 | Sus | N | EquipmentFailureInvolved¦Overhead¦Transformer(OH)¦Leaking
23-0148910 | Vegetation | Tree - grew into line | Conductor, Overhead | Normal | 2023 | Tier 2 - Elevated | Distribution Circuit | 12 | 26 | 20231226 | 2300079 | Sus | N | Vegetation¦Treegrewintoline¦ConductorOverhead¦Normal
23-0149141 | Unknown Cause | Patrol - not conducted |  |  | 2023 | Tier 2 - Elevated | Distribution Circuit | 12 | 28 | 20231228 | 2301567 | Sus | N | UnknownCause¦Patrolnotconducted¦¦
23-0149183 | Vegetation | Tree - fell into line | Conductor, Overhead | Broken, wire on ground | 2023 | Tier 2 - Elevated | Distribution Circuit | 12 | 29 | 20231229 | 2301689 | Sus | N | Vegetation¦Treefellintoline¦ConductorOverhead¦Brokenwireonground
23-0149197 | Unknown Cause | Patrol - found nothing |  |  | 2023 | Tier 2 - Elevated | Distribution Circuit | 12 | 29 | 20231229 | 2301699 | Sus | N | UnknownCause¦Patrolfoundnothing¦¦
23-0149196 | Unknown Cause | Patrol - not conducted |  |  | 2023 | Tier 2 - Elevated | Transformer only | 12 | 29 | 20231229 | 2301774 | Sus | N | UnknownCause¦Patrolnotconducted¦¦
23-0149204 | Vegetation | Tree - branch fell on line | Conductor, Overhead | Normal | 2023 | Tier 2 - Elevated | Distribution Circuit | 12 | 29 | 20231229 | 2301792 | Sus | N | Vegetation¦Treebranchfellonline¦ConductorOverhead¦Normal
23-0149208 | Vegetation | Tree - branch fell on line | Conductor, Overhead | Normal | 2023 | Tier 2 - Elevated | Distribution Circuit | 12 | 29 | 20231229 | 2301801 | Sus | N | Vegetation¦Treebranchfellonline¦ConductorOverhead¦Normal
23-0149211 | Vegetation | Tree - fell into line | Conductor, Overhead | Broken, wire on ground | 2023 | Tier 2 - Elevated | Distribution Circuit | 12 | 29 | 20231229 | 2301857 | Sus | N | Vegetation¦Treefellintoline¦ConductorOverhead¦Brokenwireonground
23-0149223 | Equipment Failure/Involved | Overhead | Cutout, fuse holder | Broken | 2023 | Tier 2 - Elevated | Distribution Circuit | 12 | 29 | 20231229 | 2301926 | Sus | N | EquipmentFailureInvolved¦Overhead¦Cutoutfuseholder¦Broken
23-0149358 | Vegetation | Tree - fell into line | Conductor, Overhead | Normal | 2023 | Tier 2 - Elevated | Distribution Circuit | 12 | 30 | 20231230 | 2302451 | Sus | N | Vegetation¦Treefellintoline¦ConductorOverhead¦Normal
24-0005765 | Equipment Failure/Involved | Overhead | Transformer | Failed/Faulted | 2023 | Tier 2 - Elevated | Transformer only | 12 | 31 | 20231231 | 2303332 | Sus | N | EquipmentFailureInvolved¦Overhead¦Transformer¦FailedFaulted
23-0006781 | Vegetation | Tree - fell into line | Service conductor | Broken, wire on ground | 2023 | Tier 2 - Elevated | Transformer only | 1 | 4 | 20230104 | 1917904 | Sus | N | Vegetation¦Treefellintoline¦Serviceconductor¦Brokenwireonground
23-0011912 | Unknown Cause | Patrol - found nothing |  |  | 2023 | Tier 2 - Elevated | Distribution Circuit | 1 | 10 | 20230110 | 1941060 | Sus | N | UnknownCause¦Patrolfoundnothing¦¦
23-0027110 | Equipment Failure/Involved | Overhead | Transformer | Failed/Faulted | 2023 | Tier 2 - Elevated | Transformer only | 2 | 9 | 20230209 | 1980803 | Sus | N | EquipmentFailureInvolved¦Overhead¦Transformer¦FailedFaulted
23-0027907 | Unknown Cause | Patrol - found nothing |  |  | 2023 | Tier 2 - Elevated | Distribution Circuit | 2 | 12 | 20230212 | 1982763 | Sus | N | UnknownCause¦Patrolfoundnothing¦¦
23-0044769 | Equipment Failure/Involved | Overhead | Fuse | Failed/Faulted | 2023 | Tier 2 - Elevated | Transformer only | 3 | 14 | 20230314 | 2035443 | Sus | N | EquipmentFailureInvolved¦Overhead¦Fuse¦FailedFaulted
23-0049152 | Unknown Cause | Patrol - found nothing |  |  | 2023 | Tier 2 - Elevated | Distribution Circuit | 3 | 21 | 20230321 | 2053584 | Sus | N | UnknownCause¦Patrolfoundnothing¦¦
23-0050938 | Unknown Cause | Patrol - found nothing |  |  | 2023 | Tier 2 - Elevated | Transformer only | 3 | 22 | 20230322 | 2062664 | Sus | N | UnknownCause¦Patrolfoundnothing¦¦
23-0052756 | Unknown Cause | Patrol - found nothing |  |  | 2023 | Tier 2 - Elevated | Transformer only | 3 | 26 | 20230326 | 2067969 | Sus | N | UnknownCause¦Patrolfoundnothing¦¦
23-0056274 | Unknown Cause | Patrol - found nothing |  |  | 2023 | Tier 2 - Elevated | Distribution Circuit | 4 | 3 | 20230403 | 2077851 | Sus | N | UnknownCause¦Patrolfoundnothing¦¦
23-0064311 | 3rd Party | Vehicle | Transformer | Broken, wire on ground | 2023 | Tier 2 - Elevated | Transformer only | 4 | 25 | 20230425 | 2096211 | Sus | N | 3rdParty¦Vehicle¦Transformer¦Brokenwireonground
23-0073584 | Unknown Cause | Patrol - found nothing |  |  | 2023 | Tier 2 - Elevated | Distribution Circuit | 5 | 19 | 20230519 | 2117041 | Sus | Y | UnknownCause¦Patrolfoundnothing¦¦
23-0085330 | Animal | Bird found | Recloser | Normal | 2023 | Tier 2 - Elevated | Distribution Circuit | 6 | 24 | 20230624 | 2144881 | Sus | Y | Animal¦Birdfound¦Recloser¦Normal
23-0086034 | Company Initiated | Personnel, company |  |  | 2023 | Tier 2 - Elevated | Distribution Circuit | 6 | 27 | 20230627 | 2147072 | Sus | Y | CompanyInitiated¦Personnelcompany¦¦
23-0077547 | Company Initiated | Return Circuit Normal | Conductor, Overhead | Normal | 2023 | Tier 2 - Elevated | Distribution Circuit | 6 | 27 | 20230627 | 2147290 | Sus | Y | CompanyInitiated¦ReturnCircuitNormal¦ConductorOverhead¦Normal
23-0086486 | Unknown Cause | Patrol - found nothing |  |  | 2023 | Tier 2 - Elevated | Distribution Circuit | 6 | 28 | 20230628 | 2147754 | Sus | Y | UnknownCause¦Patrolfoundnothing¦¦
23-0087867 | Animal | Bird found | PT/CCVT | Burned/flashed | 2023 | Tier 2 - Elevated | Distribution Circuit | 7 | 1 | 20230701 | 2150690 | Sus | Y | Animal¦Birdfound¦PTCCVT¦Burnedflashed
23-0088303 | Environmental/External | Fire, Forest/Grass | Pole-Wood | Normal | 2023 | Tier 2 - Elevated | Distribution Circuit | 7 | 3 | 20230703 | 2152969 | Sus | Y | EnvironmentalExternal¦FireForestGrass¦PoleWood¦Normal
23-0089278 | 3rd Party | Other | Conductor, Overhead | Normal | 2023 | Tier 2 - Elevated | Distribution Circuit | 7 | 6 | 20230706 | 2155204 | Sus | Y | 3rdParty¦Other¦ConductorOverhead¦Normal
23-0092779 | 3rd Party | Customer Equipment | Customer Equipment | Failed/Faulted | 2023 | Tier 2 - Elevated | Distribution Circuit | 7 | 16 | 20230716 | 2164082 | Sus | Y | 3rdParty¦CustomerEquipment¦CustomerEquipment¦FailedFaulted
23-0095802 | Animal | Other | Conductor, Overhead | Normal | 2023 | Tier 2 - Elevated | Distribution Circuit | 7 | 29 | 20230729 | 2176943 | Sus | Y | Animal¦Other¦ConductorOverhead¦Normal
23-0100317 | Unknown Cause | Patrol - found nothing |  |  | 2023 | Tier 2 - Elevated | Distribution Circuit | 8 | 3 | 20230803 | 2181964 | Sus | Y | UnknownCause¦Patrolfoundnothing¦¦
23-0101002 | 3rd Party | Customer Equipment | Customer Equipment | Burned Open | 2023 | Tier 2 - Elevated | Distribution Circuit | 8 | 6 | 20230806 | 2183578 | Sus | Y | 3rdParty¦CustomerEquipment¦CustomerEquipment¦BurnedOpen
23-0106625 | Unknown Cause | Patrol - not conducted |  |  | 2023 | Tier 2 - Elevated | Distribution Circuit | 8 | 20 | 20230820 | 2196920 | Sus | Y | UnknownCause¦Patrolnotconducted¦¦
23-0106767 | Animal | Other | Fuse | Failed/Faulted | 2023 | Tier 2 - Elevated | Transformer only | 8 | 20 | 20230820 | 2197174 | Sus | Y | Animal¦Other¦Fuse¦FailedFaulted
23-0106826 | Unknown Cause | Patrol - not conducted |  |  | 2023 | Tier 2 - Elevated | Distribution Circuit | 8 | 21 | 20230821 | 2197595 | Sus | Y | UnknownCause¦Patrolnotconducted¦¦
23-0115075 | 3rd Party | Customer Equipment | Conductor, Overhead | Normal | 2023 | Tier 2 - Elevated | Distribution Circuit | 9 | 11 | 20230911 | 2215650 | Sus | Y | 3rdParty¦CustomerEquipment¦ConductorOverhead¦Normal
23-0117499 | Unknown Cause | Patrol - found nothing |  |  | 2023 | Tier 2 - Elevated | Distribution Circuit | 9 | 16 | 20230916 | 2220809 | Sus | Y | UnknownCause¦Patrolfoundnothing¦¦
23-0123069 | Equipment Failure/Involved | Overhead | Insulator | Burned/flashed | 2023 | Tier 2 - Elevated | Distribution Circuit | 10 | 1 | 20231001 | 2232015 | Sus | Y | EquipmentFailureInvolved¦Overhead¦Insulator¦Burnedflashed
23-0123423 | Equipment Failure/Involved | Overhead | Insulator | Burned/flashed | 2023 | Tier 2 - Elevated | Distribution Circuit | 10 | 2 | 20231002 | 2233055 | Sus | Y | EquipmentFailureInvolved¦Overhead¦Insulator¦Burnedflashed
23-0130997 | Animal | Bird found | Conductor, Overhead | Normal | 2023 | Tier 2 - Elevated | Distribution Circuit | 10 | 22 | 20231022 | 2248740 | Sus | Y | Animal¦Birdfound¦ConductorOverhead¦Normal
23-0138358 | Company Initiated | Personnel, company | Conductor, Overhead | Normal | 2023 | Tier 2 - Elevated | Distribution Circuit | 11 | 13 | 20231113 | 2267706 | Sus | Y | CompanyInitiated¦Personnelcompany¦ConductorOverhead¦Normal
23-0146864 | 3rd Party | Metallic Balloon | Conductor, Overhead | Normal | 2023 | Tier 2 - Elevated | Distribution Circuit | 12 | 11 | 20231211 | 2289197 | Sus | N | 3rdParty¦MetallicBalloon¦ConductorOverhead¦Normal
23-0147560 | 3rd Party | Other | Conductor, Overhead | Normal | 2023 | Tier 2 - Elevated | Distribution Circuit | 12 | 15 | 20231215 | 2292498 | Sus | N | 3rdParty¦Other¦ConductorOverhead¦Normal
23-0147789 | Company Initiated | Improper Construction | Fuse | Normal | 2023 | Tier 2 - Elevated | Distribution Circuit | 12 | 17 | 20231217 | 2293901 | Sus | N | CompanyInitiated¦ImproperConstruction¦Fuse¦Normal
23-0148394 | Unknown Cause | Patrol - not conducted |  |  | 2023 | Tier 2 - Elevated | Distribution Circuit | 12 | 20 | 20231220 | 2297202 | Sus | N | UnknownCause¦Patrolnotconducted¦¦
23-0148418 | 3rd Party | Customer Equipment | Customer Equipment | Burned Open | 2023 | Tier 2 - Elevated | Distribution Circuit | 12 | 21 | 20231221 | 2297301 | Sus | N | 3rdParty¦CustomerEquipment¦CustomerEquipment¦BurnedOpen
23-0148969 | Equipment Failure/Involved | Overhead | Conductor, Overhead | Broken, wire on ground | 2023 | Tier 2 - Elevated | Distribution Circuit | 12 | 27 | 20231227 | 2300386 | Sus | N | EquipmentFailureInvolved¦Overhead¦ConductorOverhead¦Brokenwireonground
23-0004232 | Vegetation | Tree - fell into line | Conductor, Overhead | Broken, wire on ground | 2023 | Tier 2 - Elevated | Distribution Circuit | 1 | 1 | 20230101 | 1907547 | Sus | N | Vegetation¦Treefellintoline¦ConductorOverhead¦Brokenwireonground
23-0004824 | Unknown Cause | Patrol - not conducted |  |  | 2023 | Tier 2 - Elevated | Distribution Circuit | 1 | 2 | 20230102 | 1910411 | Sus | N | UnknownCause¦Patrolnotconducted¦¦
23-0005782 | Equipment Failure/Involved | Overhead | Conductor, Overhead | Arcing | 2023 | Tier 2 - Elevated | Distribution Circuit | 1 | 4 | 20230104 | 1912955 | Sus | N | EquipmentFailureInvolved¦Overhead¦ConductorOverhead¦Arcing
23-0006031 | Unknown Cause | Patrol - found nothing |  |  | 2023 | Tier 2 - Elevated | Distribution Circuit | 1 | 4 | 20230104 | 1913858 | Sus | N | UnknownCause¦Patrolfoundnothing¦¦
23-0006067 | Unknown Cause | Patrol - not conducted |  |  | 2023 | Tier 2 - Elevated | Distribution Circuit | 1 | 4 | 20230104 | 1914042 | Sus | N | UnknownCause¦Patrolnotconducted¦¦
23-0006110 | Unknown Cause | Patrol - not conducted |  |  | 2023 | Tier 2 - Elevated | Distribution Circuit | 1 | 4 | 20230104 | 1914725 | Sus | N | UnknownCause¦Patrolnotconducted¦¦
23-0006261 | Unknown Cause | Patrol - found nothing |  |  | 2023 | Tier 2 - Elevated | Distribution Circuit | 1 | 4 | 20230104 | 1914853 | Sus | N | UnknownCause¦Patrolfoundnothing¦¦
23-0006480 | Unknown Cause | Patrol - found nothing |  |  | 2023 | Tier 2 - Elevated | Distribution Circuit | 1 | 4 | 20230104 | 1915477 | Sus | N | UnknownCause¦Patrolfoundnothing¦¦
23-0006820 | Unknown Cause | Patrol - found nothing |  |  | 2023 | Tier 2 - Elevated | Distribution Circuit | 1 | 4 | 20230104 | 1917276 | Sus | N | UnknownCause¦Patrolfoundnothing¦¦
23-0006946 | Equipment Failure/Involved | Underground | Switch (UG) | Failed/Faulted | 2023 | Tier 2 - Elevated | Distribution Circuit | 1 | 5 | 20230105 | 1920397 | Sus | N | EquipmentFailureInvolved¦Underground¦Switch(UG)¦FailedFaulted
23-0007703 | Unknown Cause | Patrol - found nothing |  |  | 2023 | Tier 2 - Elevated | Distribution Circuit | 1 | 5 | 20230105 | 1921560 | Sus | N | UnknownCause¦Patrolfoundnothing¦¦
23-0007093 | Vegetation | Tree - fell into line | Conductor, Overhead | Broken, wire on ground | 2023 | Tier 2 - Elevated | Distribution Circuit | 1 | 5 | 20230105 | 1920579 | Sus | N | Vegetation¦Treefellintoline¦ConductorOverhead¦Brokenwireonground
23-0008052 | Animal | Bird found | Fuse | Broken | 2023 | Tier 2 - Elevated | Distribution Circuit | 1 | 5 | 20230105 | 1924056 | Sus | N | Animal¦Birdfound¦Fuse¦Broken
23-0007066 | Company Initiated | Return Circuit Normal | Switch (UG) | Normal | 2023 | Tier 2 - Elevated | Distribution Circuit | 1 | 6 | 20230106 | 1924081 | Sus | N | CompanyInitiated¦ReturnCircuitNormal¦Switch(UG)¦Normal
23-0008114 | Unknown Cause | Patrol - found nothing |  |  | 2023 | Tier 2 - Elevated | Distribution Circuit | 1 | 6 | 20230106 | 1924126 | Sus | N | UnknownCause¦Patrolfoundnothing¦¦
23-0010233 | Vegetation | Tree - fell into line | Conductor, Overhead | Broken, wire on ground | 2023 | Tier 2 - Elevated | Distribution Circuit | 1 | 8 | 20230108 | 1933594 | Sus | N | Vegetation¦Treefellintoline¦ConductorOverhead¦Brokenwireonground
23-0010475 | Equipment Failure/Involved | Overhead | Cutout, fuse holder | Failed/Faulted | 2023 | Tier 2 - Elevated | Distribution Circuit | 1 | 8 | 20230108 | 1933801 | Sus | N | EquipmentFailureInvolved¦Overhead¦Cutoutfuseholder¦FailedFaulted
23-0010461 | Equipment Failure/Involved | Overhead | Connector or Splice (OH) | Deteriorated | 2023 | Tier 2 - Extreme | Transformer only | 1 | 8 | 20230108 | 1934305 | Sus | N | EquipmentFailureInvolved¦Overhead¦ConnectororSplice(OH)¦Deteriorated
23-0010754 | Vegetation | Tree - fell into line | Conductor, Overhead | Normal | 2023 | Tier 2 - Elevated | Distribution Circuit | 1 | 9 | 20230109 | 1935561 | Sus | N | Vegetation¦Treefellintoline¦ConductorOverhead¦Normal
23-0010772 | Equipment Failure/Involved | Overhead | Pole-Wood | Broken | 2023 | Tier 2 - Elevated | Distribution Circuit | 1 | 9 | 20230109 | 1935703 | Sus | N | EquipmentFailureInvolved¦Overhead¦PoleWood¦Broken
23-0011248 | Unknown Cause | Patrol - found nothing |  |  | 2023 | Tier 2 - Extreme | Distribution Circuit | 1 | 9 | 20230109 | 1935730 | Sus | N | UnknownCause¦Patrolfoundnothing¦¦
23-0010995 | Equipment Failure/Involved | Overhead | Pole-Wood | Broken | 2023 | Tier 2 - Elevated | Distribution Circuit | 1 | 9 | 20230109 | 1937021 | Sus | N | EquipmentFailureInvolved¦Overhead¦PoleWood¦Broken
23-0011628 | Vegetation | Tree - fell into line | Jumper | Broken | 2023 | Tier 2 - Elevated | Distribution Circuit | 1 | 9 | 20230109 | 1939659 | Sus | N | Vegetation¦Treefellintoline¦Jumper¦Broken
23-0011695 | Vegetation | Tree - bark fell into line | Conductor, Overhead | Normal | 2023 | Tier 2 - Elevated | Distribution Circuit | 1 | 9 | 20230109 | 1939029 | Sus | N | Vegetation¦Treebarkfellintoline¦ConductorOverhead¦Normal
23-0012928 | Unknown Cause | Patrol - found nothing |  |  | 2023 | Tier 2 - Extreme | Distribution Circuit | 1 | 10 | 20230110 | 1943029 | Sus | N | UnknownCause¦Patrolfoundnothing¦¦
23-0012086 | Unknown Cause | Patrol - found nothing |  |  | 2023 | Tier 2 - Elevated | Distribution Circuit | 1 | 10 | 20230110 | 1944103 | Sus | N | UnknownCause¦Patrolfoundnothing¦¦
23-0012904 | Environmental/External | Lightning | Transformer (OH) | Normal | 2023 | Tier 2 - Extreme | Distribution Circuit | 1 | 10 | 20230110 | 1944573 | Sus | N | EnvironmentalExternal¦Lightning¦Transformer(OH)¦Normal
23-0012997 | Unknown Cause | Patrol - found nothing |  |  | 2023 | Tier 2 - Elevated | Distribution Circuit | 1 | 10 | 20230110 | 1944677 | Sus | N | UnknownCause¦Patrolfoundnothing¦¦
23-0012560 | Equipment Failure/Involved | Overhead | Jumper | Burned Open | 2023 | Tier 2 - Elevated | Distribution Circuit | 1 | 10 | 20230110 | 1945440 | Sus | N | EquipmentFailureInvolved¦Overhead¦Jumper¦BurnedOpen
23-0013677 | Equipment Failure/Involved | Overhead | Pole-Wood | Broken | 2023 | Tier 2 - Elevated | Transformer only | 1 | 11 | 20230111 | 1947148 | Sus | N | EquipmentFailureInvolved¦Overhead¦PoleWood¦Broken
23-0013589 | Environmental/External | Water | Transformer | Broken | 2023 | Tier 2 - Elevated | Transformer only | 1 | 11 | 20230111 | 1947678 | Sus | N | EnvironmentalExternal¦Water¦Transformer¦Broken
23-0013405 | 3rd Party | Vehicle | Pole-Wood | Broken | 2023 | Tier 2 - Elevated | Distribution Circuit | 1 | 11 | 20230111 | 1948452 | Sus | N | 3rdParty¦Vehicle¦PoleWood¦Broken
23-0013918 | Unknown Cause | Patrol - found nothing |  |  | 2023 | Tier 2 - Elevated | Distribution Circuit | 1 | 11 | 20230111 | 1948858 | Sus | N | UnknownCause¦Patrolfoundnothing¦¦
23-0014317 | Environmental/External | Flood/Erosion | Transformer (UG) | Deteriorated | 2023 | Tier 2 - Elevated | Distribution Circuit | 1 | 12 | 20230112 | 1949673 | Sus | N | EnvironmentalExternal¦FloodErosion¦Transformer(UG)¦Deteriorated
23-0014564 | Vegetation | Tree - fell into line | Secondary | Broken | 2023 | Tier 2 - Elevated | Distribution Circuit | 1 | 12 | 20230112 | 1950136 | Sus | N | Vegetation¦Treefellintoline¦Secondary¦Broken
23-0014790 | Equipment Failure/Involved | Overhead | Fuse | Broken | 2023 | Tier 2 - Elevated | Distribution Circuit | 1 | 12 | 20230112 | 1950773 | Sus | N | EquipmentFailureInvolved¦Overhead¦Fuse¦Broken
23-0014771 | Equipment Failure/Involved | Overhead | Connector or Splice (OH) | Broken | 2023 | Tier 2 - Elevated | Distribution Circuit | 1 | 12 | 20230112 | 1950833 | Sus | N | EquipmentFailureInvolved¦Overhead¦ConnectororSplice(OH)¦Broken
23-0015058 | Vegetation | Tree - fell into line | Conductor, Overhead | Broken, wire on ground | 2023 | Tier 2 - Elevated | Distribution Circuit | 1 | 13 | 20230113 | 1951306 | Sus | N | Vegetation¦Treefellintoline¦ConductorOverhead¦Brokenwireonground
23-0015184 | Vegetation | Tree - fell into line | Conductor, Overhead | Broken, wire on ground | 2023 | Tier 2 - Extreme | Distribution Circuit | 1 | 13 | 20230113 | 1951659 | Sus | N | Vegetation¦Treefellintoline¦ConductorOverhead¦Brokenwireonground
23-0015280 | Equipment Failure/Involved | Overhead | Transformer | Failed/Faulted | 2023 | Tier 2 - Extreme | Transformer only | 1 | 13 | 20230113 | 1951619 | Sus | N | EquipmentFailureInvolved¦Overhead¦Transformer¦FailedFaulted
23-0011628 | Equipment Failure/Involved | Overhead | Recloser | Failed/Faulted | 2023 | Tier 2 - Elevated | Distribution Circuit | 1 | 13 | 20230113 | 1951555 | Sus | N | EquipmentFailureInvolved¦Overhead¦Recloser¦FailedFaulted
23-0015312 | Equipment Failure/Involved | Electrical Overload | Transformer | Failed/Faulted | 2023 | Tier 2 - Extreme | Transformer only | 1 | 13 | 20230113 | 1951709 | Sus | N | EquipmentFailureInvolved¦ElectricalOverload¦Transformer¦FailedFaulted
23-0015968 | Animal | Bird found | Conductor, Overhead | Normal | 2023 | Tier 2 - Extreme | Distribution Circuit | 1 | 14 | 20230114 | 1952979 | Sus | N | Animal¦Birdfound¦ConductorOverhead¦Normal
23-0016257 | Unknown Cause | Patrol - found nothing |  |  | 2023 | Tier 2 - Extreme | Distribution Circuit | 1 | 14 | 20230114 | 1954294 | Sus | N | UnknownCause¦Patrolfoundnothing¦¦
23-0016283 | Unknown Cause | Patrol - found nothing |  |  | 2023 | Tier 2 - Extreme | Distribution Circuit | 1 | 14 | 20230114 | 1954467 | Sus | N | UnknownCause¦Patrolfoundnothing¦¦
23-0016277 | Vegetation | Tree - fell into line | Conductor, Overhead | Broken, wire on ground | 2023 | Tier 2 - Elevated | Distribution Circuit | 1 | 14 | 20230114 | 1954545 | Sus | N | Vegetation¦Treefellintoline¦ConductorOverhead¦Brokenwireonground
23-0016361 | Unknown Cause | Patrol - not conducted |  |  | 2023 | Tier 2 - Elevated | Distribution Circuit | 1 | 14 | 20230114 | 1954961 | Sus | N | UnknownCause¦Patrolnotconducted¦¦
23-0016488 | Vegetation | Tree - branch fell on line | Pole-Wood | Contaminated | 2023 | Tier 2 - Extreme | Transformer only | 1 | 14 | 20230114 | 1954988 | Sus | N | Vegetation¦Treebranchfellonline¦PoleWood¦Contaminated
23-0016592 | Environmental/External | Lightning | Transformer (OH) | Failed/Faulted | 2023 | Tier 2 - Extreme | Transformer only | 1 | 15 | 20230115 | 1955702 | Sus | N | EnvironmentalExternal¦Lightning¦Transformer(OH)¦FailedFaulted
23-0016890 | Vegetation | Tree - fell into line | Conductor, Overhead | Normal | 2023 | Tier 2 - Elevated | Distribution Circuit | 1 | 16 | 20230116 | 1956672 | Sus | N | Vegetation¦Treefellintoline¦ConductorOverhead¦Normal
23-0017097 | Unknown Cause | Patrol - found nothing |  |  | 2023 | Tier 2 - Elevated | Distribution Circuit | 1 | 16 | 20230116 | 1956751 | Sus | N | UnknownCause¦Patrolfoundnothing¦¦
23-0016981 | Equipment Failure/Involved | Overhead | Transformer (OH) | Failed/Faulted | 2023 | Tier 2 - Elevated | Distribution Circuit | 1 | 16 | 20230116 | 1956774 | Sus | N | EquipmentFailureInvolved¦Overhead¦Transformer(OH)¦FailedFaulted
23-0016940 | Vegetation | Tree - fell into line | Conductor, Overhead | Normal | 2023 | Tier 2 - Elevated | Distribution Circuit | 1 | 16 | 20230116 | 1956822 | Sus | N | Vegetation¦Treefellintoline¦ConductorOverhead¦Normal
23-0017189 | Unknown Cause | Patrol - found nothing |  |  | 2023 | Tier 2 - Elevated | Distribution Circuit | 1 | 16 | 20230116 | 1957129 | Sus | N | UnknownCause¦Patrolfoundnothing¦¦
23-0017169 | Unknown Cause | Patrol - not conducted |  |  | 2023 | Tier 2 - Elevated | Distribution Circuit | 1 | 16 | 20230116 | 1957220 | Sus | N | UnknownCause¦Patrolnotconducted¦¦
23-0017165 | Unknown Cause | Patrol - found nothing |  |  | 2023 | Tier 2 - Elevated | Distribution Circuit | 1 | 16 | 20230116 | 1957311 | Sus | N | UnknownCause¦Patrolfoundnothing¦¦
23-0017904 | Vegetation | Tree - fell into line | Conductor, Overhead | Broken, wire on ground | 2023 | Tier 2 - Elevated | Distribution Circuit | 1 | 17 | 20230117 | 1960319 | Sus | N | Vegetation¦Treefellintoline¦ConductorOverhead¦Brokenwireonground
23-0018763 | Environmental/External | Flood/Erosion | Pole-Wood | Normal | 2023 | Tier 2 - Elevated | Distribution Circuit | 1 | 19 | 20230119 | 1961972 | Sus | N | EnvironmentalExternal¦FloodErosion¦PoleWood¦Normal
23-0018937 | Equipment Failure/Involved | Underground | Transformer (UG) | Failed/Faulted | 2023 | Tier 2 - Elevated | Distribution Circuit | 1 | 19 | 20230119 | 1962060 | Sus | N | EquipmentFailureInvolved¦Underground¦Transformer(UG)¦FailedFaulted
23-0019194 | Equipment Failure/Involved | Overhead | Transformer (OH) | Failed/Faulted | 2023 | Tier 2 - Elevated | Transformer only | 1 | 20 | 20230120 | 1962880 | Sus | N | EquipmentFailureInvolved¦Overhead¦Transformer(OH)¦FailedFaulted
23-0020778 | Unknown Cause | Patrol - found nothing |  |  | 2023 | Tier 2 - Elevated | Distribution Circuit | 1 | 24 | 20230124 | 1966930 | Sus | N | UnknownCause¦Patrolfoundnothing¦¦
23-0021441 | Equipment Failure/Involved | Overhead | Transformer (OH) | Failed/Faulted | 2023 | Tier 2 - Elevated | Transformer only | 1 | 25 | 20230125 | 1968198 | Sus | N | EquipmentFailureInvolved¦Overhead¦Transformer(OH)¦FailedFaulted
23-0021516 | Unknown Cause | Patrol - found nothing |  |  | 2023 | Tier 2 - Elevated | Distribution Circuit | 1 | 25 | 20230125 | 1968409 | Sus | N | UnknownCause¦Patrolfoundnothing¦¦
23-0021632 | Animal | Other | Transformer (OH) | Normal | 2023 | Tier 2 - Elevated | Distribution Circuit | 1 | 26 | 20230126 | 1968686 | Sus | N | Animal¦Other¦Transformer(OH)¦Normal
23-0021981 | Unknown Cause | Patrol - found nothing |  |  | 2023 | Tier 2 - Elevated | Distribution Circuit | 1 | 26 | 20230126 | 1968850 | Sus | N | UnknownCause¦Patrolfoundnothing¦¦
23-0022646 | Equipment Failure/Involved | Overhead | Pole-Wood | Deteriorated | 2023 | Tier 2 - Elevated | Distribution Circuit | 1 | 28 | 20230128 | 1970578 | Sus | N | EquipmentFailureInvolved¦Overhead¦PoleWood¦Deteriorated
23-0022847 | Equipment Failure/Involved | Overhead | Pole-Wood | Deteriorated | 2023 | Tier 2 - Elevated | Distribution Circuit | 1 | 30 | 20230130 | 1971531 | Sus | N | EquipmentFailureInvolved¦Overhead¦PoleWood¦Deteriorated
23-0023720 | 3rd Party | Vehicle | Pole-Wood | Broken | 2023 | Tier 2 - Elevated | Transformer only | 1 | 31 | 20230131 | 1973306 | Sus | N | 3rdParty¦Vehicle¦PoleWood¦Broken
23-0024878 | Unknown Cause | Patrol - found nothing |  |  | 2023 | Tier 2 - Extreme | Distribution Circuit | 2 | 3 | 20230203 | 1975648 | Sus | N | UnknownCause¦Patrolfoundnothing¦¦
23-0024956 | 3rd Party | Vehicle | Pole-Wood | Broken | 2023 | Tier 2 - Elevated | Distribution Circuit | 2 | 3 | 20230203 | 1976011 | Sus | N | 3rdParty¦Vehicle¦PoleWood¦Broken
23-0025321 | Unknown Cause | Patrol - not conducted |  |  | 2023 | Tier 2 - Elevated | Distribution Circuit | 2 | 5 | 20230205 | 1977173 | Sus | N | UnknownCause¦Patrolnotconducted¦¦
23-0025518 | Equipment Failure/Involved | Underground | Conductor, Underground | Burned/flashed | 2023 | Tier 2 - Elevated | Transformer only | 2 | 6 | 20230206 | 1977767 | Sus | N | EquipmentFailureInvolved¦Underground¦ConductorUnderground¦Burnedflashed
23-0027047 | Unknown Cause | Patrol - found nothing |  |  | 2023 | Tier 2 - Elevated | Distribution Circuit | 2 | 9 | 20230209 | 1980513 | Sus | N | UnknownCause¦Patrolfoundnothing¦¦
23-0027522 | Equipment Failure/Involved | Underground | Transformer (UG) | Failed/Faulted | 2023 | Tier 2 - Elevated | Distribution Circuit | 2 | 10 | 20230210 | 1981749 | Sus | N | EquipmentFailureInvolved¦Underground¦Transformer(UG)¦FailedFaulted
23-0027860 | Equipment Failure/Involved | Overhead | Conductor, Overhead | Broken | 2023 | Tier 2 - Elevated | Transformer only | 2 | 11 | 20230211 | 1982507 | Sus | N | EquipmentFailureInvolved¦Overhead¦ConductorOverhead¦Broken
23-0027928 | Equipment Failure/Involved | Overhead | Connector or Splice (OH) | Broken | 2023 | Tier 2 - Elevated | Transformer only | 2 | 12 | 20230212 | 1982908 | Sus | N | EquipmentFailureInvolved¦Overhead¦ConnectororSplice(OH)¦Broken
23-0027929 | Equipment Failure/Involved | Overhead | Transformer (OH) | Broken | 2023 | Tier 2 - Elevated | Transformer only | 2 | 12 | 20230212 | 1982927 | Sus | N | EquipmentFailureInvolved¦Overhead¦Transformer(OH)¦Broken
23-0028718 | Vegetation | Tree - fell into line | Conductor, Overhead | Together | 2023 | Tier 2 - Elevated | Transformer only | 2 | 14 | 20230214 | 1984747 | Sus | N | Vegetation¦Treefellintoline¦ConductorOverhead¦Together
23-0028868 | Unknown Cause | Patrol - found nothing |  |  | 2023 | Tier 2 - Elevated | Distribution Circuit | 2 | 14 | 20230214 | 1985137 | Sus | N | UnknownCause¦Patrolfoundnothing¦¦
23-0028933 | Unknown Cause | Patrol - found nothing |  |  | 2023 | Tier 2 - Elevated | Distribution Circuit | 2 | 14 | 20230214 | 1985331 | Sus | N | UnknownCause¦Patrolfoundnothing¦¦
23-0028951 | Unknown Cause | Patrol - found nothing |  |  | 2023 | Tier 2 - Elevated | Distribution Circuit | 2 | 14 | 20230214 | 1985357 | Sus | N | UnknownCause¦Patrolfoundnothing¦¦
23-0028981 | Unknown Cause | Patrol - found nothing |  |  | 2023 | Tier 2 - Elevated | Distribution Circuit | 2 | 15 | 20230215 | 1985652 | Sus | N | UnknownCause¦Patrolfoundnothing¦¦
23-0029501 | 3rd Party | Vehicle | Anchor or Guy | Broken, wire on ground | 2023 | Tier 2 - Elevated | Distribution Circuit | 2 | 15 | 20230215 | 1986537 | Sus | N | 3rdParty¦Vehicle¦AnchororGuy¦Brokenwireonground
23-0030115 | Animal | Bird found | Fuse | Failed/Faulted | 2023 | Tier 2 - Elevated | Transformer only | 2 | 17 | 20230217 | 1987560 | Sus | N | Animal¦Birdfound¦Fuse¦FailedFaulted
23-0030447 | Animal | Bird found | Conductor, Overhead | Normal | 2023 | Tier 2 - Elevated | Distribution Circuit | 2 | 18 | 20230218 | 1988117 | Sus | N | Animal¦Birdfound¦ConductorOverhead¦Normal
23-0030539 | Unknown Cause | Patrol - found nothing |  |  | 2023 | Tier 2 - Elevated | Distribution Circuit | 2 | 19 | 20230219 | 1988574 | Sus | N | UnknownCause¦Patrolfoundnothing¦¦
23-0030558 | Unknown Cause | Patrol - found nothing |  |  | 2023 | Tier 2 - Elevated | Distribution Circuit | 2 | 19 | 20230219 | 1988939 | Sus | N | UnknownCause¦Patrolfoundnothing¦¦
23-0030651 | Equipment Failure/Involved | Overhead | Conductor, Overhead | Arcing | 2023 | Tier 2 - Elevated | Transformer only | 2 | 20 | 20230220 | 1989245 | Sus | N | EquipmentFailureInvolved¦Overhead¦ConductorOverhead¦Arcing
23-0031155 | Vegetation | Tree - branch fell on line | Conductor, Overhead | Normal | 2023 | Tier 2 - Elevated | Distribution Circuit | 2 | 21 | 20230221 | 1991198 | Sus | N | Vegetation¦Treebranchfellonline¦ConductorOverhead¦Normal
23-0031566 | Unknown Cause | Patrol - found nothing |  |  | 2023 | Tier 2 - Elevated | Distribution Circuit | 2 | 21 | 20230221 | 1993096 | Sus | N | UnknownCause¦Patrolfoundnothing¦¦
23-0031973 | Unknown Cause | Patrol - found nothing |  |  | 2023 | Tier 2 - Elevated | Distribution Circuit | 2 | 21 | 20230221 | 1995689 | Sus | N | UnknownCause¦Patrolfoundnothing¦¦
23-0031906 | Unknown Cause | Patrol - found nothing |  |  | 2023 | Tier 2 - Elevated | Distribution Circuit | 2 | 21 | 20230221 | 1995509 | Sus | N | UnknownCause¦Patrolfoundnothing¦¦
23-0032011 | Vegetation | Tree - branch fell on line | Conductor, Overhead | Normal | 2023 | Tier 2 - Elevated | Distribution Circuit | 2 | 21 | 20230221 | 1996021 | Sus | N | Vegetation¦Treebranchfellonline¦ConductorOverhead¦Normal
23-0033451 | Vegetation | Tree - branch fell on line | Conductor, Overhead | Normal | 2023 | Tier 2 - Elevated | Distribution Circuit | 2 | 23 | 20230223 | 2000674 | Sus | N | Vegetation¦Treebranchfellonline¦ConductorOverhead¦Normal
23-0034136 | Equipment Failure/Involved | Overhead | Transformer (OH) | Failed/Faulted | 2023 | Tier 2 - Elevated | Transformer only | 2 | 24 | 20230224 | 2002687 | Sus | N | EquipmentFailureInvolved¦Overhead¦Transformer(OH)¦FailedFaulted
23-0033918 | Unknown Cause | Patrol - found nothing |  |  | 2023 | Tier 2 - Extreme | Distribution Circuit | 2 | 24 | 20230224 | 2002680 | Sus | N | UnknownCause¦Patrolfoundnothing¦¦
23-0033704 | Equipment Failure/Involved | Overhead | Connector or Splice (OH) | Broken, wire on ground | 2023 | Tier 2 - Elevated | Distribution Circuit | 2 | 24 | 20230224 | 2003221 | Sus | N | EquipmentFailureInvolved¦Overhead¦ConnectororSplice(OH)¦Brokenwireonground
23-0034111 | Unknown Cause | Patrol - found nothing |  |  | 2023 | Tier 2 - Elevated | Transformer only | 2 | 24 | 20230224 | 2002751 | Sus | N | UnknownCause¦Patrolfoundnothing¦¦
23-0034068 | Unknown Cause | Patrol - found nothing |  |  | 2023 | Tier 2 - Elevated | Distribution Circuit | 2 | 24 | 20230224 | 2002887 | Sus | N | UnknownCause¦Patrolfoundnothing¦¦
23-0035007 | Equipment Failure/Involved | Overhead | Pole-Wood | Broken | 2023 | Tier 2 - Elevated | Distribution Circuit | 2 | 25 | 20230225 | 2007447 | Sus | N | EquipmentFailureInvolved¦Overhead¦PoleWood¦Broken
23-0035734 | Vegetation | Tree - grew into line | Conductor, Overhead | Normal | 2023 | Tier 2 - Elevated | Distribution Circuit | 2 | 26 | 20230226 | 2010006 | Sus | N | Vegetation¦Treegrewintoline¦ConductorOverhead¦Normal
23-0036493 | Unknown Cause | Patrol - not conducted |  |  | 2023 | Tier 2 - Elevated | Distribution Circuit | 2 | 27 | 20230227 | 2012423 | Sus | N | UnknownCause¦Patrolnotconducted¦¦
23-0036545 | Unknown Cause | Patrol - found nothing |  |  | 2023 | Tier 2 - Elevated | Distribution Circuit | 2 | 27 | 20230227 | 2012572 | Sus | N | UnknownCause¦Patrolfoundnothing¦¦
23-0037908 | Vegetation | Tree - fell into line | Conductor, Overhead | Broken, wire on ground | 2023 | Tier 2 - Extreme | Distribution Circuit | 3 | 1 | 20230301 | 2017293 | Sus | N | Vegetation¦Treefellintoline¦ConductorOverhead¦Brokenwireonground
23-0037898 | Unknown Cause | Patrol - found nothing |  |  | 2023 | Tier 2 - Elevated | Distribution Circuit | 3 | 1 | 20230301 | 2017322 | Sus | N | UnknownCause¦Patrolfoundnothing¦¦
23-0038160 | Vegetation | Tree - fell into line | Pole-Wood | Broken, wire on ground | 2023 | Tier 2 - Elevated | Distribution Circuit | 3 | 1 | 20230301 | 2018027 | Sus | N | Vegetation¦Treefellintoline¦PoleWood¦Brokenwireonground
23-0038959 | Unknown Cause | Patrol - found nothing |  |  | 2023 | Tier 2 - Elevated | Distribution Circuit | 3 | 2 | 20230302 | 2020068 | Sus | N | UnknownCause¦Patrolfoundnothing¦¦
23-0039414 | Unknown Cause | Patrol - found nothing |  |  | 2023 | Tier 2 - Extreme | Distribution Circuit | 3 | 3 | 20230303 | 2020743 | Sus | N | UnknownCause¦Patrolfoundnothing¦¦
23-0039888 | Unknown Cause | Patrol - found nothing |  |  | 2023 | Tier 2 - Elevated | Distribution Circuit | 3 | 4 | 20230304 | 2022113 | Sus | N | UnknownCause¦Patrolfoundnothing¦¦
23-0040685 | Equipment Failure/Involved | Overhead | Pole-Wood | Deteriorated | 2023 | Tier 2 - Elevated | Distribution Circuit | 3 | 6 | 20230306 | 2024567 | Sus | N | EquipmentFailureInvolved¦Overhead¦PoleWood¦Deteriorated
23-0041780 | Animal | Squirrel | Conductor, Overhead | Normal | 2023 | Tier 2 - Elevated | Distribution Circuit | 3 | 8 | 20230308 | 2026819 | Sus | N | Animal¦Squirrel¦ConductorOverhead¦Normal
23-0041840 | Equipment Failure/Involved | Overhead | Transformer (OH) | Failed/Faulted | 2023 | Tier 2 - Elevated | Transformer only | 3 | 8 | 20230308 | 2026959 | Sus | N | EquipmentFailureInvolved¦Overhead¦Transformer(OH)¦FailedFaulted
23-0041900 | Unknown Cause | Patrol - found nothing |  |  | 2023 | Tier 2 - Extreme | Distribution Circuit | 3 | 8 | 20230308 | 2027083 | Sus | N | UnknownCause¦Patrolfoundnothing¦¦
23-0042177 | Unknown Cause | Patrol - found nothing |  |  | 2023 | Tier 2 - Extreme | Distribution Circuit | 3 | 9 | 20230309 | 2027672 | Sus | N | UnknownCause¦Patrolfoundnothing¦¦
23-0042661 | Equipment Failure/Involved | Overhead | Conductor, Overhead | Normal | 2023 | Tier 2 - Elevated | Distribution Circuit | 3 | 9 | 20230309 | 2029555 | Sus | N | EquipmentFailureInvolved¦Overhead¦ConductorOverhead¦Normal
23-0042686 | Vegetation | Tree - branch fell on line | Conductor, Overhead | Normal | 2023 | Tier 2 - Elevated | Distribution Circuit | 3 | 10 | 20230310 | 2029720 | Sus | N | Vegetation¦Treebranchfellonline¦ConductorOverhead¦Normal
23-0042684 | Vegetation | Tree - fell into line | Pole-Wood | Broken, wire on ground | 2023 | Tier 2 - Elevated | Distribution Circuit | 3 | 10 | 20230310 | 2029805 | Sus | N | Vegetation¦Treefellintoline¦PoleWood¦Brokenwireonground
23-0042685 | Unknown Cause | Patrol - found nothing |  |  | 2023 | Tier 2 - Elevated | Distribution Circuit | 3 | 10 | 20230310 | 2029849 | Sus | N | UnknownCause¦Patrolfoundnothing¦¦
23-0042785 | Unknown Cause | Patrol - found nothing |  |  | 2023 | Tier 2 - Extreme | Distribution Circuit | 3 | 10 | 20230310 | 2030041 | Sus | N | UnknownCause¦Patrolfoundnothing¦¦
23-0043082 | Vegetation | Tree - fell into line | Conductor, Overhead | Broken, wire on ground | 2023 | Tier 2 - Elevated | Distribution Circuit | 3 | 10 | 20230310 | 2030796 | Sus | N | Vegetation¦Treefellintoline¦ConductorOverhead¦Brokenwireonground
23-0042684 | Company Initiated | Improper Construction | Conductor, Overhead | Normal | 2023 | Tier 2 - Elevated | Distribution Circuit | 3 | 10 | 20230310 | 2031133 | Sus | N | CompanyInitiated¦ImproperConstruction¦ConductorOverhead¦Normal
23-0042684 | Company Initiated | Return Circuit Normal | Conductor, Overhead | Normal | 2023 | Tier 2 - Elevated | Distribution Circuit | 3 | 10 | 20230310 | 2031271 | Sus | N | CompanyInitiated¦ReturnCircuitNormal¦ConductorOverhead¦Normal
23-0043477 | Unknown Cause | Patrol - found nothing |  |  | 2023 | Tier 2 - Elevated | Distribution Circuit | 3 | 11 | 20230311 | 2031990 | Sus | N | UnknownCause¦Patrolfoundnothing¦¦
23-0043404 | Environmental/External | Flood/Erosion | Pole-Wood | Broken | 2023 | Tier 2 - Extreme | Distribution Circuit | 3 | 11 | 20230311 | 2032188 | Sus | N | EnvironmentalExternal¦FloodErosion¦PoleWood¦Broken
23-0043534 | Equipment Failure/Involved | Overhead | Transformer (OH) | Failed/Faulted | 2023 | Tier 2 - Elevated | Transformer only | 3 | 11 | 20230311 | 2032579 | Sus | N | EquipmentFailureInvolved¦Overhead¦Transformer(OH)¦FailedFaulted
23-0043655 | Environmental/External | Flood/Erosion | Pole-Wood | Broken | 2023 | Tier 2 - Elevated | Distribution Circuit | 3 | 12 | 20230312 | 2033134 | Sus | N | EnvironmentalExternal¦FloodErosion¦PoleWood¦Broken
23-0043734 | Equipment Failure/Involved | Overhead | Pole-Wood | Broken | 2023 | Tier 2 - Elevated | Distribution Circuit | 3 | 12 | 20230312 | 2033316 | Sus | N | EquipmentFailureInvolved¦Overhead¦PoleWood¦Broken
23-0044009 | Equipment Failure/Involved | Overhead | Transformer (OH) | Failed/Faulted | 2023 | Tier 2 - Elevated | Transformer only | 3 | 13 | 20230313 | 2033864 | Sus | N | EquipmentFailureInvolved¦Overhead¦Transformer(OH)¦FailedFaulted
23-0044055 | Vegetation | Tree - fell into line | Conductor, Overhead | Broken, wire on ground | 2023 | Tier 2 - Elevated | Distribution Circuit | 3 | 13 | 20230313 | 2034286 | Sus | N | Vegetation¦Treefellintoline¦ConductorOverhead¦Brokenwireonground
23-0044731 | Unknown Cause | Patrol - found nothing |  |  | 2023 | Tier 2 - Elevated | Distribution Circuit | 3 | 14 | 20230314 | 2035206 | Sus | N | UnknownCause¦Patrolfoundnothing¦¦
23-0045465 | Equipment Failure/Involved | Overhead | Conductor, Overhead | Normal | 2023 | Tier 2 - Extreme | Distribution Circuit | 3 | 14 | 20230314 | 2042866 | Sus | N | EquipmentFailureInvolved¦Overhead¦ConductorOverhead¦Normal
23-0044832 | Vegetation | Tree - fell into line | Conductor, Overhead | Broken, wire on ground | 2023 | Tier 2 - Elevated | Distribution Circuit | 3 | 14 | 20230314 | 2035944 | Sus | N | Vegetation¦Treefellintoline¦ConductorOverhead¦Brokenwireonground
23-0044881 | Vegetation | Tree - fell into line | Conductor, Overhead | Broken, wire on ground | 2023 | Tier 2 - Elevated | Distribution Circuit | 3 | 14 | 20230314 | 2037502 | Sus | N | Vegetation¦Treefellintoline¦ConductorOverhead¦Brokenwireonground
23-0045239 | Vegetation | Tree - fell into line | Conductor, Overhead | Normal | 2023 | Tier 2 - Elevated | Distribution Circuit | 3 | 14 | 20230314 | 2041211 | Sus | N | Vegetation¦Treefellintoline¦ConductorOverhead¦Normal
23-0045879 | Animal | Squirrel | Conductor, Overhead | Normal | 2023 | Tier 2 - Elevated | Distribution Circuit | 3 | 14 | 20230314 | 2044284 | Sus | N | Animal¦Squirrel¦ConductorOverhead¦Normal
23-0046090 | Environmental/External | Water | Pole-Wood | On Ground | 2023 | Tier 2 - Elevated | Distribution Circuit | 3 | 15 | 20230315 | 2045192 | Sus | N | EnvironmentalExternal¦Water¦PoleWood¦OnGround
23-0046693 | Unknown Cause | Patrol - found nothing |  |  | 2023 | Tier 2 - Elevated | Transformer only | 3 | 15 | 20230315 | 2046343 | Sus | N | UnknownCause¦Patrolfoundnothing¦¦
23-0046556 | Equipment Failure/Involved | Overhead | Connector or Splice (OH) | Burned Open | 2023 | Tier 2 - Elevated | Distribution Circuit | 3 | 15 | 20230315 | 2046837 | Sus | N | EquipmentFailureInvolved¦Overhead¦ConnectororSplice(OH)¦BurnedOpen
23-0046499 | Environmental/External | Flood/Erosion | Pole-Wood | Normal | 2023 | Tier 2 - Elevated | Transformer only | 3 | 15 | 20230315 | 2046625 | Sus | N | EnvironmentalExternal¦FloodErosion¦PoleWood¦Normal
23-0046591 | Vegetation | Tree - fell into line | Conductor, Overhead | Normal | 2023 | Tier 2 - Elevated | Distribution Circuit | 3 | 15 | 20230315 | 2046924 | Sus | N | Vegetation¦Treefellintoline¦ConductorOverhead¦Normal
23-0046903 | Environmental/External | Flood/Erosion | Pole-Wood | Deteriorated | 2023 | Tier 2 - Elevated | Distribution Circuit | 3 | 16 | 20230316 | 2048181 | Sus | N | EnvironmentalExternal¦FloodErosion¦PoleWood¦Deteriorated
23-0049125 | Environmental/External | Water | Pole-Wood | Broken | 2023 | Tier 2 - Elevated | Distribution Circuit | 3 | 21 | 20230321 | 2053608 | Sus | N | EnvironmentalExternal¦Water¦PoleWood¦Broken
23-0049292 | Unknown Cause | Patrol - found nothing |  |  | 2023 | Tier 2 - Extreme | Distribution Circuit | 3 | 21 | 20230321 | 2053692 | Sus | N | UnknownCause¦Patrolfoundnothing¦¦
23-0049477 | Equipment Failure/Involved | Overhead | Conductor, Overhead | Normal | 2023 | Tier 2 - Elevated | Distribution Circuit | 3 | 21 | 20230321 | 2053900 | Sus | N | EquipmentFailureInvolved¦Overhead¦ConductorOverhead¦Normal
23-0049305 | Equipment Failure/Involved | Overhead | Conductor, Overhead | Together | 2023 | Tier 2 - Elevated | Distribution Circuit | 3 | 21 | 20230321 | 2054045 | Sus | N | EquipmentFailureInvolved¦Overhead¦ConductorOverhead¦Together
23-0049322 | Vegetation | Tree - grew into line | Conductor, Overhead | Arcing | 2023 | Tier 2 - Elevated | Transformer only | 3 | 21 | 20230321 | 2053817 | Sus | N | Vegetation¦Treegrewintoline¦ConductorOverhead¦Arcing
23-0050137 | Equipment Failure/Involved | Overhead | Fuse | Failed/Faulted | 2023 | Tier 2 - Extreme | Transformer only | 3 | 21 | 20230321 | 2057371 | Sus | N | EquipmentFailureInvolved¦Overhead¦Fuse¦FailedFaulted
23-0050243 | Unknown Cause | Patrol - found nothing |  |  | 2023 | Tier 2 - Extreme | Distribution Circuit | 3 | 21 | 20230321 | 2060985 | Sus | N | UnknownCause¦Patrolfoundnothing¦¦
23-0050401 | Unknown Cause | Patrol - found nothing |  |  | 2023 | Tier 2 - Extreme | Distribution Circuit | 3 | 22 | 20230322 | 2061517 | Sus | N | UnknownCause¦Patrolfoundnothing¦¦
23-0051262 | Unknown Cause | Patrol - found nothing |  |  | 2023 | Tier 2 - Extreme | Distribution Circuit | 3 | 23 | 20230323 | 2064091 | Sus | N | UnknownCause¦Patrolfoundnothing¦¦
23-0051328 | Vegetation | Tree - fell into line | Conductor, Overhead | Broken, wire on ground | 2023 | Tier 2 - Elevated | Distribution Circuit | 3 | 23 | 20230323 | 2064546 | Sus | N | Vegetation¦Treefellintoline¦ConductorOverhead¦Brokenwireonground
23-0051802 | Vegetation | Tree - fell into line | Conductor, Overhead | Normal | 2023 | Tier 2 - Elevated | Distribution Circuit | 3 | 24 | 20230324 | 2065848 | Sus | N | Vegetation¦Treefellintoline¦ConductorOverhead¦Normal
23-0054664 | Unknown Cause | Patrol - found nothing |  |  | 2023 | Tier 2 - Extreme | Distribution Circuit | 3 | 29 | 20230329 | 2073579 | Sus | N | UnknownCause¦Patrolfoundnothing¦¦
23-0055504 | 3rd Party | Other | Conductor, Overhead | Normal | 2023 | Tier 2 - Elevated | Distribution Circuit | 3 | 31 | 20230331 | 2075449 | Sus | N | 3rdParty¦Other¦ConductorOverhead¦Normal
23-0056342 | Equipment Failure/Involved | Overhead | Transformer (OH) | Deteriorated | 2023 | Tier 2 - Elevated | Transformer only | 4 | 3 | 20230403 | 2077889 | Sus | N | EquipmentFailureInvolved¦Overhead¦Transformer(OH)¦Deteriorated
23-0056338 | 3rd Party | Customer Equipment | Recloser | Malfunctioning | 2023 | Tier 2 - Elevated | Distribution Circuit | 4 | 3 | 20230403 | 2078325 | Sus | N | 3rdParty¦CustomerEquipment¦Recloser¦Malfunctioning
23-0056514 | Equipment Failure/Involved | Overhead | Conductor, Overhead | Normal | 2023 | Tier 2 - Elevated | Distribution Circuit | 4 | 3 | 20230403 | 2078440 | Sus | N | EquipmentFailureInvolved¦Overhead¦ConductorOverhead¦Normal
23-0056535 | Unknown Cause | Patrol - found nothing |  |  | 2023 | Tier 2 - Elevated | Distribution Circuit | 4 | 3 | 20230403 | 2078514 | Sus | N | UnknownCause¦Patrolfoundnothing¦¦
23-0056561 | Vegetation | Tree - palm frond fell into line | Conductor, Overhead | Normal | 2023 | Tier 2 - Elevated | Distribution Circuit | 4 | 3 | 20230403 | 2078897 | Sus | N | Vegetation¦Treepalmfrondfellintoline¦ConductorOverhead¦Normal
23-0057524 | Vegetation | Tree - fell into line | Conductor, Overhead | Normal | 2023 | Tier 2 - Elevated | Distribution Circuit | 4 | 5 | 20230405 | 2080834 | Sus | N | Vegetation¦Treefellintoline¦ConductorOverhead¦Normal
23-0057747 | Equipment Failure/Involved | Overhead | Conductor, Overhead | Deteriorated | 2023 | Tier 2 - Elevated | Distribution Circuit | 4 | 6 | 20230406 | 2081285 | Sus | N | EquipmentFailureInvolved¦Overhead¦ConductorOverhead¦Deteriorated
23-0058080 | Vegetation | Tree - fell into line | Conductor, Overhead | Broken, wire on ground | 2023 | Tier 2 - Extreme | Distribution Circuit | 4 | 6 | 20230406 | 2081749 | Sus | N | Vegetation¦Treefellintoline¦ConductorOverhead¦Brokenwireonground
23-0059248 | Equipment Failure/Involved | Overhead | Transformer (OH) | Leaking | 2023 | Tier 2 - Elevated | Transformer only | 4 | 10 | 20230410 | 2084734 | Sus | N | EquipmentFailureInvolved¦Overhead¦Transformer(OH)¦Leaking
23-0059258 | Equipment Failure/Involved | Overhead | Transformer (OH) | Failed/Faulted | 2023 | Tier 2 - Elevated | Transformer only | 4 | 10 | 20230410 | 2084790 | Sus | N | EquipmentFailureInvolved¦Overhead¦Transformer(OH)¦FailedFaulted
23-0059772 | Equipment Failure/Involved | Overhead | Transformer (OH) | Failed/Faulted | 2023 | Tier 2 - Elevated | Transformer only | 4 | 11 | 20230411 | 2085747 | Sus | N | EquipmentFailureInvolved¦Overhead¦Transformer(OH)¦FailedFaulted
23-0061361 | Equipment Failure/Involved | Overhead | Transformer (OH) | Failed/Faulted | 2023 | Tier 2 - Elevated | Transformer only | 4 | 15 | 20230415 | 2089217 | Sus | N | EquipmentFailureInvolved¦Overhead¦Transformer(OH)¦FailedFaulted
23-0061370 | Equipment Failure/Involved | Overhead | Pole-Wood | Broken | 2023 | Tier 2 - Extreme | Distribution Circuit | 4 | 15 | 20230415 | 2089301 | Sus | N | EquipmentFailureInvolved¦Overhead¦PoleWood¦Broken
23-0061486 | Equipment Failure/Involved | Overhead | Jumper | Broken | 2023 | Tier 2 - Elevated | Distribution Circuit | 4 | 16 | 20230416 | 2089725 | Sus | N | EquipmentFailureInvolved¦Overhead¦Jumper¦Broken
23-0062749 | Animal | Other | Transformer (UG) | Normal | 2023 | Tier 2 - Elevated | Distribution Circuit | 4 | 19 | 20230419 | 2092833 | Sus | N | Animal¦Other¦Transformer(UG)¦Normal
23-0063091 | Unknown Cause | Patrol - found nothing |  |  | 2023 | Tier 2 - Elevated | Distribution Circuit | 4 | 20 | 20230420 | 2093180 | Sus | N | UnknownCause¦Patrolfoundnothing¦¦
23-0063373 | 3rd Party | Vehicle | Pole-Wood | Broken | 2023 | Tier 2 - Elevated | Distribution Circuit | 4 | 21 | 20230421 | 2093696 | Sus | N | 3rdParty¦Vehicle¦PoleWood¦Broken
23-0064848 | Unknown Cause | Patrol - found nothing |  |  | 2023 | Tier 2 - Elevated | Distribution Circuit | 4 | 26 | 20230426 | 2097163 | Sus | N | UnknownCause¦Patrolfoundnothing¦¦
23-0066412 | Equipment Failure/Involved | Overhead | Transformer (OH) | Failed/Faulted | 2023 | Tier 2 - Elevated | Transformer only | 4 | 30 | 20230430 | 2100356 | Sus | N | EquipmentFailureInvolved¦Overhead¦Transformer(OH)¦FailedFaulted
23-0066370 | Equipment Failure/Involved | Overhead | Conductor, Overhead | Broken, wire on ground | 2023 | Tier 2 - Elevated | Distribution Circuit | 4 | 30 | 20230430 | 2100357 | Sus | N | EquipmentFailureInvolved¦Overhead¦ConductorOverhead¦Brokenwireonground
23-0066378 | Unknown Cause | Patrol - found nothing |  |  | 2023 | Tier 2 - Elevated | Distribution Circuit | 4 | 30 | 20230430 | 2100366 | Sus | N | UnknownCause¦Patrolfoundnothing¦¦
23-0067874 | Unknown Cause | Patrol - found nothing |  |  | 2023 | Tier 2 - Elevated | Distribution Circuit | 5 | 3 | 20230503 | 2104122 | Sus | Y | UnknownCause¦Patrolfoundnothing¦¦
23-0068941 | Unknown Cause | Patrol - found nothing |  |  | 2023 | Tier 2 - Elevated | Distribution Circuit | 5 | 5 | 20230505 | 2105697 | Sus | Y | UnknownCause¦Patrolfoundnothing¦¦
23-0062435 | Equipment Failure/Involved | Overhead | Jumper | Burned Open | 2023 | Tier 2 - Elevated | Distribution Circuit | 5 | 7 | 20230507 | 2106601 | Sus | Y | EquipmentFailureInvolved¦Overhead¦Jumper¦BurnedOpen
23-0069870 | Equipment Failure/Involved | Overhead | Pole-Wood | Broken | 2023 | Tier 2 - Extreme | Transformer only | 5 | 9 | 20230509 | 2108469 | Sus | Y | EquipmentFailureInvolved¦Overhead¦PoleWood¦Broken
23-0070244 | Unknown Cause | Patrol - found nothing |  |  | 2023 | Tier 2 - Elevated | Distribution Circuit | 5 | 10 | 20230510 | 2109081 | Sus | Y | UnknownCause¦Patrolfoundnothing¦¦
23-0071114 | Company Initiated | Construction Activity/equip, company | Conductor, Overhead | On Ground | 2023 | Tier 2 - Elevated | Distribution Circuit | 5 | 11 | 20230511 | 2110637 | Sus | Y | CompanyInitiated¦ConstructionActivityequipcompany¦ConductorOverhead¦OnGround
23-0071157 | Unknown Cause | Patrol - found nothing |  |  | 2023 | Tier 2 - Elevated | Distribution Circuit | 5 | 11 | 20230511 | 2110711 | Sus | Y | UnknownCause¦Patrolfoundnothing¦¦
23-0072467 | Unknown Cause | Patrol - found nothing |  |  | 2023 | Tier 2 - Elevated | Transformer only | 5 | 16 | 20230516 | 2114373 | Sus | Y | UnknownCause¦Patrolfoundnothing¦¦
23-0072489 | Equipment Failure/Involved | Overhead | Fuse | Normal | 2023 | Tier 2 - Elevated | Transformer only | 5 | 16 | 20230516 | 2114416 | Sus | Y | EquipmentFailureInvolved¦Overhead¦Fuse¦Normal
23-0072854 | Equipment Failure/Involved | Overhead | Transformer (OH) | Deteriorated | 2023 | Tier 2 - Elevated | Transformer only | 5 | 17 | 20230517 | 2115198 | Sus | Y | EquipmentFailureInvolved¦Overhead¦Transformer(OH)¦Deteriorated
23-0073668 | Equipment Failure/Involved | Overhead | Jumper | Bent or Twisted | 2023 | Tier 2 - Extreme | Distribution Circuit | 5 | 19 | 20230519 | 2117118 | Sus | Y | EquipmentFailureInvolved¦Overhead¦Jumper¦BentorTwisted
23-0073714 | Unknown Cause | Patrol - found nothing |  |  | 2023 | Tier 2 - Extreme | Distribution Circuit | 5 | 19 | 20230519 | 2117263 | Sus | Y | UnknownCause¦Patrolfoundnothing¦¦
23-0073998 | Unknown Cause | Patrol - found nothing |  |  | 2023 | Tier 2 - Extreme | Distribution Circuit | 5 | 21 | 20230521 | 2118088 | Sus | Y | UnknownCause¦Patrolfoundnothing¦¦
23-0074365 | Equipment Failure/Involved | Overhead | Insulator | Broken | 2023 | Tier 2 - Elevated | Distribution Circuit | 5 | 22 | 20230522 | 2118906 | Sus | Y | EquipmentFailureInvolved¦Overhead¦Insulator¦Broken
23-0074513 | Equipment Failure/Involved | Overhead | Pole-Wood | Deteriorated | 2023 | Tier 2 - Elevated | Distribution Circuit | 5 | 22 | 20230522 | 2119257 | Sus | Y | EquipmentFailureInvolved¦Overhead¦PoleWood¦Deteriorated
23-0074771 | Equipment Failure/Involved | Overhead | Pole-Wood | Broken | 2023 | Tier 2 - Elevated | Distribution Circuit | 5 | 23 | 20230523 | 2119867 | Sus | Y | EquipmentFailureInvolved¦Overhead¦PoleWood¦Broken
23-0075257 | Equipment Failure/Involved | Overhead | Connector or Splice (OH) | Broken, wire on ground | 2023 | Tier 2 - Elevated | Distribution Circuit | 5 | 24 | 20230524 | 2120562 | Sus | Y | EquipmentFailureInvolved¦Overhead¦ConnectororSplice(OH)¦Brokenwireonground
23-0075441 | Equipment Failure/Involved | Overhead | Transformer (OH) | Broken | 2023 | Tier 2 - Elevated | Transformer only | 5 | 25 | 20230525 | 2121140 | Sus | Y | EquipmentFailureInvolved¦Overhead¦Transformer(OH)¦Broken
23-0075673 | Equipment Failure/Involved | Overhead | Conductor, Overhead | Normal | 2023 | Tier 2 - Elevated | Distribution Circuit | 5 | 25 | 20230525 | 2121425 | Sus | Y | EquipmentFailureInvolved¦Overhead¦ConductorOverhead¦Normal
23-0075739 | Equipment Failure/Involved | Overhead | Transformer (OH) | Failed/Faulted | 2023 | Tier 2 - Elevated | Transformer only | 5 | 25 | 20230525 | 2121471 | Sus | Y | EquipmentFailureInvolved¦Overhead¦Transformer(OH)¦FailedFaulted
23-0075905 | Equipment Failure/Involved | Overhead | Pole-Wood | Broken | 2023 | Tier 2 - Extreme | Distribution Circuit | 5 | 26 | 20230526 | 2121988 | Sus | Y | EquipmentFailureInvolved¦Overhead¦PoleWood¦Broken
23-0076346 | Animal | Squirrel | Fuse | Burned Open | 2023 | Tier 2 - Elevated | Distribution Circuit | 5 | 27 | 20230527 | 2122700 | Sus | Y | Animal¦Squirrel¦Fuse¦BurnedOpen
23-0076453 | Animal | Squirrel | Cutout, fuse holder | Normal | 2023 | Tier 2 - Extreme | Distribution Circuit | 5 | 28 | 20230528 | 2123048 | Sus | Y | Animal¦Squirrel¦Cutoutfuseholder¦Normal
23-0076568 | Equipment Failure/Involved | Overhead | Connector or Splice (OH) | Broken | 2023 | Tier 2 - Elevated | Distribution Circuit | 5 | 29 | 20230529 | 2123454 | Sus | Y | EquipmentFailureInvolved¦Overhead¦ConnectororSplice(OH)¦Broken
23-0076604 | Unknown Cause | Patrol - found nothing |  |  | 2023 | Tier 2 - Elevated | Distribution Circuit | 5 | 29 | 20230529 | 2123546 | Sus | Y | UnknownCause¦Patrolfoundnothing¦¦
23-0076682 | Equipment Failure/Involved | Overhead | Pole-Wood | Broken | 2023 | Tier 2 - Elevated | Transformer only | 5 | 30 | 20230530 | 2123770 | Sus | Y | EquipmentFailureInvolved¦Overhead¦PoleWood¦Broken
23-0077275 | Unknown Cause | Patrol - found nothing |  |  | 2023 | Tier 2 - Elevated | Distribution Circuit | 5 | 31 | 20230531 | 2124513 | Sus | Y | UnknownCause¦Patrolfoundnothing¦¦
23-0077626 | Unknown Cause | Patrol - not conducted |  |  | 2023 | Tier 2 - Elevated | Distribution Circuit | 6 | 1 | 20230601 | 2125208 | Sus | Y | UnknownCause¦Patrolnotconducted¦¦
23-0077989 | Company Initiated | Construction Activity/equip, company | Other | Normal | 2023 | Tier 2 - Elevated | Distribution Circuit | 6 | 1 | 20230601 | 2126878 | Sus | Y | CompanyInitiated¦ConstructionActivityequipcompany¦Other¦Normal
23-0078387 | Unknown Cause | Patrol - found nothing |  |  | 2023 | Tier 2 - Elevated | Transformer only | 6 | 2 | 20230602 | 2127369 | Sus | Y | UnknownCause¦Patrolfoundnothing¦¦
23-0079272 | Environmental/External | Lightning | Transformer (OH) | Failed/Faulted | 2023 | Tier 2 - Elevated | Distribution Circuit | 6 | 5 | 20230605 | 2130064 | Sus | Y | EnvironmentalExternal¦Lightning¦Transformer(OH)¦FailedFaulted
23-0079168 | Equipment Failure/Involved | Underground | Transformer (UG) | Failed/Faulted | 2023 | Tier 2 - Elevated | Distribution Circuit | 6 | 5 | 20230605 | 2130066 | Sus | Y | EquipmentFailureInvolved¦Underground¦Transformer(UG)¦FailedFaulted
23-0079195 | Unknown Cause | Patrol - found nothing |  |  | 2023 | Tier 2 - Elevated | Distribution Circuit | 6 | 5 | 20230605 | 2130072 | Sus | Y | UnknownCause¦Patrolfoundnothing¦¦
23-0079221 | Environmental/External | Lightning | Conductor, Overhead | Normal | 2023 | Tier 2 - Extreme | Distribution Circuit | 6 | 5 | 20230605 | 2130080 | Sus | Y | EnvironmentalExternal¦Lightning¦ConductorOverhead¦Normal
23-0079252 | Environmental/External | Lightning | Transformer (OH) | Failed/Faulted | 2023 | Tier 2 - Extreme | Distribution Circuit | 6 | 6 | 20230606 | 2130094 | Sus | Y | EnvironmentalExternal¦Lightning¦Transformer(OH)¦FailedFaulted
23-0079271 | Environmental/External | Lightning | Transformer (OH) | Failed/Faulted | 2023 | Tier 2 - Elevated | Transformer only | 6 | 6 | 20230606 | 2130353 | Sus | Y | EnvironmentalExternal¦Lightning¦Transformer(OH)¦FailedFaulted
23-0079526 | Unknown Cause | Patrol - found nothing |  |  | 2023 | Tier 2 - Elevated | Distribution Circuit | 6 | 6 | 20230606 | 2131063 | Sus | Y | UnknownCause¦Patrolfoundnothing¦¦
23-0079828 | Environmental/External | Lightning | Transformer (OH) | Burned/flashed | 2023 | Tier 2 - Extreme | Transformer only | 6 | 7 | 20230607 | 2131473 | Sus | Y | EnvironmentalExternal¦Lightning¦Transformer(OH)¦Burnedflashed
23-0079803 | Equipment Failure/Involved | Underground | Transformer (UG) | Failed/Faulted | 2023 | Tier 2 - Elevated | Distribution Circuit | 6 | 7 | 20230607 | 2131540 | Sus | Y | EquipmentFailureInvolved¦Underground¦Transformer(UG)¦FailedFaulted
23-0079743 | Equipment Failure/Involved | Overhead | Transformer (OH) | Burned/flashed | 2023 | Tier 2 - Elevated | Transformer only | 6 | 7 | 20230607 | 2131552 | Sus | Y | EquipmentFailureInvolved¦Overhead¦Transformer(OH)¦Burnedflashed
23-0079825 | Environmental/External | Lightning | Transformer (OH) | Burned/flashed | 2023 | Tier 2 - Extreme | Transformer only | 6 | 7 | 20230607 | 2131574 | Sus | Y | EnvironmentalExternal¦Lightning¦Transformer(OH)¦Burnedflashed
23-0079980 | Equipment Failure/Involved | Overhead | Transformer | Failed/Faulted | 2023 | Tier 2 - Elevated | Transformer only | 6 | 7 | 20230607 | 2131894 | Sus | Y | EquipmentFailureInvolved¦Overhead¦Transformer¦FailedFaulted
23-0080120 | Environmental/External | Lightning | Transformer (OH) | Failed/Faulted | 2023 | Tier 2 - Extreme | Transformer only | 6 | 8 | 20230608 | 2132265 | Sus | Y | EnvironmentalExternal¦Lightning¦Transformer(OH)¦FailedFaulted
23-0080743 | Equipment Failure/Involved | Overhead | Conductor, Overhead | Broken | 2023 | Tier 2 - Elevated | Distribution Circuit | 6 | 9 | 20230609 | 2133513 | Sus | Y | EquipmentFailureInvolved¦Overhead¦ConductorOverhead¦Broken
23-0081119 | Unknown Cause | Patrol - not conducted |  |  | 2023 | Tier 2 - Elevated | Distribution Circuit | 6 | 10 | 20230610 | 2134161 | Sus | Y | UnknownCause¦Patrolnotconducted¦¦
23-0081138 | Unknown Cause | Patrol - found nothing |  |  | 2023 | Tier 2 - Elevated | Transformer only | 6 | 10 | 20230610 | 2134237 | Sus | Y | UnknownCause¦Patrolfoundnothing¦¦
23-0081319 | Vegetation | Tree - fell into line | Conductor, Overhead | Bent or Twisted | 2023 | Tier 2 - Elevated | Transformer only | 6 | 11 | 20230611 | 2134698 | Sus | Y | Vegetation¦Treefellintoline¦ConductorOverhead¦BentorTwisted
23-0082069 | Environmental/External | Lightning | CT | Burned/flashed | 2023 | Tier 2 - Elevated | Transformer only | 6 | 13 | 20230613 | 2136303 | Sus | Y | EnvironmentalExternal¦Lightning¦CT¦Burnedflashed
23-0083334 | Environmental/External | Flood/Erosion | Conductor, Underground | Contaminated | 2023 | Tier 2 - Extreme | Distribution Circuit | 6 | 17 | 20230617 | 2139171 | Sus | Y | EnvironmentalExternal¦FloodErosion¦ConductorUnderground¦Contaminated
23-0083383 | Animal | Bird found | Transformer (OH) | Burned/flashed | 2023 | Tier 2 - Elevated | Distribution Circuit | 6 | 17 | 20230617 | 2139253 | Sus | Y | Animal¦Birdfound¦Transformer(OH)¦Burnedflashed
23-0083900 | Equipment Failure/Involved | Overhead | Cutout, fuse holder | Burned/flashed | 2023 | Tier 2 - Elevated | Transformer only | 6 | 20 | 20230620 | 2141300 | Sus | Y | EquipmentFailureInvolved¦Overhead¦Cutoutfuseholder¦Burnedflashed
23-0084394 | Equipment Failure/Involved | Overhead | Crossarm, Wood | Broken | 2023 | Tier 2 - Extreme | Distribution Circuit | 6 | 21 | 20230621 | 2142379 | Sus | Y | EquipmentFailureInvolved¦Overhead¦CrossarmWood¦Broken
23-0084748 | Equipment Failure/Involved | Underground | Transformer (UG) | Failed/Faulted | 2023 | Tier 2 - Elevated | Distribution Circuit | 6 | 22 | 20230622 | 2142908 | Sus | Y | EquipmentFailureInvolved¦Underground¦Transformer(UG)¦FailedFaulted
23-0085484 | Animal | Bird found | Transformer (OH) | Broken | 2023 | Tier 2 - Elevated | Distribution Circuit | 6 | 26 | 20230626 | 2145575 | Sus | Y | Animal¦Birdfound¦Transformer(OH)¦Broken
23-0085841 | 3rd Party | Dig in, 3rd party | Conductor, Underground | Broken | 2023 | Tier 2 - Extreme | Distribution Circuit | 6 | 26 | 20230626 | 2146296 | Sus | Y | 3rdParty¦Digin3rdparty¦ConductorUnderground¦Broken
23-0086212 | 3rd Party | Customer Equipment | Metering Equipment | Broken | 2023 | Tier 2 - Elevated | Distribution Circuit | 6 | 27 | 20230627 | 2147084 | Sus | Y | 3rdParty¦CustomerEquipment¦MeteringEquipment¦Broken
23-0086307 | Equipment Failure/Involved | Overhead | Metering Equipment | Burned/flashed | 2023 | Tier 2 - Elevated | Distribution Circuit | 6 | 27 | 20230627 | 2147283 | Sus | Y | EquipmentFailureInvolved¦Overhead¦MeteringEquipment¦Burnedflashed
23-0086625 | Equipment Failure/Involved | Overhead | Metering Equipment | Malfunctioning | 2023 | Tier 2 - Elevated | Transformer only | 6 | 28 | 20230628 | 2147821 | Sus | Y | EquipmentFailureInvolved¦Overhead¦MeteringEquipment¦Malfunctioning
23-0087510 | Vegetation | Tree - branch fell on line | Conductor, Overhead | Broken, wire on ground | 2023 | Tier 2 - Elevated | Transformer only | 6 | 30 | 20230630 | 2149585 | Sus | Y | Vegetation¦Treebranchfellonline¦ConductorOverhead¦Brokenwireonground
23-0087948 | Company Initiated | Personnel, company | Recloser | Normal | 2023 | Tier 2 - Elevated | Distribution Circuit | 7 | 1 | 20230701 | 2150913 | Sus | Y | CompanyInitiated¦Personnelcompany¦Recloser¦Normal
23-0088294 | Unknown Cause | Patrol - found nothing |  |  | 2023 | Tier 2 - Elevated | Distribution Circuit | 7 | 3 | 20230703 | 2152888 | Sus | Y | UnknownCause¦Patrolfoundnothing¦¦
23-0088618 | Unknown Cause | Patrol - found nothing |  |  | 2023 | Tier 2 - Elevated | Transformer only | 7 | 3 | 20230703 | 2153476 | Sus | Y | UnknownCause¦Patrolfoundnothing¦¦
23-0088926 | Unknown Cause | Patrol - found nothing |  |  | 2023 | Tier 2 - Elevated | Distribution Circuit | 7 | 5 | 20230705 | 2154375 | Sus | Y | UnknownCause¦Patrolfoundnothing¦¦
23-0090193 | Vegetation | Tree - fell into line | Conductor, Overhead | Broken, wire on ground | 2023 | Tier 2 - Elevated | Distribution Circuit | 7 | 9 | 20230709 | 2157569 | Sus | Y | Vegetation¦Treefellintoline¦ConductorOverhead¦Brokenwireonground
23-0090193 | Company Initiated | Return Circuit Normal | Conductor, Overhead | Normal | 2023 | Tier 2 - Elevated | Distribution Circuit | 7 | 9 | 20230709 | 2157790 | Sus | Y | CompanyInitiated¦ReturnCircuitNormal¦ConductorOverhead¦Normal
23-0091698 | Equipment Failure/Involved | Overhead | Crossarm, Wood | Broken | 2023 | Tier 2 - Elevated | Distribution Circuit | 7 | 14 | 20230714 | 2162561 | Sus | Y | EquipmentFailureInvolved¦Overhead¦CrossarmWood¦Broken
23-0092472 | Vegetation | Tree - branch fell on line | Transformer (OH) | Deteriorated | 2023 | Tier 2 - Elevated | Transformer only | 7 | 14 | 20230714 | 2162826 | Sus | Y | Vegetation¦Treebranchfellonline¦Transformer(OH)¦Deteriorated
23-0092542 | Vegetation | Tree - fell into line | Conductor, Overhead | Broken, wire on ground | 2023 | Tier 2 - Elevated | Distribution Circuit | 7 | 15 | 20230715 | 2163249 | Sus | Y | Vegetation¦Treefellintoline¦ConductorOverhead¦Brokenwireonground
23-0093263 | Company Initiated | Personnel, company | Conductor, Overhead | Normal | 2023 | Tier 2 - Elevated | Distribution Circuit | 7 | 17 | 20230717 | 2165627 | Sus | Y | CompanyInitiated¦Personnelcompany¦ConductorOverhead¦Normal
23-0093429 | Equipment Failure/Involved | Overhead | Transformer (OH) | Failed/Faulted | 2023 | Tier 2 - Extreme | Transformer only | 7 | 17 | 20230717 | 2165957 | Sus | Y | EquipmentFailureInvolved¦Overhead¦Transformer(OH)¦FailedFaulted
23-0093872 | Equipment Failure/Involved | Underground | Transformer (UG) | Leaking | 2023 | Tier 2 - Elevated | Distribution Circuit | 7 | 18 | 20230718 | 2167307 | Sus | Y | EquipmentFailureInvolved¦Underground¦Transformer(UG)¦Leaking
23-0093986 | Equipment Failure/Involved | Overhead | Connector or Splice (OH) | Broken | 2023 | Tier 2 - Extreme | Distribution Circuit | 7 | 19 | 20230719 | 2167359 | Sus | Y | EquipmentFailureInvolved¦Overhead¦ConnectororSplice(OH)¦Broken
23-0094341 | Equipment Failure/Involved | Overhead | Secondary | Broken | 2023 | Tier 2 - Elevated | Transformer only | 7 | 19 | 20230719 | 2168359 | Sus | Y | EquipmentFailureInvolved¦Overhead¦Secondary¦Broken
23-0094485 | Equipment Failure/Involved | Underground | Conductor, Underground | Burned/flashed | 2023 | Tier 2 - Extreme | Distribution Circuit | 7 | 20 | 20230720 | 2168558 | Sus | Y | EquipmentFailureInvolved¦Underground¦ConductorUnderground¦Burnedflashed
23-0094806 | Vegetation | Tree - branch fell on line | Transformer (OH) | Failed/Faulted | 2023 | Tier 2 - Extreme | Transformer only | 7 | 20 | 20230720 | 2168807 | Sus | Y | Vegetation¦Treebranchfellonline¦Transformer(OH)¦FailedFaulted
23-0095486 | Animal | Bird found | Conductor, Overhead | Normal | 2023 | Tier 2 - Elevated | Distribution Circuit | 7 | 22 | 20230722 | 2170504 | Sus | Y | Animal¦Birdfound¦ConductorOverhead¦Normal
23-0095572 | Vegetation | Tree - fell into line | Anchor or Guy | Broken | 2023 | Tier 2 - Elevated | Distribution Circuit | 7 | 22 | 20230722 | 2170889 | Sus | Y | Vegetation¦Treefellintoline¦AnchororGuy¦Broken
23-0095768 | Unknown Cause | Patrol - found nothing |  |  | 2023 | Tier 2 - Elevated | Distribution Circuit | 7 | 24 | 20230724 | 2172054 | Sus | Y | UnknownCause¦Patrolfoundnothing¦¦
23-0095771 | Company Initiated | Coordination failure | Recloser | Normal | 2023 | Tier 2 - Elevated | Distribution Circuit | 7 | 24 | 20230724 | 2172069 | Sus | Y | CompanyInitiated¦Coordinationfailure¦Recloser¦Normal
23-0095776 | Equipment Failure/Involved | Underground | Conductor, Underground | Broken | 2023 | Tier 2 - Elevated | Distribution Circuit | 7 | 24 | 20230724 | 2172079 | Sus | Y | EquipmentFailureInvolved¦Underground¦ConductorUnderground¦Broken
23-0095904 | Unknown Cause | Patrol - found nothing |  |  | 2023 | Tier 2 - Elevated | Distribution Circuit | 7 | 24 | 20230724 | 2172437 | Sus | Y | UnknownCause¦Patrolfoundnothing¦¦
23-0096540 | Unknown Cause | Patrol - found nothing |  |  | 2023 | Tier 2 - Elevated | Distribution Circuit | 7 | 25 | 20230725 | 2173473 | Sus | Y | UnknownCause¦Patrolfoundnothing¦¦
23-0096757 | Unknown Cause | Patrol - found nothing |  |  | 2023 | Tier 2 - Elevated | Distribution Circuit | 7 | 25 | 20230725 | 2173858 | Sus | Y | UnknownCause¦Patrolfoundnothing¦¦
23-0097880 | Vegetation | Tree - branch fell on line | Service conductor | Broken | 2023 | Tier 2 - Elevated | Transformer only | 7 | 27 | 20230727 | 2175864 | Sus | Y | Vegetation¦Treebranchfellonline¦Serviceconductor¦Broken
23-0097874 | Unknown Cause | Patrol - found nothing |  |  | 2023 | Tier 2 - Elevated | Distribution Circuit | 7 | 28 | 20230728 | 2175889 | Sus | Y | UnknownCause¦Patrolfoundnothing¦¦
23-0098262 | Unknown Cause | Patrol - found nothing |  |  | 2023 | Tier 2 - Elevated | Distribution Circuit | 7 | 29 | 20230729 | 2176876 | Sus | Y | UnknownCause¦Patrolfoundnothing¦¦
23-0098274 | Equipment Failure/Involved | Overhead | Pole-Wood | Deteriorated | 2023 | Tier 2 - Elevated | Distribution Circuit | 7 | 29 | 20230729 | 2176921 | Sus | Y | EquipmentFailureInvolved¦Overhead¦PoleWood¦Deteriorated
23-0098447 | Equipment Failure/Involved | Overhead | Connector or Splice (OH) | Broken | 2023 | Tier 2 - Elevated | Distribution Circuit | 7 | 30 | 20230730 | 2177657 | Sus | Y | EquipmentFailureInvolved¦Overhead¦ConnectororSplice(OH)¦Broken
23-0098453 | Equipment Failure/Involved | Overhead | Pole-Wood | Deteriorated | 2023 | Tier 2 - Elevated | Distribution Circuit | 7 | 30 | 20230730 | 2177696 | Sus | Y | EquipmentFailureInvolved¦Overhead¦PoleWood¦Deteriorated
23-0098926 | Equipment Failure/Involved | Overhead | Cutout, fuse holder | Broken | 2023 | Tier 2 - Elevated | Transformer only | 8 | 1 | 20230801 | 2179055 | Sus | Y | EquipmentFailureInvolved¦Overhead¦Cutoutfuseholder¦Broken
23-0098971 | Equipment Failure/Involved | Overhead | Conductor, Overhead | Deteriorated | 2023 | Tier 2 - Elevated | Transformer only | 8 | 1 | 20230801 | 2179241 | Sus | Y | EquipmentFailureInvolved¦Overhead¦ConductorOverhead¦Deteriorated
23-0099370 | Equipment Failure/Involved | Overhead | Transformer (OH) | Failed/Faulted | 2023 | Tier 2 - Elevated | Transformer only | 8 | 1 | 20230801 | 2180020 | Sus | Y | EquipmentFailureInvolved¦Overhead¦Transformer(OH)¦FailedFaulted
23-0100702 | Equipment Failure/Involved | Underground | Transformer (UG) | Failed/Faulted | 2023 | Tier 2 - Elevated | Distribution Circuit | 8 | 4 | 20230804 | 2182429 | Sus | Y | EquipmentFailureInvolved¦Underground¦Transformer(UG)¦FailedFaulted
23-0100981 | Unknown Cause | Patrol - found nothing |  |  | 2023 | Tier 2 - Elevated | Distribution Circuit | 8 | 6 | 20230806 | 2183492 | Sus | Y | UnknownCause¦Patrolfoundnothing¦¦
23-0101011 | Equipment Failure/Involved | Underground | Conductor, Underground | Broken | 2023 | Tier 2 - Elevated | Distribution Circuit | 8 | 6 | 20230806 | 2183613 | Sus | Y | EquipmentFailureInvolved¦Underground¦ConductorUnderground¦Broken
23-0101119 | Equipment Failure/Involved | Overhead | Connector or Splice (OH) | Broken, wire on ground | 2023 | Tier 2 - Elevated | Distribution Circuit | 8 | 7 | 20230807 | 2184035 | Sus | Y | EquipmentFailureInvolved¦Overhead¦ConnectororSplice(OH)¦Brokenwireonground
23-0101517 | Unknown Cause | Patrol - found nothing |  |  | 2023 | Tier 2 - Elevated | Distribution Circuit | 8 | 8 | 20230808 | 2185190 | Sus | Y | UnknownCause¦Patrolfoundnothing¦¦
23-0102385 | Equipment Failure/Involved | Overhead | Jumper | Broken | 2023 | Tier 2 - Elevated | Distribution Circuit | 8 | 9 | 20230809 | 2187067 | Sus | Y | EquipmentFailureInvolved¦Overhead¦Jumper¦Broken
23-0102467 | Unknown Cause | Patrol - found nothing |  |  | 2023 | Tier 2 - Elevated | Distribution Circuit | 8 | 10 | 20230810 | 2187195 | Sus | Y | UnknownCause¦Patrolfoundnothing¦¦
23-0102643 | Unknown Cause | Patrol - found nothing |  |  | 2023 | Tier 2 - Elevated | Distribution Circuit | 8 | 10 | 20230810 | 2187415 | Sus | Y | UnknownCause¦Patrolfoundnothing¦¦
23-0103573 | Equipment Failure/Involved | Overhead | Other | Malfunctioning | 2023 | Tier 2 - Extreme | Distribution Circuit | 8 | 12 | 20230812 | 2189060 | Sus | Y | EquipmentFailureInvolved¦Overhead¦Other¦Malfunctioning
23-0103829 | Unknown Cause | Patrol - found nothing |  |  | 2023 | Tier 2 - Elevated | Transformer only | 8 | 13 | 20230813 | 2189885 | Sus | Y | UnknownCause¦Patrolfoundnothing¦¦
23-0103839 | Unknown Cause | Patrol - found nothing |  |  | 2023 | Tier 2 - Elevated | Distribution Circuit | 8 | 14 | 20230814 | 2189938 | Sus | Y | UnknownCause¦Patrolfoundnothing¦¦
23-0103977 | Animal | Squirrel | Fuse | Failed/Faulted | 2023 | Tier 2 - Extreme | Distribution Circuit | 8 | 14 | 20230814 | 2190074 | Sus | Y | Animal¦Squirrel¦Fuse¦FailedFaulted
23-0103965 | Unknown Cause | Patrol - found nothing |  |  | 2023 | Tier 2 - Elevated | Distribution Circuit | 8 | 14 | 20230814 | 2190079 | Sus | Y | UnknownCause¦Patrolfoundnothing¦¦
23-0104490 | Equipment Failure/Involved | Overhead | Pole-Wood | Normal | 2023 | Tier 2 - Elevated | Transformer only | 8 | 15 | 20230815 | 2191584 | Sus | Y | EquipmentFailureInvolved¦Overhead¦PoleWood¦Normal
23-0104635 | Vegetation | Tree - fell into line | Conductor, Overhead | Broken, wire on ground | 2023 | Tier 2 - Elevated | Distribution Circuit | 8 | 15 | 20230815 | 2191764 | Sus | Y | Vegetation¦Treefellintoline¦ConductorOverhead¦Brokenwireonground
23-0105910 | Equipment Failure/Involved | Overhead | Pole-Wood | Normal | 2023 | Tier 2 - Elevated | Transformer only | 8 | 18 | 20230818 | 2194500 | Sus | Y | EquipmentFailureInvolved¦Overhead¦PoleWood¦Normal
23-0106368 | Vegetation | Tree - branch fell on line | Conductor, Overhead | Bent or Twisted | 2023 | Tier 2 - Elevated | Transformer only | 8 | 19 | 20230819 | 2195618 | Sus | Y | Vegetation¦Treebranchfellonline¦ConductorOverhead¦BentorTwisted
23-0107200 | Equipment Failure/Involved | Overhead | Transformer (OH) | Failed/Faulted | 2023 | Tier 2 - Elevated | Transformer only | 8 | 21 | 20230821 | 2198153 | Sus | Y | EquipmentFailureInvolved¦Overhead¦Transformer(OH)¦FailedFaulted
23-0107437 | Unknown Cause | Patrol - found nothing |  |  | 2023 | Tier 2 - Elevated | Distribution Circuit | 8 | 22 | 20230822 | 2198982 | Sus | Y | UnknownCause¦Patrolfoundnothing¦¦
23-0108724 | Vegetation | Tree - branch fell on line | Service conductor | Broken | 2023 | Tier 2 - Elevated | Transformer only | 8 | 24 | 20230824 | 2201135 | Sus | Y | Vegetation¦Treebranchfellonline¦Serviceconductor¦Broken
23-0108679 | Unknown Cause | Patrol - found nothing |  |  | 2023 | Tier 2 - Elevated | Distribution Circuit | 8 | 24 | 20230824 | 2201377 | Sus | Y | UnknownCause¦Patrolfoundnothing¦¦
23-0108883 | Equipment Failure/Involved | Overhead | Pothead(Riser Termination) | Burned/flashed | 2023 | Tier 2 - Elevated | Distribution Circuit | 8 | 25 | 20230825 | 2201737 | Sus | Y | EquipmentFailureInvolved¦Overhead¦Pothead(RiserTermination)¦Burnedflashed
23-0109254 | Unknown Cause | Patrol - found nothing |  |  | 2023 | Tier 2 - Elevated | Distribution Circuit | 8 | 25 | 20230825 | 2202336 | Sus | Y | UnknownCause¦Patrolfoundnothing¦¦
23-0109273 | Vegetation | Tree - branch fell on line | Conductor, Overhead | Normal | 2023 | Tier 2 - Extreme | Distribution Circuit | 8 | 25 | 20230825 | 2202365 | Sus | Y | Vegetation¦Treebranchfellonline¦ConductorOverhead¦Normal
23-0110465 | Animal | Bird found | Conductor, Overhead | Normal | 2023 | Tier 2 - Elevated | Distribution Circuit | 8 | 29 | 20230829 | 2205419 | Sus | Y | Animal¦Birdfound¦ConductorOverhead¦Normal
23-0111089 | Equipment Failure/Involved | Overhead | Transformer | Failed/Faulted | 2023 | Tier 2 - Elevated | Transformer only | 8 | 31 | 20230831 | 2206588 | Sus | Y | EquipmentFailureInvolved¦Overhead¦Transformer¦FailedFaulted
23-0111076 | Company Initiated | Personnel, company | Recloser | Normal | 2023 | Tier 2 - Elevated | Distribution Circuit | 8 | 31 | 20230831 | 2206618 | Sus | Y | CompanyInitiated¦Personnelcompany¦Recloser¦Normal
23-0111302 | Animal | Squirrel | Cutout, fuse holder | Normal | 2023 | Tier 2 - Elevated | Distribution Circuit | 8 | 31 | 20230831 | 2207039 | Sus | Y | Animal¦Squirrel¦Cutoutfuseholder¦Normal
23-0112282 | Equipment Failure/Involved | Underground | Transformer (UG) | Failed/Faulted | 2023 | Tier 2 - Elevated | Distribution Circuit | 9 | 4 | 20230904 | 2209241 | Sus | Y | EquipmentFailureInvolved¦Underground¦Transformer(UG)¦FailedFaulted
23-0112430 | Equipment Failure/Involved | Overhead | Pole-Wood | Deteriorated | 2023 | Tier 2 - Extreme | Transformer only | 9 | 5 | 20230905 | 2209663 | Sus | Y | EquipmentFailureInvolved¦Overhead¦PoleWood¦Deteriorated
23-0112820 | 3rd Party | Dig in, 3rd party | Secondary | Broken | 2023 | Tier 2 - Elevated | Distribution Circuit | 9 | 5 | 20230905 | 2210407 | Sus | Y | 3rdParty¦Digin3rdparty¦Secondary¦Broken
23-0112973 | Equipment Failure/Involved | Overhead | Cutout, fuse holder | Broken | 2023 | Tier 2 - Elevated | Transformer only | 9 | 6 | 20230906 | 2210661 | Sus | Y | EquipmentFailureInvolved¦Overhead¦Cutoutfuseholder¦Broken
23-0113013 | Equipment Failure/Involved | Overhead | Cutout, fuse holder | Broken | 2023 | Tier 2 - Elevated | Transformer only | 9 | 6 | 20230906 | 2210777 | Sus | Y | EquipmentFailureInvolved¦Overhead¦Cutoutfuseholder¦Broken
23-0114094 | Unknown Cause | Patrol - found nothing |  |  | 2023 | Tier 2 - Elevated | Distribution Circuit | 9 | 8 | 20230908 | 2212673 | Sus | Y | UnknownCause¦Patrolfoundnothing¦¦
23-0114165 | Equipment Failure/Involved | Overhead | Secondary | Broken | 2023 | Tier 2 - Elevated | Transformer only | 9 | 8 | 20230908 | 2212765 | Sus | Y | EquipmentFailureInvolved¦Overhead¦Secondary¦Broken
23-0115965 | Company Initiated | Personnel, company | Recloser | Malfunctioning | 2023 | Tier 2 - Elevated | Distribution Circuit | 9 | 13 | 20230913 | 2217615 | Sus | Y | CompanyInitiated¦Personnelcompany¦Recloser¦Malfunctioning
23-0116279 | Unknown Cause | Patrol - found nothing |  |  | 2023 | Tier 2 - Elevated | Distribution Circuit | 9 | 13 | 20230913 | 2218189 | Sus | Y | UnknownCause¦Patrolfoundnothing¦¦
23-0117027 | Company Initiated | Personnel, company | Jumper | Normal | 2023 | Tier 2 - Elevated | Distribution Circuit | 9 | 15 | 20230915 | 2219478 | Sus | Y | CompanyInitiated¦Personnelcompany¦Jumper¦Normal
23-0117560 | Animal | Bird found | Conductor, Overhead | Normal | 2023 | Tier 2 - Elevated | Distribution Circuit | 9 | 17 | 20230917 | 2221072 | Sus | Y | Animal¦Birdfound¦ConductorOverhead¦Normal
23-0117685 | Equipment Failure/Involved | Overhead | Connector or Splice (OH) | Broken, wire on ground | 2023 | Tier 2 - Elevated | Distribution Circuit | 9 | 18 | 20230918 | 2221413 | Sus | Y | EquipmentFailureInvolved¦Overhead¦ConnectororSplice(OH)¦Brokenwireonground
23-0118102 | Unknown Cause | Patrol - found nothing |  |  | 2023 | Tier 2 - Elevated | Distribution Circuit | 9 | 19 | 20230919 | 2222267 | Sus | Y | UnknownCause¦Patrolfoundnothing¦¦
23-0119119 | Vegetation | Tree - fell into line | Conductor, Overhead | Broken | 2023 | Tier 2 - Elevated | Distribution Circuit | 9 | 21 | 20230921 | 2223874 | Sus | Y | Vegetation¦Treefellintoline¦ConductorOverhead¦Broken
23-0119304 | Unknown Cause | Patrol - found nothing |  |  | 2023 | Tier 2 - Elevated | Distribution Circuit | 9 | 21 | 20230921 | 2224103 | Sus | Y | UnknownCause¦Patrolfoundnothing¦¦
23-0119306 | Unknown Cause | Patrol - found nothing |  |  | 2023 | Tier 2 - Elevated | Distribution Circuit | 9 | 21 | 20230921 | 2224107 | Sus | Y | UnknownCause¦Patrolfoundnothing¦¦
23-0120499 | Unknown Cause | Patrol - found nothing |  |  | 2023 | Tier 2 - Elevated | Distribution Circuit | 9 | 25 | 20230925 | 2226749 | Sus | Y | UnknownCause¦Patrolfoundnothing¦¦
23-0120955 | Equipment Failure/Involved | Electrical Overload | Transformer | Failed/Faulted | 2023 | Tier 2 - Extreme | Transformer only | 9 | 26 | 20230926 | 2227503 | Sus | Y | EquipmentFailureInvolved¦ElectricalOverload¦Transformer¦FailedFaulted
23-0121134 | 3rd Party | Vandalism | Conductor, Overhead | Normal | 2023 | Tier 2 - Elevated | Distribution Circuit | 9 | 26 | 20230926 | 2227875 | Sus | Y | 3rdParty¦Vandalism¦ConductorOverhead¦Normal
23-0121183 | Animal | Bird found | Conductor, Overhead | Normal | 2023 | Tier 2 - Elevated | Distribution Circuit | 9 | 26 | 20230926 | 2228001 | Sus | Y | Animal¦Birdfound¦ConductorOverhead¦Normal
23-0122309 | Equipment Failure/Involved | Overhead | Pole-Wood | Broken | 2023 | Tier 2 - Elevated | Distribution Circuit | 9 | 28 | 20230928 | 2229870 | Sus | Y | EquipmentFailureInvolved¦Overhead¦PoleWood¦Broken
23-0122845 | Animal | Other | Conductor, Overhead | Normal | 2023 | Tier 2 - Elevated | Distribution Circuit | 9 | 30 | 20230930 | 2231346 | Sus | Y | Animal¦Other¦ConductorOverhead¦Normal
23-0123062 | Animal | Bird found | Conductor, Overhead | Normal | 2023 | Tier 2 - Elevated | Distribution Circuit | 10 | 1 | 20231001 | 2231986 | Sus | Y | Animal¦Birdfound¦ConductorOverhead¦Normal
23-0123131 | Unknown Cause | Patrol - found nothing |  |  | 2023 | Tier 2 - Elevated | Distribution Circuit | 10 | 1 | 20231001 | 2232200 | Sus | Y | UnknownCause¦Patrolfoundnothing¦¦
23-0123106 | 3rd Party | Vehicle | Anchor or Guy | Broken | 2023 | Tier 2 - Elevated | Distribution Circuit | 10 | 1 | 20231001 | 2232201 | Sus | Y | 3rdParty¦Vehicle¦AnchororGuy¦Broken
23-0123124 | Company Initiated | Personnel, company | Recloser | Malfunctioning | 2023 | Tier 2 - Elevated | Distribution Circuit | 10 | 2 | 20231002 | 2232779 | Sus | Y | CompanyInitiated¦Personnelcompany¦Recloser¦Malfunctioning
23-0123124 | Company Initiated | Personnel, company | Recloser | Malfunctioning | 2023 | Tier 2 - Elevated | Distribution Circuit | 10 | 2 | 20231002 | 2232814 | Sus | Y | CompanyInitiated¦Personnelcompany¦Recloser¦Malfunctioning
23-0123877 | Unknown Cause | Patrol - found nothing |  |  | 2023 | Tier 2 - Elevated | Distribution Circuit | 10 | 3 | 20231003 | 2233825 | Sus | Y | UnknownCause¦Patrolfoundnothing¦¦
23-0123891 | 3rd Party | Vehicle | Pole-Wood | Broken | 2023 | Tier 2 - Elevated | Distribution Circuit | 10 | 3 | 20231003 | 2233839 | Sus | Y | 3rdParty¦Vehicle¦PoleWood¦Broken
23-0123912 | Unknown Cause | Patrol - found nothing |  |  | 2023 | Tier 2 - Elevated | Distribution Circuit | 10 | 3 | 20231003 | 2233870 | Sus | Y | UnknownCause¦Patrolfoundnothing¦¦
23-0124024 | Unknown Cause | Patrol - found nothing |  |  | 2023 | Tier 2 - Elevated | Distribution Circuit | 10 | 3 | 20231003 | 2233974 | Sus | Y | UnknownCause¦Patrolfoundnothing¦¦
23-0124357 | Company Initiated | Personnel, company | Fuse | Normal | 2023 | Tier 2 - Elevated | Distribution Circuit | 10 | 4 | 20231004 | 2234629 | Sus | Y | CompanyInitiated¦Personnelcompany¦Fuse¦Normal
23-0124769 | Company Initiated | Personnel, company | Recloser | Malfunctioning | 2023 | Tier 2 - Elevated | Distribution Circuit | 10 | 5 | 20231005 | 2235444 | Sus | Y | CompanyInitiated¦Personnelcompany¦Recloser¦Malfunctioning
23-0124816 | Unknown Cause | Patrol - found nothing |  |  | 2023 | Tier 2 - Elevated | Distribution Circuit | 10 | 5 | 20231005 | 2235578 | Sus | Y | UnknownCause¦Patrolfoundnothing¦¦
23-0124988 | Company Initiated | Personnel, company | Conductor, Overhead | Normal | 2023 | Tier 2 - Elevated | Distribution Circuit | 10 | 5 | 20231005 | 2235816 | Sus | Y | CompanyInitiated¦Personnelcompany¦ConductorOverhead¦Normal
23-0125694 | Animal | Squirrel | Fuse | Normal | 2023 | Tier 2 - Elevated | Distribution Circuit | 10 | 7 | 20231007 | 2237435 | Sus | Y | Animal¦Squirrel¦Fuse¦Normal
23-0125788 | Equipment Failure/Involved | Overhead | Pole-Wood | Deteriorated | 2023 | Tier 2 - Elevated | Distribution Circuit | 10 | 7 | 20231007 | 2237845 | Sus | Y | EquipmentFailureInvolved¦Overhead¦PoleWood¦Deteriorated
23-0126131 | Animal | Bird found | Conductor, Overhead | Normal | 2023 | Tier 2 - Elevated | Distribution Circuit | 10 | 9 | 20231009 | 2239080 | Sus | Y | Animal¦Birdfound¦ConductorOverhead¦Normal
23-0126267 | Equipment Failure/Involved | Underground | Transformer (UG) | Broken | 2023 | Tier 2 - Elevated | Distribution Circuit | 10 | 9 | 20231009 | 2239387 | Sus | Y | EquipmentFailureInvolved¦Underground¦Transformer(UG)¦Broken
23-0126322 | Unknown Cause | Patrol - found nothing |  |  | 2023 | Tier 2 - Elevated | Distribution Circuit | 10 | 10 | 20231010 | 2239473 | Sus | Y | UnknownCause¦Patrolfoundnothing¦¦
23-0126525 | Company Initiated | Personnel, company | Switch (OH) | Normal | 2023 | Tier 2 - Elevated | Distribution Circuit | 10 | 10 | 20231010 | 2239954 | Sus | Y | CompanyInitiated¦Personnelcompany¦Switch(OH)¦Normal
23-0128262 | Equipment Failure/Involved | Overhead | Connector or Splice (OH) | Deteriorated | 2023 | Tier 2 - Elevated | Transformer only | 10 | 14 | 20231014 | 2243176 | Sus | Y | EquipmentFailureInvolved¦Overhead¦ConnectororSplice(OH)¦Deteriorated
23-0128315 | Equipment Failure/Involved | Overhead | Fuse | Broken | 2023 | Tier 2 - Elevated | Transformer only | 10 | 14 | 20231014 | 2243335 | Sus | Y | EquipmentFailureInvolved¦Overhead¦Fuse¦Broken
23-0131094 | Equipment Failure/Involved | Overhead | Transformer (OH) | Failed/Faulted | 2023 | Tier 2 - Elevated | Distribution Circuit | 10 | 22 | 20231022 | 2249136 | Sus | Y | EquipmentFailureInvolved¦Overhead¦Transformer(OH)¦FailedFaulted
23-0133538 | Equipment Failure/Involved | Overhead | Transformer (OH) | Failed/Faulted | 2023 | Tier 2 - Extreme | Transformer only | 10 | 28 | 20231028 | 2254198 | Sus | Y | EquipmentFailureInvolved¦Overhead¦Transformer(OH)¦FailedFaulted
23-0133930 | Equipment Failure/Involved | Overhead | Transformer (OH) | Broken | 2023 | Tier 2 - Elevated | Transformer only | 10 | 30 | 20231030 | 2255267 | Sus | Y | EquipmentFailureInvolved¦Overhead¦Transformer(OH)¦Broken
23-0134934 | Vegetation | Tree - fell into line | Pole-Wood | Broken, wire on ground | 2023 | Tier 2 - Elevated | Transformer only | 11 | 1 | 20231101 | 2257853 | Sus | Y | Vegetation¦Treefellintoline¦PoleWood¦Brokenwireonground
23-0120240 | Company Initiated | Coordination failure | Interrupter | Malfunctioning | 2023 | Tier 2 - Elevated | Distribution Circuit | 11 | 2 | 20231102 | 2257973 | Sus | Y | CompanyInitiated¦Coordinationfailure¦Interrupter¦Malfunctioning
23-0135643 | Equipment Failure/Involved | Overhead | Transformer | Failed/Faulted | 2023 | Tier 2 - Elevated | Transformer only | 11 | 3 | 20231103 | 2259163 | Sus | Y | EquipmentFailureInvolved¦Overhead¦Transformer¦FailedFaulted
23-0135734 | Unknown Cause | Patrol - found nothing |  |  | 2023 | Tier 2 - Elevated | Distribution Circuit | 11 | 3 | 20231103 | 2259383 | Sus | Y | UnknownCause¦Patrolfoundnothing¦¦
23-0136009 | Unknown Cause | Patrol - found nothing |  |  | 2023 | Tier 2 - Elevated | Transformer only | 11 | 5 | 20231105 | 2260475 | Sus | Y | UnknownCause¦Patrolfoundnothing¦¦
23-0136040 | Unknown Cause | Patrol - found nothing |  |  | 2023 | Tier 2 - Elevated | Distribution Circuit | 11 | 5 | 20231105 | 2260692 | Sus | Y | UnknownCause¦Patrolfoundnothing¦¦
23-0136693 | Equipment Failure/Involved | Overhead | Transformer (OH) | Failed/Faulted | 2023 | Tier 2 - Elevated | Transformer only | 11 | 7 | 20231107 | 2262404 | Sus | Y | EquipmentFailureInvolved¦Overhead¦Transformer(OH)¦FailedFaulted
23-0136924 | Unknown Cause | Patrol - found nothing |  |  | 2023 | Tier 2 - Elevated | Distribution Circuit | 11 | 8 | 20231108 | 2263317 | Sus | Y | UnknownCause¦Patrolfoundnothing¦¦
23-0137223 | Unknown Cause | Patrol - found nothing |  |  | 2023 | Tier 2 - Elevated | Distribution Circuit | 11 | 8 | 20231108 | 2264454 | Sus | Y | UnknownCause¦Patrolfoundnothing¦¦
23-0137359 | Unknown Cause | Patrol - found nothing |  |  | 2023 | Tier 2 - Elevated | Distribution Circuit | 11 | 9 | 20231109 | 2264782 | Sus | Y | UnknownCause¦Patrolfoundnothing¦¦
23-0137571 | Unknown Cause | Patrol - found nothing |  |  | 2023 | Tier 2 - Elevated | Transformer only | 11 | 9 | 20231109 | 2265238 | Sus | Y | UnknownCause¦Patrolfoundnothing¦¦
23-0137660 | Equipment Failure/Involved | Overhead | Jumper | Arcing | 2023 | Tier 2 - Elevated | Transformer only | 11 | 9 | 20231109 | 2265534 | Sus | Y | EquipmentFailureInvolved¦Overhead¦Jumper¦Arcing
23-0138210 | Unknown Cause | Patrol - found nothing |  |  | 2023 | Tier 2 - Elevated | Distribution Circuit | 11 | 12 | 20231112 | 2267217 | Sus | Y | UnknownCause¦Patrolfoundnothing¦¦
23-0127579 | Company Initiated | Personnel, company | Conductor, Overhead | Normal | 2023 | Tier 2 - Elevated | Distribution Circuit | 11 | 14 | 20231114 | 2268881 | Sus | Y | CompanyInitiated¦Personnelcompany¦ConductorOverhead¦Normal
23-0139048 | Company Initiated | Coordination failure | Recloser | Malfunctioning | 2023 | Tier 2 - Elevated | Distribution Circuit | 11 | 14 | 20231114 | 2269276 | Sus | Y | CompanyInitiated¦Coordinationfailure¦Recloser¦Malfunctioning
23-0139090 | Unknown Cause | Patrol - found nothing |  |  | 2023 | Tier 2 - Elevated | Distribution Circuit | 11 | 15 | 20231115 | 2269379 | Sus | Y | UnknownCause¦Patrolfoundnothing¦¦
23-0139575 | Unknown Cause | Patrol - not conducted |  |  | 2023 | Tier 2 - Elevated | Distribution Circuit | 11 | 15 | 20231115 | 2270187 | Sus | Y | UnknownCause¦Patrolnotconducted¦¦
23-0139624 | Vegetation | Tree - branch fell on line | Conductor, Overhead | Broken, wire on ground | 2023 | Tier 2 - Elevated | Distribution Circuit | 11 | 15 | 20231115 | 2270258 | Sus | Y | Vegetation¦Treebranchfellonline¦ConductorOverhead¦Brokenwireonground
23-0140742 | Vegetation | Tree - branch fell on line | Conductor, Overhead | Normal | 2023 | Tier 2 - Elevated | Distribution Circuit | 11 | 18 | 20231118 | 2272002 | Sus | Y | Vegetation¦Treebranchfellonline¦ConductorOverhead¦Normal
23-0140922 | Equipment Failure/Involved | Overhead | Jumper | Arcing | 2023 | Tier 2 - Elevated | Distribution Circuit | 11 | 18 | 20231118 | 2272477 | Sus | Y | EquipmentFailureInvolved¦Overhead¦Jumper¦Arcing
23-0140868 | Vegetation | Tree - branch fell on line | Conductor, Overhead | Normal | 2023 | Tier 2 - Elevated | Distribution Circuit | 11 | 18 | 20231118 | 2272547 | Sus | Y | Vegetation¦Treebranchfellonline¦ConductorOverhead¦Normal
23-0141544 | 3rd Party | Dig in, 3rd party | Service conductor | Bent or Twisted | 2023 | Tier 2 - Elevated | Transformer only | 11 | 20 | 20231120 | 2274464 | Sus | Y | 3rdParty¦Digin3rdparty¦Serviceconductor¦BentorTwisted
23-0142012 | Equipment Failure/Involved | Overhead | Jumper | Burned/flashed | 2023 | Tier 2 - Elevated | Distribution Circuit | 11 | 21 | 20231121 | 2275305 | Sus | Y | EquipmentFailureInvolved¦Overhead¦Jumper¦Burnedflashed
23-0143768 | Unknown Cause | Patrol - found nothing |  |  | 2023 | Tier 2 - Elevated | Distribution Circuit | 11 | 29 | 20231129 | 2279734 | Sus | Y | UnknownCause¦Patrolfoundnothing¦¦
23-0144248 | Unknown Cause | Patrol - found nothing |  |  | 2023 | Tier 2 - Extreme | Distribution Circuit | 11 | 30 | 20231130 | 2280646 | Sus | Y | UnknownCause¦Patrolfoundnothing¦¦
23-0144882 | 3rd Party | Vehicle | Pole-Wood | Broken | 2023 | Tier 2 - Elevated | Distribution Circuit | 12 | 2 | 20231202 | 2282010 | Sus | N | 3rdParty¦Vehicle¦PoleWood¦Broken
23-0144967 | Equipment Failure/Involved | Overhead | Crossarm, Wood | Broken | 2023 | Tier 2 - Elevated | Distribution Circuit | 12 | 2 | 20231202 | 2282402 | Sus | N | EquipmentFailureInvolved¦Overhead¦CrossarmWood¦Broken
23-0145113 | Unknown Cause | Patrol - found nothing |  |  | 2023 | Tier 2 - Elevated | Distribution Circuit | 12 | 4 | 20231204 | 2283051 | Sus | N | UnknownCause¦Patrolfoundnothing¦¦
23-0145536 | Equipment Failure/Involved | Overhead | Jumper | Arcing | 2023 | Tier 2 - Elevated | Distribution Circuit | 12 | 5 | 20231205 | 2284359 | Sus | N | EquipmentFailureInvolved¦Overhead¦Jumper¦Arcing
23-0146534 | Equipment Failure/Involved | Overhead | Service conductor | Deteriorated | 2023 | Tier 2 - Elevated | Transformer only | 12 | 8 | 20231208 | 2286997 | Sus | N | EquipmentFailureInvolved¦Overhead¦Serviceconductor¦Deteriorated
23-0146738 | Unknown Cause | Patrol - found nothing |  |  | 2023 | Tier 2 - Elevated | Transformer only | 12 | 10 | 20231210 | 2288235 | Sus | N | UnknownCause¦Patrolfoundnothing¦¦
23-0146915 | Unknown Cause | Patrol - found nothing |  |  | 2023 | Tier 2 - Elevated | Transformer only | 12 | 11 | 20231211 | 2289358 | Sus | N | UnknownCause¦Patrolfoundnothing¦¦
23-0147129 | Unknown Cause | Patrol - found nothing |  |  | 2023 | Tier 2 - Elevated | Distribution Circuit | 12 | 12 | 20231212 | 2290309 | Sus | N | UnknownCause¦Patrolfoundnothing¦¦
23-0147161 | Unknown Cause | Patrol - found nothing |  |  | 2023 | Tier 2 - Elevated | Distribution Circuit | 12 | 13 | 20231213 | 2290489 | Sus | N | UnknownCause¦Patrolfoundnothing¦¦
23-0147685 | Unknown Cause | Patrol - found nothing |  |  | 2023 | Tier 2 - Elevated | Distribution Circuit | 12 | 16 | 20231216 | 2293337 | Sus | N | UnknownCause¦Patrolfoundnothing¦¦
23-0148290 | Unknown Cause | Patrol - not conducted |  |  | 2023 | Tier 2 - Elevated | Distribution Circuit | 12 | 20 | 20231220 | 2296777 | Sus | N | UnknownCause¦Patrolnotconducted¦¦
23-0148296 | Unknown Cause | Patrol - not conducted |  |  | 2023 | Tier 2 - Elevated | Distribution Circuit | 12 | 20 | 20231220 | 2296778 | Sus | N | UnknownCause¦Patrolnotconducted¦¦
23-0148422 | Unknown Cause | Patrol - found nothing |  |  | 2023 | Tier 2 - Elevated | Distribution Circuit | 12 | 20 | 20231220 | 2297247 | Sus | N | UnknownCause¦Patrolfoundnothing¦¦
23-0148465 | Equipment Failure/Involved | Overhead | Jumper | Burned Open | 2023 | Tier 2 - Elevated | Distribution Circuit | 12 | 21 | 20231221 | 2297600 | Sus | N | EquipmentFailureInvolved¦Overhead¦Jumper¦BurnedOpen
23-0148523 | Equipment Failure/Involved | Overhead | Transformer (OH) | Failed/Faulted | 2023 | Tier 2 - Elevated | Transformer only | 12 | 21 | 20231221 | 2297940 | Sus | N | EquipmentFailureInvolved¦Overhead¦Transformer(OH)¦FailedFaulted
23-0148878 | Equipment Failure/Involved | Overhead | Pole-Wood | Deteriorated | 2023 | Tier 2 - Elevated | Transformer only | 12 | 26 | 20231226 | 2299860 | Sus | N | EquipmentFailureInvolved¦Overhead¦PoleWood¦Deteriorated
23-0148999 | Equipment Failure/Involved | Overhead | PGs, Kearneys | Deteriorated | 2023 | Tier 2 - Elevated | Transformer only | 12 | 27 | 20231227 | 2300404 | Sus | N | EquipmentFailureInvolved¦Overhead¦PGsKearneys¦Deteriorated
23-0149047 | Unknown Cause | Patrol - found nothing |  |  | 2023 | Tier 2 - Elevated | Distribution Circuit | 12 | 27 | 20231227 | 2300913 | Sus | N | UnknownCause¦Patrolfoundnothing¦¦
23-0149343 | Equipment Failure/Involved | Overhead | Connector or Splice (OH) | Broken, wire on ground | 2023 | Tier 2 - Elevated | Distribution Circuit | 12 | 30 | 20231230 | 2302468 | Sus | N | EquipmentFailureInvolved¦Overhead¦ConnectororSplice(OH)¦Brokenwireonground
23-0149363 | Equipment Failure/Involved | Overhead | Crossarm, Wood | Broken | 2023 | Tier 2 - Extreme | Distribution Circuit | 12 | 30 | 20231230 | 2302757 | Sus | N | EquipmentFailureInvolved¦Overhead¦CrossarmWood¦Broken
23-0006683 | Vegetation | Tree - fell into line | Conductor, Overhead | Normal | 2023 | Tier 2 - Extreme | Distribution Circuit | 1 | 4 | 20230104 | 1917051 | Sus | N | Vegetation¦Treefellintoline¦ConductorOverhead¦Normal
23-0006570 | Vegetation | Tree - fell into line | Conductor, Overhead | Together | 2023 | Tier 2 - Elevated | Distribution Circuit | 1 | 4 | 20230104 | 1918918 | Sus | N | Vegetation¦Treefellintoline¦ConductorOverhead¦Together
23-0007243 | Vegetation | Tree - branch fell on line | Conductor, Overhead | Normal | 2023 | Tier 2 - Elevated | Distribution Circuit | 1 | 5 | 20230105 | 1921225 | Sus | N | Vegetation¦Treebranchfellonline¦ConductorOverhead¦Normal
23-0011289 | Vegetation | Tree - fell into line | Fuse | Burned Open | 2023 | Tier 2 - Extreme | Distribution Circuit | 1 | 9 | 20230109 | 1938212 | Sus | N | Vegetation¦Treefellintoline¦Fuse¦BurnedOpen
23-0011302 | Vegetation | Tree - fell into line | Conductor, Overhead | Broken, wire on ground | 2023 | Tier 2 - Extreme | Distribution Circuit | 1 | 9 | 20230109 | 1938202 | Sus | N | Vegetation¦Treefellintoline¦ConductorOverhead¦Brokenwireonground
23-0017278 | Vegetation | Tree - branch fell on line | Service conductor | Broken, wire on ground | 2023 | Tier 2 - Elevated | Transformer only | 1 | 16 | 20230116 | 1958241 | Sus | N | Vegetation¦Treebranchfellonline¦Serviceconductor¦Brokenwireonground
23-0019858 | Unknown Cause | Patrol - found nothing |  |  | 2023 | Tier 2 - Extreme | Distribution Circuit | 1 | 22 | 20230122 | 1964569 | Sus | N | UnknownCause¦Patrolfoundnothing¦¦
23-0022738 | Equipment Failure/Involved | Overhead | Customer Equipment | Broken | 2023 | Tier 2 - Elevated | Distribution Circuit | 1 | 29 | 20230129 | 1970987 | Sus | N | EquipmentFailureInvolved¦Overhead¦CustomerEquipment¦Broken
23-0024753 | Unknown Cause | Patrol - found nothing |  |  | 2023 | Tier 2 - Extreme | Distribution Circuit | 2 | 3 | 20230203 | 1975664 | Sus | N | UnknownCause¦Patrolfoundnothing¦¦
23-0025452 | Unknown Cause | Patrol - found nothing |  |  | 2023 | Tier 2 - Elevated | Distribution Circuit | 2 | 5 | 20230205 | 1977645 | Sus | N | UnknownCause¦Patrolfoundnothing¦¦
23-0027837 | Equipment Failure/Involved | Overhead | Transformer (OH) | Burned/flashed | 2023 | Tier 2 - Extreme | Transformer only | 2 | 11 | 20230211 | 1982286 | Sus | N | EquipmentFailureInvolved¦Overhead¦Transformer(OH)¦Burnedflashed
23-0030580 | Unknown Cause | Patrol - found nothing |  |  | 2023 | Tier 2 - Elevated | Distribution Circuit | 2 | 19 | 20230219 | 1988992 | Sus | N | UnknownCause¦Patrolfoundnothing¦¦
23-0034027 | Equipment Failure/Involved | Overhead | Pole-Wood | Broken, wire on ground | 2023 | Tier 2 - Extreme | Distribution Circuit | 2 | 24 | 20230224 | 2003468 | Sus | N | EquipmentFailureInvolved¦Overhead¦PoleWood¦Brokenwireonground
23-0045667 | Equipment Failure/Involved | Overhead | Conductor, Overhead | Normal | 2023 | Tier 2 - Elevated | Distribution Circuit | 3 | 14 | 20230314 | 2039188 | Sus | N | EquipmentFailureInvolved¦Overhead¦ConductorOverhead¦Normal
23-0045545 | Vegetation | Tree - branch fell on line | Conductor, Overhead | Normal | 2023 | Tier 2 - Elevated | Distribution Circuit | 3 | 14 | 20230314 | 2041363 | Sus | N | Vegetation¦Treebranchfellonline¦ConductorOverhead¦Normal
23-0047504 | Vegetation | Tree - cutting, PG&E contractor | Conductor, Overhead | Normal | 2023 | Tier 2 - Elevated | Distribution Circuit | 3 | 17 | 20230317 | 2049845 | Sus | N | Vegetation¦TreecuttingPG&Econtractor¦ConductorOverhead¦Normal
23-0048264 | Unknown Cause | Patrol - found nothing |  |  | 2023 | Tier 2 - Extreme | Distribution Circuit | 3 | 18 | 20230318 | 2050901 | Sus | N | UnknownCause¦Patrolfoundnothing¦¦
23-0048351 | Equipment Failure/Involved | Overhead | Fuse | Failed/Faulted | 2023 | Tier 2 - Extreme | Transformer only | 3 | 18 | 20230318 | 2050993 | Sus | N | EquipmentFailureInvolved¦Overhead¦Fuse¦FailedFaulted
23-0051467 | Unknown Cause | Patrol - found nothing |  |  | 2023 | Tier 2 - Extreme | Distribution Circuit | 3 | 23 | 20230323 | 2064595 | Sus | N | UnknownCause¦Patrolfoundnothing¦¦
23-0054843 | Equipment Failure/Involved | Underground | Service conductor | Broken | 2023 | Tier 2 - Elevated | Transformer only | 3 | 30 | 20230330 | 2073854 | Sus | N | EquipmentFailureInvolved¦Underground¦Serviceconductor¦Broken
23-0058550 | Equipment Failure/Involved | Underground | Conductor, Underground | Deteriorated | 2023 | Tier 2 - Elevated | Distribution Circuit | 4 | 7 | 20230407 | 2082607 | Sus | N | EquipmentFailureInvolved¦Underground¦ConductorUnderground¦Deteriorated
23-0066323 | Equipment Failure/Involved | Overhead | Jumper | Burned Open | 2023 | Tier 2 - Elevated | Distribution Circuit | 4 | 29 | 20230429 | 2100001 | Sus | N | EquipmentFailureInvolved¦Overhead¦Jumper¦BurnedOpen
23-0066422 | Unknown Cause | Patrol - found nothing |  |  | 2023 | Tier 2 - Elevated | Distribution Circuit | 4 | 30 | 20230430 | 2100494 | Sus | N | UnknownCause¦Patrolfoundnothing¦¦
23-0068742 | Equipment Failure/Involved | Overhead | Transformer (OH) | Failed/Faulted | 2023 | Tier 2 - Elevated | Transformer only | 5 | 5 | 20230505 | 2105421 | Sus | Y | EquipmentFailureInvolved¦Overhead¦Transformer(OH)¦FailedFaulted
23-0068888 | Unknown Cause | Patrol - not conducted |  |  | 2023 | Tier 2 - Elevated | Distribution Circuit | 5 | 5 | 20230505 | 2105659 | Sus | Y | UnknownCause¦Patrolnotconducted¦¦
23-0070869 | Unknown Cause | Patrol - found nothing |  |  | 2023 | Tier 2 - Elevated | Distribution Circuit | 5 | 11 | 20230511 | 2110102 | Sus | Y | UnknownCause¦Patrolfoundnothing¦¦
23-0071341 | Unknown Cause | Patrol - found nothing |  |  | 2023 | Tier 2 - Elevated | Distribution Circuit | 5 | 12 | 20230512 | 2111181 | Sus | Y | UnknownCause¦Patrolfoundnothing¦¦
23-0071990 | Unknown Cause | Patrol - found nothing |  |  | 2023 | Tier 2 - Elevated | Transformer only | 5 | 15 | 20230515 | 2113032 | Sus | Y | UnknownCause¦Patrolfoundnothing¦¦
23-0072976 | Unknown Cause | Patrol - found nothing |  |  | 2023 | Tier 2 - Extreme | Distribution Circuit | 5 | 18 | 20230518 | 2115530 | Sus | Y | UnknownCause¦Patrolfoundnothing¦¦
23-0076529 | Unknown Cause | Patrol - found nothing |  |  | 2023 | Tier 2 - Extreme | Distribution Circuit | 5 | 29 | 20230529 | 2123329 | Sus | Y | UnknownCause¦Patrolfoundnothing¦¦
23-0079722 | Unknown Cause | Patrol - found nothing |  |  | 2023 | Tier 2 - Extreme | Distribution Circuit | 6 | 7 | 20230607 | 2131491 | Sus | Y | UnknownCause¦Patrolfoundnothing¦¦
23-0087346 | Environmental/External | Flood/Erosion | Transformer | Failed/Faulted | 2023 | Tier 2 - Elevated | Transformer only | 6 | 29 | 20230629 | 2149200 | Sus | Y | EnvironmentalExternal¦FloodErosion¦Transformer¦FailedFaulted
23-0087759 | Equipment Failure/Involved | Overhead | Fuse | Burned Open | 2023 | Tier 2 - Extreme | Transformer only | 6 | 30 | 20230630 | 2150088 | Sus | Y | EquipmentFailureInvolved¦Overhead¦Fuse¦BurnedOpen
23-0090528 | Unknown Cause | Patrol - found nothing |  |  | 2023 | Tier 2 - Elevated | Distribution Circuit | 7 | 10 | 20230710 | 2158720 | Sus | Y | UnknownCause¦Patrolfoundnothing¦¦
23-0096988 | Animal | Bird found | Conductor, Overhead | Normal | 2023 | Tier 2 - Elevated | Distribution Circuit | 7 | 26 | 20230726 | 2174320 | Sus | Y | Animal¦Birdfound¦ConductorOverhead¦Normal
23-0098885 | Equipment Failure/Involved | Underground | Transformer (UG) | Failed/Faulted | 2023 | Tier 2 - Extreme | Distribution Circuit | 7 | 31 | 20230731 | 2178607 | Sus | Y | EquipmentFailureInvolved¦Underground¦Transformer(UG)¦FailedFaulted
23-0101053 | Equipment Failure/Involved | Overhead | Transformer (OH) | Failed/Faulted | 2023 | Tier 2 - Extreme | Transformer only | 8 | 6 | 20230806 | 2183772 | Sus | Y | EquipmentFailureInvolved¦Overhead¦Transformer(OH)¦FailedFaulted
23-0101953 | Unknown Cause | Patrol - found nothing |  |  | 2023 | Tier 2 - Extreme | Distribution Circuit | 8 | 8 | 20230808 | 2186140 | Sus | Y | UnknownCause¦Patrolfoundnothing¦¦
23-0102130 | Vegetation | Tree - grew into line | Secondary | Together | 2023 | Tier 2 - Extreme | Distribution Circuit | 8 | 9 | 20230809 | 2186623 | Sus | Y | Vegetation¦Treegrewintoline¦Secondary¦Together
23-0108520 | Equipment Failure/Involved | Overhead | Transformer (OH) | Normal | 2023 | Tier 2 - Extreme | Distribution Circuit | 8 | 24 | 20230824 | 2201174 | Sus | Y | EquipmentFailureInvolved¦Overhead¦Transformer(OH)¦Normal
23-0110669 | Equipment Failure/Involved | Overhead | Conductor, Overhead | Broken, wire on ground | 2023 | Tier 2 - Extreme | Distribution Circuit | 8 | 30 | 20230830 | 2205841 | Sus | Y | EquipmentFailureInvolved¦Overhead¦ConductorOverhead¦Brokenwireonground
23-0114415 | Equipment Failure/Involved | Overhead | Crossarm, Wood | Deteriorated | 2023 | Tier 2 - Elevated | Transformer only | 9 | 9 | 20230909 | 2213560 | Sus | Y | EquipmentFailureInvolved¦Overhead¦CrossarmWood¦Deteriorated
23-0120026 | 3rd Party | Vehicle | Conductor, Overhead | Normal | 2023 | Tier 2 - Elevated | Distribution Circuit | 9 | 23 | 20230923 | 2225387 | Sus | Y | 3rdParty¦Vehicle¦ConductorOverhead¦Normal
23-0132621 | 3rd Party | Vehicle | Conductor, Overhead | Broken, wire on ground | 2023 | Tier 2 - Elevated | Distribution Circuit | 10 | 25 | 20231025 | 2251947 | Sus | Y | 3rdParty¦Vehicle¦ConductorOverhead¦Brokenwireonground
23-0133239 | 3rd Party | Vehicle | Pole-Wood | Broken | 2023 | Tier 2 - Extreme | Distribution Circuit | 10 | 27 | 20231027 | 2253326 | Sus | Y | 3rdParty¦Vehicle¦PoleWood¦Broken
23-0134326 | Animal | Squirrel | Fuse | Failed/Faulted | 2023 | Tier 2 - Elevated | Distribution Circuit | 10 | 31 | 20231031 | 2256648 | Sus | Y | Animal¦Squirrel¦Fuse¦FailedFaulted
23-0136083 | Equipment Failure/Involved | Overhead | Conductor, Overhead | Broken, wire on ground | 2023 | Tier 2 - Elevated | Distribution Circuit | 11 | 6 | 20231106 | 2260877 | Sus | Y | EquipmentFailureInvolved¦Overhead¦ConductorOverhead¦Brokenwireonground
23-0142642 | Unknown Cause | Patrol - found nothing |  |  | 2023 | Tier 2 - Elevated | Distribution Circuit | 11 | 24 | 20231124 | 2276582 | Sus | Y | UnknownCause¦Patrolfoundnothing¦¦
23-0142732 | Unknown Cause | Patrol - found nothing |  |  | 2023 | Tier 2 - Elevated | Distribution Circuit | 11 | 25 | 20231125 | 2276840 | Sus | Y | UnknownCause¦Patrolfoundnothing¦¦
23-0145152 | Equipment Failure/Involved | Overhead | Insulator | Broken | 2023 | Tier 2 - Elevated | Distribution Circuit | 12 | 4 | 20231204 | 2283498 | Sus | N | EquipmentFailureInvolved¦Overhead¦Insulator¦Broken
23-0148082 | Vegetation | Tree - branch fell on line | Conductor, Overhead | Normal | 2023 | Tier 2 - Extreme | Distribution Circuit | 12 | 19 | 20231219 | 2295540 | Sus | N | Vegetation¦Treebranchfellonline¦ConductorOverhead¦Normal
23-0004399 | Unknown Cause | Patrol - found nothing |  |  | 2023 | Tier 2 - Extreme | Transformer only | 1 | 1 | 20230101 | 1908349 | Sus | N | UnknownCause¦Patrolfoundnothing¦¦
23-0005100 | Equipment Failure/Involved | Underground | Transformer (UG) | Failed/Faulted | 2023 | Tier 2 - Extreme | Distribution Circuit | 1 | 3 | 20230103 | 1911299 | Sus | N | EquipmentFailureInvolved¦Underground¦Transformer(UG)¦FailedFaulted
23-0005778 | Unknown Cause | Patrol - found nothing |  |  | 2023 | Tier 2 - Extreme | Distribution Circuit | 1 | 4 | 20230104 | 1913370 | Sus | N | UnknownCause¦Patrolfoundnothing¦¦
23-0006197 | Vegetation | Tree - fell into line | Conductor, Overhead | Broken | 2023 | Tier 2 - Elevated | Distribution Circuit | 1 | 4 | 20230104 | 1914587 | Sus | N | Vegetation¦Treefellintoline¦ConductorOverhead¦Broken
23-0006149 | Vegetation | Tree - palm frond fell into line | Conductor, Overhead | Normal | 2023 | Tier 2 - Elevated | Distribution Circuit | 1 | 4 | 20230104 | 1914904 | Sus | N | Vegetation¦Treepalmfrondfellintoline¦ConductorOverhead¦Normal
23-0006335 | 3rd Party | Other | Other | Normal | 2023 | Tier 2 - Elevated | Distribution Circuit | 1 | 4 | 20230104 | 1916226 | Sus | N | 3rdParty¦Other¦Other¦Normal
23-0007786 | Vegetation | Tree - branch fell on line | Conductor, Overhead | Normal | 2023 | Tier 2 - Extreme | Distribution Circuit | 1 | 5 | 20230105 | 1920051 | Sus | N | Vegetation¦Treebranchfellonline¦ConductorOverhead¦Normal
23-0007732 | Equipment Failure/Involved | Overhead | Jumper | Burned Open | 2023 | Tier 2 - Extreme | Distribution Circuit | 1 | 5 | 20230105 | 1923124 | Sus | N | EquipmentFailureInvolved¦Overhead¦Jumper¦BurnedOpen
23-0007861 | Equipment Failure/Involved | Overhead | Conductor, Overhead | Deteriorated | 2023 | Tier 2 - Extreme | Distribution Circuit | 1 | 5 | 20230105 | 1923634 | Sus | N | EquipmentFailureInvolved¦Overhead¦ConductorOverhead¦Deteriorated
23-0008182 | Unknown Cause | Patrol - found nothing |  |  | 2023 | Tier 2 - Extreme | Distribution Circuit | 1 | 6 | 20230106 | 1924239 | Sus | N | UnknownCause¦Patrolfoundnothing¦¦
23-0008479 | Animal | Other | Cutout, fuse holder | Normal | 2023 | Tier 2 - Elevated | Distribution Circuit | 1 | 6 | 20230106 | 1925272 | Sus | N | Animal¦Other¦Cutoutfuseholder¦Normal
23-0008738 | Vegetation | Tree - branch fell on line | Service conductor | Broken | 2023 | Tier 2 - Extreme | Transformer only | 1 | 6 | 20230106 | 1925589 | Sus | N | Vegetation¦Treebranchfellonline¦Serviceconductor¦Broken
23-0008605 | Equipment Failure/Involved | Overhead | Jumper | Burned Open | 2023 | Tier 2 - Extreme | Transformer only | 1 | 6 | 20230106 | 1925761 | Sus | N | EquipmentFailureInvolved¦Overhead¦Jumper¦BurnedOpen
23-0008658 | Unknown Cause | Patrol - not conducted |  |  | 2023 | Tier 2 - Elevated | Distribution Circuit | 1 | 7 | 20230107 | 1925964 | Sus | N | UnknownCause¦Patrolnotconducted¦¦
23-0008670 | Unknown Cause | Patrol - found nothing |  |  | 2023 | Tier 2 - Elevated | Distribution Circuit | 1 | 7 | 20230107 | 1926059 | Sus | N | UnknownCause¦Patrolfoundnothing¦¦
23-0008710 | Unknown Cause | Patrol - found nothing |  |  | 2023 | Tier 2 - Elevated | Distribution Circuit | 1 | 7 | 20230107 | 1926269 | Sus | N | UnknownCause¦Patrolfoundnothing¦¦
23-0008764 | Vegetation | Tree - bark fell into line | Conductor, Overhead | Normal | 2023 | Tier 2 - Extreme | Distribution Circuit | 1 | 7 | 20230107 | 1926512 | Sus | N | Vegetation¦Treebarkfellintoline¦ConductorOverhead¦Normal
23-0008769 | Equipment Failure/Involved | Overhead | Fuse | Failed/Faulted | 2023 | Tier 2 - Elevated | Distribution Circuit | 1 | 7 | 20230107 | 1926536 | Sus | N | EquipmentFailureInvolved¦Overhead¦Fuse¦FailedFaulted
23-0008930 | Vegetation | Tree - fell into line | Conductor, Overhead | Broken, wire on ground | 2023 | Tier 2 - Extreme | Distribution Circuit | 1 | 7 | 20230107 | 1927206 | Sus | N | Vegetation¦Treefellintoline¦ConductorOverhead¦Brokenwireonground
23-0009825 | Vegetation | Tree - fell into line | Conductor, Overhead | Broken, wire on ground | 2023 | Tier 2 - Extreme | Distribution Circuit | 1 | 8 | 20230108 | 1932237 | Sus | N | Vegetation¦Treefellintoline¦ConductorOverhead¦Brokenwireonground
23-0009896 | Equipment Failure/Involved | Overhead | Jumper | Normal | 2023 | Tier 2 - Extreme | Distribution Circuit | 1 | 8 | 20230108 | 1930585 | Sus | N | EquipmentFailureInvolved¦Overhead¦Jumper¦Normal
23-0010168 | Vegetation | Tree - fell into line | Secondary | Broken, wire on ground | 2023 | Tier 2 - Extreme | Transformer only | 1 | 8 | 20230108 | 1933096 | Sus | N | Vegetation¦Treefellintoline¦Secondary¦Brokenwireonground
23-0010210 | Unknown Cause | Patrol - found nothing |  |  | 2023 | Tier 2 - Extreme | Distribution Circuit | 1 | 8 | 20230108 | 1933461 | Sus | N | UnknownCause¦Patrolfoundnothing¦¦
23-0010489 | Vegetation | Tree - branch fell on line | Conductor, Overhead | Normal | 2023 | Tier 2 - Elevated | Distribution Circuit | 1 | 8 | 20230108 | 1934177 | Sus | N | Vegetation¦Treebranchfellonline¦ConductorOverhead¦Normal
23-0010432 | Unknown Cause | Patrol - found nothing |  |  | 2023 | Tier 2 - Extreme | Transformer only | 1 | 8 | 20230108 | 1934008 | Sus | N | UnknownCause¦Patrolfoundnothing¦¦
23-0010775 | Unknown Cause | Patrol - not conducted |  |  | 2023 | Tier 2 - Extreme | Distribution Circuit | 1 | 9 | 20230109 | 1935727 | Sus | N | UnknownCause¦Patrolnotconducted¦¦
23-0010921 | Equipment Failure/Involved | Overhead | Conductor, Overhead | Broken, wire on ground | 2023 | Tier 2 - Extreme | Distribution Circuit | 1 | 9 | 20230109 | 1936505 | Sus | N | EquipmentFailureInvolved¦Overhead¦ConductorOverhead¦Brokenwireonground
23-0011114 | Vegetation | Tree - fell into line | Conductor, Overhead | Normal | 2023 | Tier 2 - Elevated | Distribution Circuit | 1 | 9 | 20230109 | 1936611 | Sus | N | Vegetation¦Treefellintoline¦ConductorOverhead¦Normal
23-0011198 | Vegetation | Tree - fell into line | Secondary | Broken | 2023 | Tier 2 - Extreme | Transformer only | 1 | 9 | 20230109 | 1937585 | Sus | N | Vegetation¦Treefellintoline¦Secondary¦Broken
23-0011059 | Equipment Failure/Involved | Overhead | Pole-Wood | Broken | 2023 | Tier 2 - Extreme | Distribution Circuit | 1 | 9 | 20230109 | 1937134 | Sus | N | EquipmentFailureInvolved¦Overhead¦PoleWood¦Broken
23-0011468 | Vegetation | Tree - fell into line | Conductor, Overhead | Normal | 2023 | Tier 2 - Extreme | Distribution Circuit | 1 | 9 | 20230109 | 1939194 | Sus | N | Vegetation¦Treefellintoline¦ConductorOverhead¦Normal
23-0011743 | Equipment Failure/Involved | Overhead | Conductor, Overhead | Broken, wire on ground | 2023 | Tier 2 - Extreme | Distribution Circuit | 1 | 10 | 20230110 | 1939991 | Sus | N | EquipmentFailureInvolved¦Overhead¦ConductorOverhead¦Brokenwireonground
23-0012349 | Vegetation | Tree - branch fell on line | Conductor, Overhead | Normal | 2023 | Tier 2 - Elevated | Distribution Circuit | 1 | 10 | 20230110 | 1943454 | Sus | N | Vegetation¦Treebranchfellonline¦ConductorOverhead¦Normal
23-0011919 | Equipment Failure/Involved | Overhead | Conductor, Overhead | Broken, wire on ground | 2023 | Tier 2 - Elevated | Distribution Circuit | 1 | 10 | 20230110 | 1942704 | Sus | N | EquipmentFailureInvolved¦Overhead¦ConductorOverhead¦Brokenwireonground
23-0012033 | Vegetation | Tree - branch fell on line | Conductor, Overhead | Normal | 2023 | Tier 2 - Extreme | Distribution Circuit | 1 | 10 | 20230110 | 1943556 | Sus | N | Vegetation¦Treebranchfellonline¦ConductorOverhead¦Normal
23-0012574 | Unknown Cause | Patrol - found nothing |  |  | 2023 | Tier 2 - Elevated | Distribution Circuit | 1 | 10 | 20230110 | 1943808 | Sus | N | UnknownCause¦Patrolfoundnothing¦¦
23-0012291 | Vegetation | Tree - branch fell on line | Conductor, Overhead | Normal | 2023 | Tier 2 - Extreme | Distribution Circuit | 1 | 10 | 20230110 | 1944806 | Sus | N | Vegetation¦Treebranchfellonline¦ConductorOverhead¦Normal
23-0012552 | Equipment Failure/Involved | Overhead | Fuse | Burned Open | 2023 | Tier 2 - Extreme | Distribution Circuit | 1 | 10 | 20230110 | 1945401 | Sus | N | EquipmentFailureInvolved¦Overhead¦Fuse¦BurnedOpen
23-0012623 | Equipment Failure/Involved | Overhead | Metering Equipment | Failed/Faulted | 2023 | Tier 2 - Elevated | Distribution Circuit | 1 | 10 | 20230110 | 1945415 | Sus | N | EquipmentFailureInvolved¦Overhead¦MeteringEquipment¦FailedFaulted
23-0012992 | Unknown Cause | Patrol - found nothing |  |  | 2023 | Tier 2 - Elevated | Distribution Circuit | 1 | 10 | 20230110 | 1946476 | Sus | N | UnknownCause¦Patrolfoundnothing¦¦
23-0013853 | Equipment Failure/Involved | Overhead | Pole-Wood | Deteriorated | 2023 | Tier 2 - Elevated | Transformer only | 1 | 11 | 20230111 | 1948634 | Sus | N | EquipmentFailureInvolved¦Overhead¦PoleWood¦Deteriorated
23-0013981 | Vegetation | Tree - palm frond fell into line | Conductor, Overhead | Normal | 2023 | Tier 2 - Elevated | Distribution Circuit | 1 | 11 | 20230111 | 1949044 | Sus | N | Vegetation¦Treepalmfrondfellintoline¦ConductorOverhead¦Normal
23-0014404 | Vegetation | Tree - fell into line | Conductor, Overhead | Broken, wire on ground | 2023 | Tier 2 - Extreme | Distribution Circuit | 1 | 12 | 20230112 | 1949890 | Sus | N | Vegetation¦Treefellintoline¦ConductorOverhead¦Brokenwireonground
23-0014415 | Unknown Cause | Patrol - found nothing |  |  | 2023 | Tier 2 - Extreme | Transformer only | 1 | 12 | 20230112 | 1949705 | Sus | N | UnknownCause¦Patrolfoundnothing¦¦
23-0014487 | Equipment Failure/Involved | Underground | Transformer (UG) | Failed/Faulted | 2023 | Tier 2 - Extreme | Distribution Circuit | 1 | 12 | 20230112 | 1950057 | Sus | N | EquipmentFailureInvolved¦Underground¦Transformer(UG)¦FailedFaulted
23-0014683 | Vegetation | Tree - cutting, PG&E contractor | Conductor, Overhead | Normal | 2023 | Tier 2 - Elevated | Distribution Circuit | 1 | 12 | 20230112 | 1950462 | Sus | N | Vegetation¦TreecuttingPG&Econtractor¦ConductorOverhead¦Normal
23-0015089 | Vegetation | Tree - fell into line | Conductor, Overhead | Normal | 2023 | Tier 2 - Elevated | Distribution Circuit | 1 | 13 | 20230113 | 1951411 | Sus | N | Vegetation¦Treefellintoline¦ConductorOverhead¦Normal
23-0015105 | Vegetation | Tree - fell into line | Conductor, Overhead | Broken | 2023 | Tier 2 - Extreme | Distribution Circuit | 1 | 13 | 20230113 | 1951447 | Sus | N | Vegetation¦Treefellintoline¦ConductorOverhead¦Broken
23-0015207 | Equipment Failure/Involved | Overhead | Pole-Wood | Normal | 2023 | Tier 2 - Extreme | Transformer only | 1 | 13 | 20230113 | 1951705 | Sus | N | EquipmentFailureInvolved¦Overhead¦PoleWood¦Normal
23-0015425 | Unknown Cause | Patrol - found nothing |  |  | 2023 | Tier 2 - Elevated | Transformer only | 1 | 13 | 20230113 | 1951827 | Sus | N | UnknownCause¦Patrolfoundnothing¦¦
23-0015521 | Vegetation | Tree - fell into line | Connector or Splice (OH) | Normal | 2023 | Tier 2 - Extreme | Distribution Circuit | 1 | 13 | 20230113 | 1952416 | Sus | N | Vegetation¦Treefellintoline¦ConnectororSplice(OH)¦Normal
23-0015862 | Vegetation | Tree - fell into line | Conductor, Overhead | Broken, wire on ground | 2023 | Tier 2 - Extreme | Distribution Circuit | 1 | 14 | 20230114 | 1952924 | Sus | N | Vegetation¦Treefellintoline¦ConductorOverhead¦Brokenwireonground
23-0016014 | Unknown Cause | Patrol - found nothing |  |  | 2023 | Tier 2 - Extreme | Distribution Circuit | 1 | 14 | 20230114 | 1953071 | Sus | N | UnknownCause¦Patrolfoundnothing¦¦
23-0016220 | Equipment Failure/Involved | Overhead | Secondary | Broken | 2023 | Tier 2 - Extreme | Transformer only | 1 | 14 | 20230114 | 1954167 | Sus | N | EquipmentFailureInvolved¦Overhead¦Secondary¦Broken
23-0016153 | Vegetation | Tree - branch fell on line | Conductor, Overhead | Normal | 2023 | Tier 2 - Elevated | Distribution Circuit | 1 | 14 | 20230114 | 1953832 | Sus | N | Vegetation¦Treebranchfellonline¦ConductorOverhead¦Normal
23-0016217 | Equipment Failure/Involved | Overhead | Pole-Wood | Broken | 2023 | Tier 2 - Elevated | Distribution Circuit | 1 | 14 | 20230114 | 1954414 | Sus | N | EquipmentFailureInvolved¦Overhead¦PoleWood¦Broken
23-0016212 | Vegetation | Tree - bark fell into line | Conductor, Overhead | Normal | 2023 | Tier 2 - Extreme | Distribution Circuit | 1 | 14 | 20230114 | 1954253 | Sus | N | Vegetation¦Treebarkfellintoline¦ConductorOverhead¦Normal
23-0016405 | Unknown Cause | Patrol - found nothing |  |  | 2023 | Tier 2 - Elevated | Distribution Circuit | 1 | 14 | 20230114 | 1954841 | Sus | N | UnknownCause¦Patrolfoundnothing¦¦
23-0016512 | Unknown Cause | Patrol - not conducted |  |  | 2023 | Tier 2 - Elevated | Distribution Circuit | 1 | 15 | 20230115 | 1955454 | Sus | N | UnknownCause¦Patrolnotconducted¦¦
23-0016918 | Vegetation | Tree - branch fell on line | Fuse | Failed/Faulted | 2023 | Tier 2 - Extreme | Distribution Circuit | 1 | 16 | 20230116 | 1956516 | Sus | N | Vegetation¦Treebranchfellonline¦Fuse¦FailedFaulted
23-0017020 | Equipment Failure/Involved | Overhead | Pole-Wood | Deteriorated | 2023 | Tier 2 - Elevated | Distribution Circuit | 1 | 16 | 20230116 | 1957313 | Sus | N | EquipmentFailureInvolved¦Overhead¦PoleWood¦Deteriorated
23-0018975 | Equipment Failure/Involved | Overhead | Conductor, Overhead | Broken | 2023 | Tier 2 - Extreme | Transformer only | 1 | 19 | 20230119 | 1962070 | Sus | N | EquipmentFailureInvolved¦Overhead¦ConductorOverhead¦Broken
23-0019521 | Vegetation | Tree - fell into line | Transformer | Contaminated | 2023 | Tier 2 - Extreme | Transformer only | 1 | 20 | 20230120 | 1963117 | Sus | N | Vegetation¦Treefellintoline¦Transformer¦Contaminated
23-0019831 | Animal | Other | Conductor, Overhead | Burned/flashed | 2023 | Tier 2 - Extreme | Transformer only | 1 | 22 | 20230122 | 1964479 | Sus | N | Animal¦Other¦ConductorOverhead¦Burnedflashed
23-0019830 | Unknown Cause | Patrol - found nothing |  |  | 2023 | Tier 2 - Extreme | Distribution Circuit | 1 | 22 | 20230122 | 1964484 | Sus | N | UnknownCause¦Patrolfoundnothing¦¦
23-0019987 | Equipment Failure/Involved | Overhead | Conductor, Overhead | Broken, wire on ground | 2023 | Tier 2 - Extreme | Distribution Circuit | 1 | 23 | 20230123 | 1965248 | Sus | N | EquipmentFailureInvolved¦Overhead¦ConductorOverhead¦Brokenwireonground
23-0020761 | Unknown Cause | Patrol - found nothing |  |  | 2023 | Tier 2 - Extreme | Distribution Circuit | 1 | 24 | 20230124 | 1966733 | Sus | N | UnknownCause¦Patrolfoundnothing¦¦
23-0020626 | Unknown Cause | Patrol - found nothing |  |  | 2023 | Tier 2 - Extreme | Distribution Circuit | 1 | 24 | 20230124 | 1966487 | Sus | N | UnknownCause¦Patrolfoundnothing¦¦
23-0021706 | Unknown Cause | Patrol - found nothing |  |  | 2023 | Tier 2 - Extreme | Distribution Circuit | 1 | 26 | 20230126 | 1968583 | Sus | N | UnknownCause¦Patrolfoundnothing¦¦
23-0021797 | 3rd Party | Vehicle | Transformer (UG) | Failed/Faulted | 2023 | Tier 2 - Elevated | Distribution Circuit | 1 | 26 | 20230126 | 1968908 | Sus | N | 3rdParty¦Vehicle¦Transformer(UG)¦FailedFaulted
23-0022534 | Company Initiated | Personnel, company | Fuse | Normal | 2023 | Tier 2 - Extreme | Distribution Circuit | 1 | 27 | 20230127 | 1970123 | Sus | N | CompanyInitiated¦Personnelcompany¦Fuse¦Normal
23-0022665 | Equipment Failure/Involved | Underground | Conductor, Underground | Deteriorated | 2023 | Tier 2 - Elevated | Distribution Circuit | 1 | 29 | 20230129 | 1971052 | Sus | N | EquipmentFailureInvolved¦Underground¦ConductorUnderground¦Deteriorated
23-0022782 | Unknown Cause | Patrol - found nothing |  |  | 2023 | Tier 2 - Elevated | Distribution Circuit | 1 | 29 | 20230129 | 1971247 | Sus | N | UnknownCause¦Patrolfoundnothing¦¦
23-0022796 | Unknown Cause | Patrol - found nothing |  |  | 2023 | Tier 2 - Extreme | Distribution Circuit | 1 | 29 | 20230129 | 1971261 | Sus | N | UnknownCause¦Patrolfoundnothing¦¦
23-0022882 | Equipment Failure/Involved | Overhead | Conductor, Overhead | Broken, wire on ground | 2023 | Tier 2 - Extreme | Distribution Circuit | 1 | 30 | 20230130 | 1971702 | Sus | N | EquipmentFailureInvolved¦Overhead¦ConductorOverhead¦Brokenwireonground
23-0023744 | Equipment Failure/Involved | Overhead | Transformer (OH) | Failed/Faulted | 2023 | Tier 2 - Elevated | Distribution Circuit | 2 | 1 | 20230201 | 1973390 | Sus | N | EquipmentFailureInvolved¦Overhead¦Transformer(OH)¦FailedFaulted
23-0023769 | Unknown Cause | Patrol - found nothing |  |  | 2023 | Tier 2 - Elevated | Distribution Circuit | 2 | 1 | 20230201 | 1973454 | Sus | N | UnknownCause¦Patrolfoundnothing¦¦
23-0024617 | Equipment Failure/Involved | Overhead | Secondary | Broken | 2023 | Tier 2 - Extreme | Transformer only | 2 | 2 | 20230202 | 1975262 | Sus | N | EquipmentFailureInvolved¦Overhead¦Secondary¦Broken
23-0024796 | Vegetation | Tree - fell into line | Conductor, Overhead | Normal | 2023 | Tier 2 - Extreme | Distribution Circuit | 2 | 3 | 20230203 | 1975681 | Sus | N | Vegetation¦Treefellintoline¦ConductorOverhead¦Normal
23-0024904 | Unknown Cause | Patrol - found nothing |  |  | 2023 | Tier 2 - Elevated | Distribution Circuit | 2 | 3 | 20230203 | 1975836 | Sus | N | UnknownCause¦Patrolfoundnothing¦¦
23-0025291 | Unknown Cause | Patrol - found nothing |  |  | 2023 | Tier 2 - Elevated | Distribution Circuit | 2 | 4 | 20230204 | 1976902 | Sus | N | UnknownCause¦Patrolfoundnothing¦¦
23-0025314 | Vegetation | Tree - branch fell on line | Secondary | Normal | 2023 | Tier 2 - Extreme | Transformer only | 2 | 4 | 20230204 | 1976961 | Sus | N | Vegetation¦Treebranchfellonline¦Secondary¦Normal
23-0025367 | Company Initiated | Improper Construction | Connector or Splice (OH) | Normal | 2023 | Tier 2 - Extreme | Transformer only | 2 | 5 | 20230205 | 1977304 | Sus | N | CompanyInitiated¦ImproperConstruction¦ConnectororSplice(OH)¦Normal
23-0025712 | Unknown Cause | Patrol - found nothing |  |  | 2023 | Tier 2 - Extreme | Transformer only | 2 | 6 | 20230206 | 1978148 | Sus | N | UnknownCause¦Patrolfoundnothing¦¦
23-0026171 | Vegetation | Tree - fell into line | Conductor, Overhead | Broken | 2023 | Tier 2 - Extreme | Distribution Circuit | 2 | 7 | 20230207 | 1978856 | Sus | N | Vegetation¦Treefellintoline¦ConductorOverhead¦Broken
23-0026842 | Unknown Cause | Patrol - not conducted |  |  | 2023 | Tier 2 - Elevated | Distribution Circuit | 2 | 8 | 20230208 | 1980310 | Sus | N | UnknownCause¦Patrolnotconducted¦¦
23-0027046 | Equipment Failure/Involved | Underground | Secondary | Broken | 2023 | Tier 2 - Elevated | Transformer only | 2 | 9 | 20230209 | 1980924 | Sus | N | EquipmentFailureInvolved¦Underground¦Secondary¦Broken
23-0027136 | 3rd Party | Vehicle | Conductor, Overhead | Broken, wire on ground | 2023 | Tier 2 - Extreme | Distribution Circuit | 2 | 9 | 20230209 | 1980920 | Sus | N | 3rdParty¦Vehicle¦ConductorOverhead¦Brokenwireonground
23-0027581 | Equipment Failure/Involved | Overhead | Transformer (OH) | Burned/flashed | 2023 | Tier 2 - Elevated | Transformer only | 2 | 10 | 20230210 | 1981662 | Sus | N | EquipmentFailureInvolved¦Overhead¦Transformer(OH)¦Burnedflashed
23-0028251 | Unknown Cause | Patrol - found nothing |  |  | 2023 | Tier 2 - Extreme | Distribution Circuit | 2 | 13 | 20230213 | 1983180 | Sus | N | UnknownCause¦Patrolfoundnothing¦¦
23-0028112 | Animal | Bird found | Conductor, Overhead | Broken, wire on ground | 2023 | Tier 2 - Elevated | Distribution Circuit | 2 | 13 | 20230213 | 1983567 | Sus | N | Animal¦Birdfound¦ConductorOverhead¦Brokenwireonground
23-0028382 | Vegetation | Tree - branch fell on line | Conductor, Overhead | Normal | 2023 | Tier 2 - Extreme | Distribution Circuit | 2 | 13 | 20230213 | 1984185 | Sus | N | Vegetation¦Treebranchfellonline¦ConductorOverhead¦Normal
23-0028649 | Vegetation | Tree - fell into line | Conductor, Overhead | Broken | 2023 | Tier 2 - Elevated | Distribution Circuit | 2 | 14 | 20230214 | 1984345 | Sus | N | Vegetation¦Treefellintoline¦ConductorOverhead¦Broken
23-0028490 | Equipment Failure/Involved | Overhead | Conductor, Overhead | Broken | 2023 | Tier 2 - Elevated | Distribution Circuit | 2 | 14 | 20230214 | 1984350 | Sus | N | EquipmentFailureInvolved¦Overhead¦ConductorOverhead¦Broken
23-0028944 | Vegetation | Tree - fell into line | Service conductor | Broken, wire on ground | 2023 | Tier 2 - Elevated | Transformer only | 2 | 14 | 20230214 | 1984932 | Sus | N | Vegetation¦Treefellintoline¦Serviceconductor¦Brokenwireonground
23-0029014 | Unknown Cause | Patrol - found nothing |  |  | 2023 | Tier 2 - Elevated | Distribution Circuit | 2 | 15 | 20230215 | 1985692 | Sus | N | UnknownCause¦Patrolfoundnothing¦¦
23-0029032 | Vegetation | Tree - fell into line | Conductor, Overhead | Broken | 2023 | Tier 2 - Extreme | Distribution Circuit | 2 | 15 | 20230215 | 1985798 | Sus | N | Vegetation¦Treefellintoline¦ConductorOverhead¦Broken
23-0029148 | Vegetation | Tree - branch fell on line | Conductor, Overhead | Normal | 2023 | Tier 2 - Extreme | Distribution Circuit | 2 | 15 | 20230215 | 1985914 | Sus | N | Vegetation¦Treebranchfellonline¦ConductorOverhead¦Normal
23-0029500 | Vegetation | Tree - fell into line | Transformer (OH) |  | 2023 | Tier 2 - Extreme | Transformer only | 2 | 15 | 20230215 | 1986520 | Sus | N | Vegetation¦Treefellintoline¦Transformer(OH)¦
23-0029502 | Vegetation | Tree - fell into line | Secondary | Broken | 2023 | Tier 2 - Extreme | Transformer only | 2 | 15 | 20230215 | 1986540 | Sus | N | Vegetation¦Treefellintoline¦Secondary¦Broken
23-0030571 | Vegetation | Tree - fell into line | Conductor, Overhead | Normal | 2023 | Tier 2 - Elevated | Transformer only | 2 | 19 | 20230219 | 1989020 | Sus | N | Vegetation¦Treefellintoline¦ConductorOverhead¦Normal
23-0031835 | Vegetation | Tree - branch fell on line | Conductor, Overhead | Normal | 2023 | Tier 2 - Extreme | Distribution Circuit | 2 | 21 | 20230221 | 1995668 | Sus | N | Vegetation¦Treebranchfellonline¦ConductorOverhead¦Normal
23-0031914 | Equipment Failure/Involved | Overhead | Insulator | Broken | 2023 | Tier 2 - Extreme | Distribution Circuit | 2 | 21 | 20230221 | 1996076 | Sus | N | EquipmentFailureInvolved¦Overhead¦Insulator¦Broken
23-0032145 | Vegetation | Tree - fell into line | Secondary | Broken, wire on ground | 2023 | Tier 2 - Elevated | Transformer only | 2 | 22 | 20230222 | 1996236 | Sus | N | Vegetation¦Treefellintoline¦Secondary¦Brokenwireonground
23-0032222 | Equipment Failure/Involved | Overhead | Pole-Wood | Broken | 2023 | Tier 2 - Extreme | Transformer only | 2 | 22 | 20230222 | 1997240 | Sus | N | EquipmentFailureInvolved¦Overhead¦PoleWood¦Broken
23-0033116 | Equipment Failure/Involved | Overhead | Secondary | Broken | 2023 | Tier 2 - Extreme | Transformer only | 2 | 23 | 20230223 | 1999417 | Sus | N | EquipmentFailureInvolved¦Overhead¦Secondary¦Broken
23-0033461 | Unknown Cause | Patrol - not conducted |  |  | 2023 | Tier 2 - Extreme | Distribution Circuit | 2 | 23 | 20230223 | 2000727 | Sus | N | UnknownCause¦Patrolnotconducted¦¦
23-0034229 | Vegetation | Tree - branch fell on line | Conductor, Overhead | Broken | 2023 | Tier 2 - Extreme | Distribution Circuit | 2 | 24 | 20230224 | 2004879 | Sus | N | Vegetation¦Treebranchfellonline¦ConductorOverhead¦Broken
23-0034098 | Vegetation | Tree - branch fell on line | Conductor, Overhead | Broken | 2023 | Tier 2 - Extreme | Distribution Circuit | 2 | 24 | 20230224 | 2005199 | Sus | N | Vegetation¦Treebranchfellonline¦ConductorOverhead¦Broken
23-0035131 | Vegetation | Tree - fell into line | Conductor, Overhead | Normal | 2023 | Tier 2 - Elevated | Distribution Circuit | 2 | 25 | 20230225 | 2008194 | Sus | N | Vegetation¦Treefellintoline¦ConductorOverhead¦Normal
23-0035227 | Unknown Cause | Patrol - found nothing |  |  | 2023 | Tier 2 - Elevated | Distribution Circuit | 2 | 25 | 20230225 | 2008322 | Sus | N | UnknownCause¦Patrolfoundnothing¦¦
23-0035198 | Unknown Cause | Patrol - not conducted |  |  | 2023 | Tier 2 - Extreme | Distribution Circuit | 2 | 25 | 20230225 | 2008392 | Sus | N | UnknownCause¦Patrolnotconducted¦¦
23-0035450 | Vegetation | Tree - branch fell on line | Transformer (OH) |  | 2023 | Tier 2 - Elevated | Transformer only | 2 | 25 | 20230225 | 2009218 | Sus | N | Vegetation¦Treebranchfellonline¦Transformer(OH)¦
23-0035578 | Vegetation | Tree - branch fell on line | Conductor, Overhead | Broken, wire on ground | 2023 | Tier 2 - Extreme | Transformer only | 2 | 26 | 20230226 | 2009526 | Sus | N | Vegetation¦Treebranchfellonline¦ConductorOverhead¦Brokenwireonground
23-0035828 | Unknown Cause | Patrol - found nothing |  |  | 2023 | Tier 2 - Elevated | Distribution Circuit | 2 | 26 | 20230226 | 2010225 | Sus | N | UnknownCause¦Patrolfoundnothing¦¦
23-0035874 | Vegetation | Tree - branch fell on line | Secondary | Broken, wire on ground | 2023 | Tier 2 - Elevated | Transformer only | 2 | 26 | 20230226 | 2010439 | Sus | N | Vegetation¦Treebranchfellonline¦Secondary¦Brokenwireonground
23-0035991 | Unknown Cause | Patrol - not conducted |  |  | 2023 | Tier 2 - Elevated | Distribution Circuit | 2 | 26 | 20230226 | 2010927 | Sus | N | UnknownCause¦Patrolnotconducted¦¦
23-0037047 | Equipment Failure/Involved | Overhead | Jumper | Burned Open | 2023 | Tier 2 - Elevated | Distribution Circuit | 2 | 27 | 20230227 | 2013964 | Sus | N | EquipmentFailureInvolved¦Overhead¦Jumper¦BurnedOpen
23-0037147 | Equipment Failure/Involved | Underground | Elbow | Failed/Faulted | 2023 | Tier 2 - Extreme | Distribution Circuit | 2 | 28 | 20230228 | 2014170 | Sus | N | EquipmentFailureInvolved¦Underground¦Elbow¦FailedFaulted
23-0037147 | Company Initiated | Return Circuit Normal | Elbow | Normal | 2023 | Tier 2 - Extreme | Distribution Circuit | 2 | 28 | 20230228 | -2014170 | Sus | N | CompanyInitiated¦ReturnCircuitNormal¦Elbow¦Normal
23-0037607 | Unknown Cause | Patrol - found nothing |  |  | 2023 | Tier 2 - Extreme | Distribution Circuit | 2 | 28 | 20230228 | 2016210 | Sus | N | UnknownCause¦Patrolfoundnothing¦¦
23-0037502 | Equipment Failure/Involved | Overhead | Conductor, Overhead | Deteriorated | 2023 | Tier 2 - Extreme | Distribution Circuit | 2 | 28 | 20230228 | 2015937 | Sus | N | EquipmentFailureInvolved¦Overhead¦ConductorOverhead¦Deteriorated
23-0038167 | Equipment Failure/Involved | Overhead | Transformer (OH) | Failed/Faulted | 2023 | Tier 2 - Extreme | Distribution Circuit | 3 | 1 | 20230301 | 2018264 | Sus | N | EquipmentFailureInvolved¦Overhead¦Transformer(OH)¦FailedFaulted
23-0038287 | Equipment Failure/Involved | Overhead | Conductor, Overhead | Broken, wire on ground | 2023 | Tier 2 - Extreme | Distribution Circuit | 3 | 1 | 20230301 | 2018390 | Sus | N | EquipmentFailureInvolved¦Overhead¦ConductorOverhead¦Brokenwireonground
23-0038797 | Unknown Cause | Patrol - found nothing |  |  | 2023 | Tier 2 - Extreme | Distribution Circuit | 3 | 2 | 20230302 | 2019842 | Sus | N | UnknownCause¦Patrolfoundnothing¦¦
23-0038913 | Vegetation | Tree - fell into line | Conductor, Overhead | Normal | 2023 | Tier 2 - Extreme | Distribution Circuit | 3 | 2 | 20230302 | 2020137 | Sus | N | Vegetation¦Treefellintoline¦ConductorOverhead¦Normal
23-0039460 | Vegetation | Tree - branch fell on line | Fuse | Normal | 2023 | Tier 2 - Extreme | Transformer only | 3 | 3 | 20230303 | 2021111 | Sus | N | Vegetation¦Treebranchfellonline¦Fuse¦Normal
23-0039869 | Unknown Cause | Patrol - found nothing |  |  | 2023 | Tier 2 - Elevated | Distribution Circuit | 3 | 4 | 20230304 | 2022089 | Sus | N | UnknownCause¦Patrolfoundnothing¦¦
23-0039961 | Equipment Failure/Involved | Overhead | Conductor, Overhead | Deteriorated | 2023 | Tier 2 - Extreme | Distribution Circuit | 3 | 4 | 20230304 | 2022206 | Sus | N | EquipmentFailureInvolved¦Overhead¦ConductorOverhead¦Deteriorated
23-0040178 | Vegetation | Tree - branch fell on line | Conductor, Overhead | Normal | 2023 | Tier 2 - Extreme | Distribution Circuit | 3 | 5 | 20230305 | 2023021 | Sus | N | Vegetation¦Treebranchfellonline¦ConductorOverhead¦Normal
23-0040193 | Vegetation | Tree - branch fell on line | Conductor, Overhead | Normal | 2023 | Tier 2 - Extreme | Distribution Circuit | 3 | 5 | 20230305 | 2023081 | Sus | N | Vegetation¦Treebranchfellonline¦ConductorOverhead¦Normal
23-0040197 | Vegetation | Tree - fell into line | Connector or Splice (OH) | Broken, wire on ground | 2023 | Tier 2 - Elevated | Distribution Circuit | 3 | 5 | 20230305 | 2023088 | Sus | N | Vegetation¦Treefellintoline¦ConnectororSplice(OH)¦Brokenwireonground
23-0040370 | Unknown Cause | Patrol - found nothing |  |  | 2023 | Tier 2 - Extreme | Distribution Circuit | 3 | 5 | 20230305 | 2023302 | Sus | N | UnknownCause¦Patrolfoundnothing¦¦
23-0040779 | Unknown Cause | Patrol - found nothing |  |  | 2023 | Tier 2 - Elevated | Distribution Circuit | 3 | 6 | 20230306 | 2024695 | Sus | N | UnknownCause¦Patrolfoundnothing¦¦
23-0040873 | Vegetation | Tree - branch fell on line | Conductor, Overhead | Arcing | 2023 | Tier 2 - Elevated | Distribution Circuit | 3 | 6 | 20230306 | 2024905 | Sus | N | Vegetation¦Treebranchfellonline¦ConductorOverhead¦Arcing
23-0042393 | Equipment Failure/Involved | Overhead | Secondary | Burned/flashed | 2023 | Tier 2 - Extreme | Transformer only | 3 | 9 | 20230309 | 2028410 | Sus | N | EquipmentFailureInvolved¦Overhead¦Secondary¦Burnedflashed
23-0042391 | Vegetation | Tree - branch fell on line | Transformer | Burned/flashed | 2023 | Tier 2 - Extreme | Transformer only | 3 | 9 | 20230309 | 2028363 | Sus | N | Vegetation¦Treebranchfellonline¦Transformer¦Burnedflashed
23-0042458 | Vegetation | Tree - bark fell into line | Conductor, Overhead | Broken, wire on ground | 2023 | Tier 2 - Extreme | Distribution Circuit | 3 | 9 | 20230309 | 2028496 | Sus | N | Vegetation¦Treebarkfellintoline¦ConductorOverhead¦Brokenwireonground
23-0042644 | Unknown Cause | Patrol - found nothing |  |  | 2023 | Tier 2 - Extreme | Distribution Circuit | 3 | 9 | 20230309 | 2029717 | Sus | N | UnknownCause¦Patrolfoundnothing¦¦
23-0042875 | Vegetation | Tree - fell into line | Conductor, Overhead | Broken, wire on ground | 2023 | Tier 2 - Extreme | Distribution Circuit | 3 | 10 | 20230310 | 2029900 | Sus | N | Vegetation¦Treefellintoline¦ConductorOverhead¦Brokenwireonground
23-0042728 | Vegetation | Tree - fell into line | Conductor, Overhead | Normal | 2023 | Tier 2 - Extreme | Distribution Circuit | 3 | 10 | 20230310 | 2029991 | Sus | N | Vegetation¦Treefellintoline¦ConductorOverhead¦Normal
23-0042839 | Vegetation | Tree - fell into line | Conductor, Overhead | Broken, wire on ground | 2023 | Tier 2 - Elevated | Distribution Circuit | 3 | 10 | 20230310 | 2030463 | Sus | N | Vegetation¦Treefellintoline¦ConductorOverhead¦Brokenwireonground
23-0043078 | Vegetation | Tree - branch fell on line | Secondary | Normal | 2023 | Tier 2 - Extreme | Transformer only | 3 | 10 | 20230310 | 2030825 | Sus | N | Vegetation¦Treebranchfellonline¦Secondary¦Normal
23-0043069 | Vegetation | Tree - fell into line | Transformer | Broken, wire on ground | 2023 | Tier 2 - Extreme | Transformer only | 3 | 10 | 20230310 | 2030965 | Sus | N | Vegetation¦Treefellintoline¦Transformer¦Brokenwireonground
23-0043265 | Vegetation | Tree - branch fell on line | Conductor, Overhead | Bent or Twisted | 2023 | Tier 2 - Extreme | Transformer only | 3 | 10 | 20230310 | 2031139 | Sus | N | Vegetation¦Treebranchfellonline¦ConductorOverhead¦BentorTwisted
23-0043381 | Equipment Failure/Involved | Overhead | Pole-Wood | Broken | 2023 | Tier 2 - Extreme | Distribution Circuit | 3 | 11 | 20230311 | 2032111 | Sus | N | EquipmentFailureInvolved¦Overhead¦PoleWood¦Broken
23-0043647 | Unknown Cause | Patrol - found nothing |  |  | 2023 | Tier 2 - Elevated | Distribution Circuit | 3 | 12 | 20230312 | 2033089 | Sus | N | UnknownCause¦Patrolfoundnothing¦¦
23-0043764 | Vegetation | Tree - branch fell on line | Fuse | Failed/Faulted | 2023 | Tier 2 - Elevated | Transformer only | 3 | 12 | 20230312 | 2033418 | Sus | N | Vegetation¦Treebranchfellonline¦Fuse¦FailedFaulted
23-0043953 | Vegetation | Tree - fell into line | Conductor, Overhead | Normal | 2023 | Tier 2 - Extreme | Transformer only | 3 | 13 | 20230313 | 2034037 | Sus | N | Vegetation¦Treefellintoline¦ConductorOverhead¦Normal
23-0044002 | Unknown Cause | Patrol - found nothing |  |  | 2023 | Tier 2 - Extreme | Transformer only | 3 | 13 | 20230313 | 2034044 | Sus | N | UnknownCause¦Patrolfoundnothing¦¦
23-0044591 | Unknown Cause | Patrol - not conducted |  |  | 2023 | Tier 2 - Elevated | Distribution Circuit | 3 | 14 | 20230314 | 2035364 | Sus | N | UnknownCause¦Patrolnotconducted¦¦
23-0044720 | Equipment Failure/Involved | Overhead | Pole-Wood | Broken | 2023 | Tier 2 - Extreme | Distribution Circuit | 3 | 14 | 20230314 | 2035714 | Sus | N | EquipmentFailureInvolved¦Overhead¦PoleWood¦Broken
23-0044682 | Equipment Failure/Involved | Overhead | Conductor, Overhead | Broken, wire on ground | 2023 | Tier 2 - Elevated | Distribution Circuit | 3 | 14 | 20230314 | 2035862 | Sus | N | EquipmentFailureInvolved¦Overhead¦ConductorOverhead¦Brokenwireonground
23-0045690 | Unknown Cause | Patrol - found nothing |  |  | 2023 | Tier 2 - Extreme | Distribution Circuit | 3 | 14 | 20230314 | 2035846 | Sus | N | UnknownCause¦Patrolfoundnothing¦¦
23-0046114 | Vegetation | Tree - branch fell on line | Conductor, Overhead | Arcing | 2023 | Tier 2 - Extreme | Distribution Circuit | 3 | 15 | 20230315 | 2045426 | Sus | N | Vegetation¦Treebranchfellonline¦ConductorOverhead¦Arcing
23-0046158 | Unknown Cause | Patrol - found nothing |  |  | 2023 | Tier 2 - Extreme | Distribution Circuit | 3 | 15 | 20230315 | 2045539 | Sus | N | UnknownCause¦Patrolfoundnothing¦¦
23-0046329 | Equipment Failure/Involved | Overhead | Fuse | Failed/Faulted | 2023 | Tier 2 - Elevated | Distribution Circuit | 3 | 15 | 20230315 | 2045974 | Sus | N | EquipmentFailureInvolved¦Overhead¦Fuse¦FailedFaulted
23-0046462 | Vegetation | Tree - branch fell on line | Conductor, Overhead | Normal | 2023 | Tier 2 - Extreme | Distribution Circuit | 3 | 15 | 20230315 | 2046404 | Sus | N | Vegetation¦Treebranchfellonline¦ConductorOverhead¦Normal
23-0046646 | Vegetation | Tree - fell into line | Conductor, Overhead | Normal | 2023 | Tier 2 - Extreme | Distribution Circuit | 3 | 15 | 20230315 | 2047046 | Sus | N | Vegetation¦Treefellintoline¦ConductorOverhead¦Normal
23-0046872 | 3rd Party | Vehicle | Conductor, Overhead | Broken, wire on ground | 2023 | Tier 2 - Elevated | Distribution Circuit | 3 | 16 | 20230316 | 2047670 | Sus | N | 3rdParty¦Vehicle¦ConductorOverhead¦Brokenwireonground
23-0046910 | Vegetation | Tree - fell into line | Conductor, Overhead | Normal | 2023 | Tier 2 - Elevated | Distribution Circuit | 3 | 16 | 20230316 | 2047893 | Sus | N | Vegetation¦Treefellintoline¦ConductorOverhead¦Normal
23-0046959 | Vegetation | Tree - branch fell on line | Conductor, Overhead | Normal | 2023 | Tier 2 - Elevated | Distribution Circuit | 3 | 16 | 20230316 | 2048189 | Sus | N | Vegetation¦Treebranchfellonline¦ConductorOverhead¦Normal
23-0046958 | Vegetation | Tree - fell into line | Pole-Wood | Broken | 2023 | Tier 2 - Elevated | Distribution Circuit | 3 | 16 | 20230316 | 2048202 | Sus | N | Vegetation¦Treefellintoline¦PoleWood¦Broken
23-0047748 | Unknown Cause | Patrol - found nothing |  |  | 2023 | Tier 2 - Extreme | Distribution Circuit | 3 | 17 | 20230317 | 2050273 | Sus | N | UnknownCause¦Patrolfoundnothing¦¦
23-0048252 | Unknown Cause | Patrol - found nothing |  |  | 2023 | Tier 2 - Elevated | Distribution Circuit | 3 | 18 | 20230318 | 2050893 | Sus | N | UnknownCause¦Patrolfoundnothing¦¦
23-0048485 | Equipment Failure/Involved | Overhead | Jumper | Burned Open | 2023 | Tier 2 - Extreme | Distribution Circuit | 3 | 19 | 20230319 | 2051997 | Sus | N | EquipmentFailureInvolved¦Overhead¦Jumper¦BurnedOpen
23-0048828 | Vegetation | Tree - branch fell on line | Secondary | Together | 2023 | Tier 2 - Extreme | Transformer only | 3 | 20 | 20230320 | 2052950 | Sus | N | Vegetation¦Treebranchfellonline¦Secondary¦Together
23-0048961 | Vegetation | Tree - branch fell on line | Conductor, Overhead | Normal | 2023 | Tier 2 - Extreme | Distribution Circuit | 3 | 20 | 20230320 | 2053143 | Sus | N | Vegetation¦Treebranchfellonline¦ConductorOverhead¦Normal
23-0049603 | Unknown Cause | Patrol - found nothing |  |  | 2023 | Tier 2 - Extreme | Distribution Circuit | 3 | 21 | 20230321 | 2055007 | Sus | N | UnknownCause¦Patrolfoundnothing¦¦
23-0049805 | Vegetation | Tree - fell into line | Conductor, Overhead | Normal | 2023 | Tier 2 - Extreme | Distribution Circuit | 3 | 21 | 20230321 | 2056909 | Sus | N | Vegetation¦Treefellintoline¦ConductorOverhead¦Normal
23-0050195 | Unknown Cause | Patrol - found nothing |  |  | 2023 | Tier 2 - Extreme | Distribution Circuit | 3 | 21 | 20230321 | 2058239 | Sus | N | UnknownCause¦Patrolfoundnothing¦¦
23-0050275 | Unknown Cause | Patrol - found nothing |  |  | 2023 | Tier 2 - Extreme | Distribution Circuit | 3 | 21 | 20230321 | 2060317 | Sus | N | UnknownCause¦Patrolfoundnothing¦¦
23-0050786 | Vegetation | Tree - fell into line | Transformer | Failed/Faulted | 2023 | Tier 2 - Elevated | Transformer only | 3 | 22 | 20230322 | 2061770 | Sus | N | Vegetation¦Treefellintoline¦Transformer¦FailedFaulted
23-0050918 | Vegetation | Tree - branch fell on line | Transformer | Broken | 2023 | Tier 2 - Elevated | Transformer only | 3 | 22 | 20230322 | 2063404 | Sus | N | Vegetation¦Treebranchfellonline¦Transformer¦Broken
23-0051444 | Equipment Failure/Involved | Overhead | Pole-Wood | Deteriorated | 2023 | Tier 2 - Extreme | Distribution Circuit | 3 | 23 | 20230323 | 2064279 | Sus | N | EquipmentFailureInvolved¦Overhead¦PoleWood¦Deteriorated
23-0051484 | Equipment Failure/Involved | Overhead | Pole-Wood | Deteriorated | 2023 | Tier 2 - Elevated | Transformer only | 3 | 23 | 20230323 | 2064916 | Sus | N | EquipmentFailureInvolved¦Overhead¦PoleWood¦Deteriorated
23-0052559 | Vegetation | Tree - fell into line | Conductor, Overhead | Broken, wire on ground | 2023 | Tier 2 - Extreme | Transformer only | 3 | 25 | 20230325 | 2067290 | Sus | N | Vegetation¦Treefellintoline¦ConductorOverhead¦Brokenwireonground
23-0052663 | Unknown Cause | Patrol - not conducted |  |  | 2023 | Tier 2 - Elevated | Transformer only | 3 | 26 | 20230326 | 2067514 | Sus | N | UnknownCause¦Patrolnotconducted¦¦
23-0052662 | Unknown Cause | Patrol - not conducted |  |  | 2023 | Tier 2 - Extreme | Transformer only | 3 | 26 | 20230326 | 2067535 | Sus | N | UnknownCause¦Patrolnotconducted¦¦
23-0052667 | Unknown Cause | Patrol - found nothing |  |  | 2023 | Tier 2 - Elevated | Distribution Circuit | 3 | 26 | 20230326 | 2067571 | Sus | N | UnknownCause¦Patrolfoundnothing¦¦
23-0053391 | 3rd Party | Vehicle | Pole-Wood | Broken, wire on ground | 2023 | Tier 2 - Extreme | Distribution Circuit | 3 | 28 | 20230328 | 2069689 | Sus | N | 3rdParty¦Vehicle¦PoleWood¦Brokenwireonground
23-0053362 | Vegetation | Tree - fell into line | Conductor, Overhead | Broken, wire on ground | 2023 | Tier 2 - Extreme | Distribution Circuit | 3 | 28 | 20230328 | 2069802 | Sus | N | Vegetation¦Treefellintoline¦ConductorOverhead¦Brokenwireonground
23-0053445 | Unknown Cause | Patrol - found nothing |  |  | 2023 | Tier 2 - Elevated | Distribution Circuit | 3 | 28 | 20230328 | 2070037 | Sus | N | UnknownCause¦Patrolfoundnothing¦¦
23-0053494 | Vegetation | Tree - branch fell on line | Conductor, Overhead | Normal | 2023 | Tier 2 - Extreme | Distribution Circuit | 3 | 28 | 20230328 | 2070102 | Sus | N | Vegetation¦Treebranchfellonline¦ConductorOverhead¦Normal
23-0053640 | Vegetation | Tree - branch fell on line | Secondary | Normal | 2023 | Tier 2 - Extreme | Transformer only | 3 | 28 | 20230328 | 2070456 | Sus | N | Vegetation¦Treebranchfellonline¦Secondary¦Normal
23-0054103 | Unknown Cause | Patrol - found nothing |  |  | 2023 | Tier 2 - Elevated | Distribution Circuit | 3 | 29 | 20230329 | 2072334 | Sus | N | UnknownCause¦Patrolfoundnothing¦¦
23-0054201 | Vegetation | Tree - branch fell on line | Fuse | Normal | 2023 | Tier 2 - Elevated | Distribution Circuit | 3 | 29 | 20230329 | 2072622 | Sus | N | Vegetation¦Treebranchfellonline¦Fuse¦Normal
23-0055351 | Unknown Cause | Patrol - found nothing |  |  | 2023 | Tier 2 - Elevated | Distribution Circuit | 3 | 31 | 20230331 | 2075112 | Sus | N | UnknownCause¦Patrolfoundnothing¦¦
23-0055896 | Unknown Cause | Patrol - found nothing |  |  | 2023 | Tier 2 - Extreme | Distribution Circuit | 4 | 1 | 20230401 | 2076876 | Sus | N | UnknownCause¦Patrolfoundnothing¦¦
23-0056088 | Unknown Cause | Patrol - found nothing |  |  | 2023 | Tier 2 - Elevated | Distribution Circuit | 4 | 2 | 20230402 | 2077655 | Sus | N | UnknownCause¦Patrolfoundnothing¦¦
23-0056626 | Vegetation | Tree - fell into line | Conductor, Overhead | Broken | 2023 | Tier 2 - Extreme | Distribution Circuit | 4 | 3 | 20230403 | 2078641 | Sus | N | Vegetation¦Treefellintoline¦ConductorOverhead¦Broken
23-0056692 | Vegetation | Tree - branch fell on line | Conductor, Overhead | Broken | 2023 | Tier 2 - Elevated | Distribution Circuit | 4 | 3 | 20230403 | 2079086 | Sus | N | Vegetation¦Treebranchfellonline¦ConductorOverhead¦Broken
23-0056621 | Vegetation | Tree - branch fell on line | Transformer | Broken, wire on ground | 2023 | Tier 2 - Elevated | Transformer only | 4 | 3 | 20230403 | 2079184 | Sus | N | Vegetation¦Treebranchfellonline¦Transformer¦Brokenwireonground
23-0058024 | 3rd Party | Customer Equipment | Fuse | Normal | 2023 | Tier 2 - Extreme | Distribution Circuit | 4 | 6 | 20230406 | 2081599 | Sus | N | 3rdParty¦CustomerEquipment¦Fuse¦Normal
23-0058729 | 3rd Party | Vehicle | Conductor, Overhead | Broken, wire on ground | 2023 | Tier 2 - Extreme | Distribution Circuit | 4 | 8 | 20230408 | 2083014 | Sus | N | 3rdParty¦Vehicle¦ConductorOverhead¦Brokenwireonground
23-0059497 | Company Initiated | Contact with High Voltage, company | Conductor, Overhead | Broken, wire on ground | 2023 | Tier 2 - Extreme | Distribution Circuit | 4 | 11 | 20230411 | 2085320 | Sus | N | CompanyInitiated¦ContactwithHighVoltagecompany¦ConductorOverhead¦Brokenwireonground
23-0060529 | Unknown Cause | Patrol - found nothing |  |  | 2023 | Tier 2 - Elevated | Distribution Circuit | 4 | 12 | 20230412 | 2087130 | Sus | N | UnknownCause¦Patrolfoundnothing¦¦
23-0060562 | Equipment Failure/Involved | Overhead | Fuse | Normal | 2023 | Tier 2 - Elevated | Transformer only | 4 | 13 | 20230413 | 2087312 | Sus | N | EquipmentFailureInvolved¦Overhead¦Fuse¦Normal
23-0061102 | Unknown Cause | Patrol - found nothing |  |  | 2023 | Tier 2 - Extreme | Distribution Circuit | 4 | 14 | 20230414 | 2088268 | Sus | N | UnknownCause¦Patrolfoundnothing¦¦
23-0061271 | Vegetation | Tree - fell into line | Conductor, Overhead | Normal | 2023 | Tier 2 - Extreme | Distribution Circuit | 4 | 14 | 20230414 | 2088963 | Sus | N | Vegetation¦Treefellintoline¦ConductorOverhead¦Normal
23-0062163 | Unknown Cause | Patrol - found nothing |  |  | 2023 | Tier 2 - Extreme | Transformer only | 4 | 18 | 20230418 | 2091550 | Sus | N | UnknownCause¦Patrolfoundnothing¦¦
23-0063231 | Equipment Failure/Involved | Overhead | Transformer (OH) | Failed/Faulted | 2023 | Tier 2 - Extreme | Transformer only | 4 | 20 | 20230420 | 2093406 | Sus | N | EquipmentFailureInvolved¦Overhead¦Transformer(OH)¦FailedFaulted
23-0063720 | Animal | Other | Conductor, Overhead | Together | 2023 | Tier 2 - Extreme | Transformer only | 4 | 22 | 20230422 | 2094422 | Sus | N | Animal¦Other¦ConductorOverhead¦Together
23-0063783 | Vegetation | Tree - grew into line | Service conductor | Broken | 2023 | Tier 2 - Extreme | Transformer only | 4 | 22 | 20230422 | 2094639 | Sus | N | Vegetation¦Treegrewintoline¦Serviceconductor¦Broken
23-0064326 | Unknown Cause | Patrol - found nothing |  |  | 2023 | Tier 2 - Elevated | Distribution Circuit | 4 | 25 | 20230425 | 2096204 | Sus | N | UnknownCause¦Patrolfoundnothing¦¦
23-0065071 | Vegetation | Tree - branch fell on line | Recloser | Normal | 2023 | Tier 2 - Elevated | Distribution Circuit | 4 | 26 | 20230426 | 2097655 | Sus | N | Vegetation¦Treebranchfellonline¦Recloser¦Normal
23-0065203 | Vegetation | Tree - fell into line | Switch (OH) | Normal | 2023 | Tier 2 - Elevated | Distribution Circuit | 4 | 26 | 20230426 | 2097910 | Sus | N | Vegetation¦Treefellintoline¦Switch(OH)¦Normal
23-0066364 | Unknown Cause | Patrol - found nothing |  |  | 2023 | Tier 2 - Extreme | Distribution Circuit | 4 | 29 | 20230429 | 2100273 | Sus | N | UnknownCause¦Patrolfoundnothing¦¦
23-0066464 | Vegetation | Tree - fell into line | Conductor, Overhead | Normal | 2023 | Tier 2 - Elevated | Distribution Circuit | 4 | 30 | 20230430 | 2100849 | Sus | N | Vegetation¦Treefellintoline¦ConductorOverhead¦Normal
23-0066659 | Unknown Cause | Patrol - found nothing |  |  | 2023 | Tier 2 - Extreme | Distribution Circuit | 5 | 1 | 20230501 | 2101492 | Sus | Y | UnknownCause¦Patrolfoundnothing¦¦
23-0066792 | Unknown Cause | Patrol - found nothing |  |  | 2023 | Tier 2 - Elevated | Distribution Circuit | 5 | 1 | 20230501 | 2101768 | Sus | Y | UnknownCause¦Patrolfoundnothing¦¦
23-0067483 | Equipment Failure/Involved | Overhead | Transformer (OH) | Failed/Faulted | 2023 | Tier 2 - Extreme | Distribution Circuit | 5 | 3 | 20230503 | 2103349 | Sus | Y | EquipmentFailureInvolved¦Overhead¦Transformer(OH)¦FailedFaulted
23-0068003 | Unknown Cause | Patrol - found nothing |  |  | 2023 | Tier 2 - Elevated | Distribution Circuit | 5 | 4 | 20230504 | 2104374 | Sus | Y | UnknownCause¦Patrolfoundnothing¦¦
23-0062586 | Company Initiated | Personnel, company | Conductor, Overhead | Normal | 2023 | Tier 2 - Extreme | Distribution Circuit | 5 | 4 | 20230504 | 2104468 | Sus | Y | CompanyInitiated¦Personnelcompany¦ConductorOverhead¦Normal
23-0069141 | Unknown Cause | Patrol - found nothing |  |  | 2023 | Tier 2 - Elevated | Distribution Circuit | 5 | 6 | 20230506 | 2106005 | Sus | Y | UnknownCause¦Patrolfoundnothing¦¦
23-0069188 | Equipment Failure/Involved | Overhead | Crossarm, Wood | Broken | 2023 | Tier 2 - Extreme | Distribution Circuit | 5 | 6 | 20230506 | 2106279 | Sus | Y | EquipmentFailureInvolved¦Overhead¦CrossarmWood¦Broken
23-0069182 | Equipment Failure/Involved | Overhead | Fuse | Broken | 2023 | Tier 2 - Elevated | Distribution Circuit | 5 | 6 | 20230506 | 2106287 | Sus | Y | EquipmentFailureInvolved¦Overhead¦Fuse¦Broken
23-0069736 | Equipment Failure/Involved | Fire, pole | Fuse | Broken | 2023 | Tier 2 - Elevated | Distribution Circuit | 5 | 8 | 20230508 | 2108170 | Sus | Y | EquipmentFailureInvolved¦Firepole¦Fuse¦Broken
23-0069835 | Animal | Squirrel | Pothead(Riser Termination) | Normal | 2023 | Tier 2 - Extreme | Distribution Circuit | 5 | 9 | 20230509 | 2108287 | Sus | Y | Animal¦Squirrel¦Pothead(RiserTermination)¦Normal
23-0069909 | Equipment Failure/Involved | Underground | Secondary | Deteriorated | 2023 | Tier 2 - Elevated | Transformer only | 5 | 9 | 20230509 | 2108500 | Sus | Y | EquipmentFailureInvolved¦Underground¦Secondary¦Deteriorated
23-0071076 | Vegetation | Tree - branch fell on line | Conductor, Overhead | Normal | 2023 | Tier 2 - Extreme | Distribution Circuit | 5 | 11 | 20230511 | 2110553 | Sus | Y | Vegetation¦Treebranchfellonline¦ConductorOverhead¦Normal
23-0071105 | Environmental/External | Water | Transformer (UG) | Contaminated | 2023 | Tier 2 - Extreme | Distribution Circuit | 5 | 11 | 20230511 | 2110620 | Sus | Y | EnvironmentalExternal¦Water¦Transformer(UG)¦Contaminated
23-0071132 | Equipment Failure/Involved | Overhead | Pole-Wood | Broken | 2023 | Tier 2 - Extreme | Distribution Circuit | 5 | 11 | 20230511 | 2110683 | Sus | Y | EquipmentFailureInvolved¦Overhead¦PoleWood¦Broken
23-0071447 | Equipment Failure/Involved | Overhead | Connector or Splice (OH) | Broken | 2023 | Tier 2 - Extreme | Transformer only | 5 | 12 | 20230512 | 2111286 | Sus | Y | EquipmentFailureInvolved¦Overhead¦ConnectororSplice(OH)¦Broken
23-0071492 | Vegetation | Tree - branch fell on line | Secondary | Normal | 2023 | Tier 2 - Extreme | Transformer only | 5 | 12 | 20230512 | 2111427 | Sus | Y | Vegetation¦Treebranchfellonline¦Secondary¦Normal
23-0071612 | Unknown Cause | Patrol - found nothing |  |  | 2023 | Tier 2 - Elevated | Distribution Circuit | 5 | 13 | 20230513 | 2111933 | Sus | Y | UnknownCause¦Patrolfoundnothing¦¦
23-0072602 | Unknown Cause | Patrol - found nothing |  |  | 2023 | Tier 2 - Extreme | Distribution Circuit | 5 | 17 | 20230517 | 2114583 | Sus | Y | UnknownCause¦Patrolfoundnothing¦¦
23-0073032 | Equipment Failure/Involved | Overhead | Transformer | Normal | 2023 | Tier 2 - Elevated | Transformer only | 5 | 18 | 20230518 | 2115576 | Sus | Y | EquipmentFailureInvolved¦Overhead¦Transformer¦Normal
23-0073044 | Equipment Failure/Involved | Overhead | Jumper | Burned/flashed | 2023 | Tier 2 - Elevated | Distribution Circuit | 5 | 18 | 20230518 | 2115579 | Sus | Y | EquipmentFailureInvolved¦Overhead¦Jumper¦Burnedflashed
23-0073947 | Equipment Failure/Involved | Overhead | Transformer (OH) | Failed/Faulted | 2023 | Tier 2 - Extreme | Transformer only | 5 | 20 | 20230520 | 2117823 | Sus | Y | EquipmentFailureInvolved¦Overhead¦Transformer(OH)¦FailedFaulted
23-0073955 | Vegetation | Tree - fell into line | Conductor, Overhead | Together | 2023 | Tier 2 - Extreme | Transformer only | 5 | 21 | 20230521 | 2117871 | Sus | Y | Vegetation¦Treefellintoline¦ConductorOverhead¦Together
23-0074433 | Equipment Failure/Involved | Overhead | Crossarm, Wood | Broken | 2023 | Tier 2 - Extreme | Distribution Circuit | 5 | 22 | 20230522 | 2119221 | Sus | Y | EquipmentFailureInvolved¦Overhead¦CrossarmWood¦Broken
23-0074730 | Equipment Failure/Involved | Overhead | Secondary | Broken | 2023 | Tier 2 - Elevated | Transformer only | 5 | 23 | 20230523 | 2119819 | Sus | Y | EquipmentFailureInvolved¦Overhead¦Secondary¦Broken
23-0075075 | Equipment Failure/Involved | Overhead | Pole-Wood | Deteriorated | 2023 | Tier 2 - Elevated | Distribution Circuit | 5 | 24 | 20230524 | 2120319 | Sus | Y | EquipmentFailureInvolved¦Overhead¦PoleWood¦Deteriorated
23-0075304 | Equipment Failure/Involved | Overhead | Connector or Splice (OH) | Burned Open | 2023 | Tier 2 - Elevated | Distribution Circuit | 5 | 24 | 20230524 | 2120833 | Sus | Y | EquipmentFailureInvolved¦Overhead¦ConnectororSplice(OH)¦BurnedOpen
23-0075729 | Equipment Failure/Involved | Overhead | Pole-Wood | Broken | 2023 | Tier 2 - Elevated | Distribution Circuit | 5 | 25 | 20230525 | 2121562 | Sus | Y | EquipmentFailureInvolved¦Overhead¦PoleWood¦Broken
23-0077256 | Animal | Squirrel | Fuse | Burned Open | 2023 | Tier 2 - Extreme | Distribution Circuit | 5 | 31 | 20230531 | 2124758 | Sus | Y | Animal¦Squirrel¦Fuse¦BurnedOpen
23-0077449 | Vegetation | Tree - branch fell on line | Conductor, Overhead | Normal | 2023 | Tier 2 - Extreme | Distribution Circuit | 5 | 31 | 20230531 | 2125031 | Sus | Y | Vegetation¦Treebranchfellonline¦ConductorOverhead¦Normal
23-0077543 | Vegetation | Tree - fell into line | Conductor, Overhead | Normal | 2023 | Tier 2 - Extreme | Distribution Circuit | 6 | 1 | 20230601 | 2126569 | Sus | Y | Vegetation¦Treefellintoline¦ConductorOverhead¦Normal
23-0078240 | Equipment Failure/Involved | Overhead | Transformer | Leaking | 2023 | Tier 2 - Elevated | Transformer only | 6 | 2 | 20230602 | 2127333 | Sus | Y | EquipmentFailureInvolved¦Overhead¦Transformer¦Leaking
23-0078689 | Vegetation | Tree - branch fell on line | Conductor, Overhead | Broken, wire on ground | 2023 | Tier 2 - Extreme | Distribution Circuit | 6 | 4 | 20230604 | 2128338 | Sus | Y | Vegetation¦Treebranchfellonline¦ConductorOverhead¦Brokenwireonground
23-0078900 | Equipment Failure/Involved | Overhead | Pole-Wood | Deteriorated | 2023 | Tier 2 - Elevated | Distribution Circuit | 6 | 5 | 20230605 | 2129192 | Sus | Y | EquipmentFailureInvolved¦Overhead¦PoleWood¦Deteriorated
23-0079378 | Vegetation | Tree - fell into line | Conductor, Overhead | Broken, wire on ground | 2023 | Tier 2 - Extreme | Distribution Circuit | 6 | 6 | 20230606 | 2130613 | Sus | Y | Vegetation¦Treefellintoline¦ConductorOverhead¦Brokenwireonground
23-0079745 | Vegetation | Tree - branch fell on line | Conductor, Overhead | Normal | 2023 | Tier 2 - Extreme | Distribution Circuit | 6 | 7 | 20230607 | 2131734 | Sus | Y | Vegetation¦Treebranchfellonline¦ConductorOverhead¦Normal
23-0080548 | Vegetation | Tree - fell into line | Crossarm, Wood | Broken | 2023 | Tier 2 - Elevated | Transformer only | 6 | 8 | 20230608 | 2133079 | Sus | Y | Vegetation¦Treefellintoline¦CrossarmWood¦Broken
23-0081306 | Equipment Failure/Involved | Overhead | Transformer (OH) | Failed/Faulted | 2023 | Tier 2 - Extreme | Transformer only | 6 | 11 | 20230611 | 2134639 | Sus | Y | EquipmentFailureInvolved¦Overhead¦Transformer(OH)¦FailedFaulted
23-0081568 | Unknown Cause | Patrol - found nothing |  |  | 2023 | Tier 2 - Extreme | Transformer only | 6 | 12 | 20230612 | 2135237 | Sus | Y | UnknownCause¦Patrolfoundnothing¦¦
23-0081792 | 3rd Party | Tree - cutting, 3rd party | Conductor, Overhead | Broken, wire on ground | 2023 | Tier 2 - Elevated | Distribution Circuit | 6 | 13 | 20230613 | 2135865 | Sus | Y | 3rdParty¦Treecutting3rdparty¦ConductorOverhead¦Brokenwireonground
23-0081935 | Unknown Cause | Patrol - found nothing |  |  | 2023 | Tier 2 - Elevated | Transformer only | 6 | 13 | 20230613 | 2136116 | Sus | Y | UnknownCause¦Patrolfoundnothing¦¦
23-0082469 | Unknown Cause | Patrol - found nothing |  |  | 2023 | Tier 2 - Elevated | Distribution Circuit | 6 | 14 | 20230614 | 2137189 | Sus | Y | UnknownCause¦Patrolfoundnothing¦¦
23-0082537 | Vegetation | Tree - fell into line | Secondary | Broken, wire on ground | 2023 | Tier 2 - Elevated | Distribution Circuit | 6 | 15 | 20230615 | 2137368 | Sus | Y | Vegetation¦Treefellintoline¦Secondary¦Brokenwireonground
23-0082870 | Equipment Failure/Involved | Overhead | Crossarm, Wood | Broken | 2023 | Tier 2 - Extreme | Distribution Circuit | 6 | 15 | 20230615 | 2137861 | Sus | Y | EquipmentFailureInvolved¦Overhead¦CrossarmWood¦Broken
23-0082898 | Vegetation | Tree - branch fell on line | Conductor, Overhead | Normal | 2023 | Tier 2 - Extreme | Distribution Circuit | 6 | 15 | 20230615 | 2137860 | Sus | Y | Vegetation¦Treebranchfellonline¦ConductorOverhead¦Normal
23-0083275 | Equipment Failure/Involved | Overhead | Other | Broken | 2023 | Tier 2 - Extreme | Distribution Circuit | 6 | 16 | 20230616 | 2138731 | Sus | Y | EquipmentFailureInvolved¦Overhead¦Other¦Broken
23-0083325 | Unknown Cause | Patrol - found nothing |  |  | 2023 | Tier 2 - Elevated | Distribution Circuit | 6 | 17 | 20230617 | 2139142 | Sus | Y | UnknownCause¦Patrolfoundnothing¦¦
23-0083370 | Animal | Bird found | Conductor, Overhead | Broken, wire on ground | 2023 | Tier 2 - Extreme | Distribution Circuit | 6 | 17 | 20230617 | 2139280 | Sus | Y | Animal¦Birdfound¦ConductorOverhead¦Brokenwireonground
23-0083380 | Vegetation | Tree - fell into line | Conductor, Overhead | Broken, wire on ground | 2023 | Tier 2 - Elevated | Distribution Circuit | 6 | 17 | 20230617 | 2139324 | Sus | Y | Vegetation¦Treefellintoline¦ConductorOverhead¦Brokenwireonground
23-0083518 | Vegetation | Tree - branch fell on line | Recloser | Normal | 2023 | Tier 2 - Extreme | Distribution Circuit | 6 | 18 | 20230618 | 2139848 | Sus | Y | Vegetation¦Treebranchfellonline¦Recloser¦Normal
23-0083548 | Unknown Cause | Patrol - found nothing |  |  | 2023 | Tier 2 - Extreme | Transformer only | 6 | 18 | 20230618 | 2139898 | Sus | Y | UnknownCause¦Patrolfoundnothing¦¦
23-0083542 | Vegetation | Tree - grew into line | Transformer (OH) | Normal | 2023 | Tier 2 - Extreme | Transformer only | 6 | 18 | 20230618 | 2139982 | Sus | Y | Vegetation¦Treegrewintoline¦Transformer(OH)¦Normal
23-0083666 | Vegetation | Tree - branch fell on line | Fuse | Failed/Faulted | 2023 | Tier 2 - Extreme | Distribution Circuit | 6 | 19 | 20230619 | 2140535 | Sus | Y | Vegetation¦Treebranchfellonline¦Fuse¦FailedFaulted
23-0083996 | Equipment Failure/Involved | Underground | Transformer (UG) | Leaking | 2023 | Tier 2 - Elevated | Distribution Circuit | 6 | 20 | 20230620 | 2141765 | Sus | Y | EquipmentFailureInvolved¦Underground¦Transformer(UG)¦Leaking
23-0085627 | Equipment Failure/Involved | Overhead | Conductor, Overhead | Broken, wire on ground | 2023 | Tier 2 - Elevated | Distribution Circuit | 6 | 26 | 20230626 | 2146068 | Sus | Y | EquipmentFailureInvolved¦Overhead¦ConductorOverhead¦Brokenwireonground
23-0085692 | 3rd Party | Dig in, 3rd party | Conductor, Underground | Broken | 2023 | Tier 2 - Extreme | Distribution Circuit | 6 | 26 | 20230626 | 2146194 | Sus | Y | 3rdParty¦Digin3rdparty¦ConductorUnderground¦Broken
23-0085724 | Vegetation | Tree - fell into line | Conductor, Overhead | Normal | 2023 | Tier 2 - Elevated | Distribution Circuit | 6 | 26 | 20230626 | 2146235 | Sus | Y | Vegetation¦Treefellintoline¦ConductorOverhead¦Normal
23-0085957 | Unknown Cause | Patrol - found nothing |  |  | 2023 | Tier 2 - Elevated | Distribution Circuit | 6 | 27 | 20230627 | 2146664 | Sus | Y | UnknownCause¦Patrolfoundnothing¦¦
23-0086339 | Equipment Failure/Involved | Overhead | Transformer (OH) | Leaking | 2023 | Tier 2 - Extreme | Transformer only | 6 | 27 | 20230627 | 2147373 | Sus | Y | EquipmentFailureInvolved¦Overhead¦Transformer(OH)¦Leaking
23-0086407 | Unknown Cause | Patrol - found nothing |  |  | 2023 | Tier 2 - Extreme | Distribution Circuit | 6 | 28 | 20230628 | 2147475 | Sus | Y | UnknownCause¦Patrolfoundnothing¦¦
23-0086858 | Equipment Failure/Involved | Overhead | Conductor, Overhead | Normal | 2023 | Tier 2 - Extreme | Transformer only | 6 | 28 | 20230628 | 2148341 | Sus | Y | EquipmentFailureInvolved¦Overhead¦ConductorOverhead¦Normal
23-0086905 | Unknown Cause | Patrol - found nothing |  |  | 2023 | Tier 2 - Extreme | Distribution Circuit | 6 | 29 | 20230629 | 2148587 | Sus | Y | UnknownCause¦Patrolfoundnothing¦¦
23-0087622 | Unknown Cause | Patrol - found nothing |  |  | 2023 | Tier 2 - Elevated | Transformer only | 6 | 30 | 20230630 | 2149786 | Sus | Y | UnknownCause¦Patrolfoundnothing¦¦
23-0087828 | Unknown Cause | Patrol - found nothing |  |  | 2023 | Tier 2 - Elevated | Distribution Circuit | 6 | 30 | 20230630 | 2150471 | Sus | Y | UnknownCause¦Patrolfoundnothing¦¦
23-0088059 | Company Initiated | Coordination failure | Recloser | Normal | 2023 | Tier 2 - Extreme | Distribution Circuit | 7 | 1 | 20230701 | 2151663 | Sus | Y | CompanyInitiated¦Coordinationfailure¦Recloser¦Normal
23-0088060 | Company Initiated | Coordination failure | Recloser | Normal | 2023 | Tier 2 - Elevated | Distribution Circuit | 7 | 1 | 20230701 | 2151667 | Sus | Y | CompanyInitiated¦Coordinationfailure¦Recloser¦Normal
23-0088070 | Company Initiated | Coordination failure | Recloser | Normal | 2023 | Tier 2 - Extreme | Distribution Circuit | 7 | 1 | 20230701 | 2151691 | Sus | Y | CompanyInitiated¦Coordinationfailure¦Recloser¦Normal
23-0088208 | Equipment Failure/Involved | Overhead | Transformer (OH) | Failed/Faulted | 2023 | Tier 2 - Elevated | Transformer only | 7 | 2 | 20230702 | 2152243 | Sus | Y | EquipmentFailureInvolved¦Overhead¦Transformer(OH)¦FailedFaulted
23-0088411 | Company Initiated | Construction Activity/equip, company | Transformer | Normal | 2023 | Tier 2 - Extreme | Transformer only | 7 | 3 | 20230703 | 2153132 | Sus | Y | CompanyInitiated¦ConstructionActivityequipcompany¦Transformer¦Normal
23-0090103 | Equipment Failure/Involved | Overhead | Crossarm, Wood | Broken | 2023 | Tier 2 - Elevated | Transformer only | 7 | 8 | 20230708 | 2157141 | Sus | Y | EquipmentFailureInvolved¦Overhead¦CrossarmWood¦Broken
23-0090237 | Vegetation | Tree - branch fell on line | Fuse | Failed/Faulted | 2023 | Tier 2 - Extreme | Distribution Circuit | 7 | 9 | 20230709 | 2157670 | Sus | Y | Vegetation¦Treebranchfellonline¦Fuse¦FailedFaulted
23-0091032 | Vegetation | Tree - fell into line | Conductor, Overhead | Normal | 2023 | Tier 2 - Extreme | Distribution Circuit | 7 | 11 | 20230711 | 2160239 | Sus | Y | Vegetation¦Treefellintoline¦ConductorOverhead¦Normal
23-0091326 | Unknown Cause | Patrol - found nothing |  |  | 2023 | Tier 2 - Extreme | Distribution Circuit | 7 | 12 | 20230712 | 2160836 | Sus | Y | UnknownCause¦Patrolfoundnothing¦¦
23-0091981 | Vegetation | Tree - fell into line | Secondary | Normal | 2023 | Tier 2 - Extreme | Distribution Circuit | 7 | 13 | 20230713 | 2161781 | Sus | Y | Vegetation¦Treefellintoline¦Secondary¦Normal
23-0092090 | Equipment Failure/Involved | Overhead | Insulator | Broken | 2023 | Tier 2 - Extreme | Transformer only | 7 | 13 | 20230713 | 2162062 | Sus | Y | EquipmentFailureInvolved¦Overhead¦Insulator¦Broken
23-0092839 | Vegetation | Tree - branch fell on line | Conductor, Overhead | Broken, wire on ground | 2023 | Tier 2 - Extreme | Distribution Circuit | 7 | 16 | 20230716 | 2164324 | Sus | Y | Vegetation¦Treebranchfellonline¦ConductorOverhead¦Brokenwireonground
23-0094971 | Unknown Cause | Patrol - found nothing |  |  | 2023 | Tier 2 - Extreme | Transformer only | 7 | 20 | 20230720 | 2169364 | Sus | Y | UnknownCause¦Patrolfoundnothing¦¦
23-0095049 | Unknown Cause | Patrol - found nothing |  |  | 2023 | Tier 2 - Extreme | Distribution Circuit | 7 | 21 | 20230721 | 2169632 | Sus | Y | UnknownCause¦Patrolfoundnothing¦¦
23-0095448 | Unknown Cause | Patrol - found nothing |  |  | 2023 | Tier 2 - Elevated | Distribution Circuit | 7 | 21 | 20230721 | 2170420 | Sus | Y | UnknownCause¦Patrolfoundnothing¦¦
23-0096090 | Vegetation | Tree - fell into line | Conductor, Overhead | Normal | 2023 | Tier 2 - Extreme | Distribution Circuit | 7 | 24 | 20230724 | 2172393 | Sus | Y | Vegetation¦Treefellintoline¦ConductorOverhead¦Normal
23-0096366 | Unknown Cause | Patrol - found nothing |  |  | 2023 | Tier 2 - Extreme | Distribution Circuit | 7 | 25 | 20230725 | 2173285 | Sus | Y | UnknownCause¦Patrolfoundnothing¦¦
23-0096819 | Equipment Failure/Involved | Overhead | Crossarm, Wood | Broken | 2023 | Tier 2 - Extreme | Transformer only | 7 | 26 | 20230726 | 2173964 | Sus | Y | EquipmentFailureInvolved¦Overhead¦CrossarmWood¦Broken
23-0097772 | Vegetation | Tree - branch fell on line | Secondary | Broken | 2023 | Tier 2 - Elevated | Transformer only | 7 | 27 | 20230727 | 2175607 | Sus | Y | Vegetation¦Treebranchfellonline¦Secondary¦Broken
23-0097892 | Unknown Cause | Patrol - found nothing |  |  | 2023 | Tier 2 - Extreme | Distribution Circuit | 7 | 28 | 20230728 | 2175919 | Sus | Y | UnknownCause¦Patrolfoundnothing¦¦
23-0098159 | Vegetation | Tree - branch fell on line | Conductor, Overhead | Normal | 2023 | Tier 2 - Extreme | Distribution Circuit | 7 | 28 | 20230728 | 2176544 | Sus | Y | Vegetation¦Treebranchfellonline¦ConductorOverhead¦Normal
23-0098860 | Equipment Failure/Involved | Overhead | Service conductor | Broken, wire on ground | 2023 | Tier 2 - Extreme | Transformer only | 7 | 31 | 20230731 | 2178875 | Sus | Y | EquipmentFailureInvolved¦Overhead¦Serviceconductor¦Brokenwireonground
23-0099023 | Unknown Cause | Patrol - found nothing |  |  | 2023 | Tier 2 - Extreme | Distribution Circuit | 8 | 1 | 20230801 | 2179401 | Sus | Y | UnknownCause¦Patrolfoundnothing¦¦
23-0099136 | Vegetation | Tree - fell into line | Conductor, Overhead | Together | 2023 | Tier 2 - Extreme | Transformer only | 8 | 1 | 20230801 | 2179521 | Sus | Y | Vegetation¦Treefellintoline¦ConductorOverhead¦Together
23-0099526 | Vegetation | Tree - fell into line | Conductor, Overhead | Broken, wire on ground | 2023 | Tier 2 - Extreme | Distribution Circuit | 8 | 2 | 20230802 | 2180509 | Sus | Y | Vegetation¦Treefellintoline¦ConductorOverhead¦Brokenwireonground
23-0099616 | Animal | Squirrel | Cutout, fuse holder | Normal | 2023 | Tier 2 - Elevated | Distribution Circuit | 8 | 2 | 20230802 | 2180600 | Sus | Y | Animal¦Squirrel¦Cutoutfuseholder¦Normal
23-0100131 | Equipment Failure/Involved | Overhead | Transformer (OH) | Failed/Faulted | 2023 | Tier 2 - Extreme | Transformer only | 8 | 3 | 20230803 | 2181487 | Sus | Y | EquipmentFailureInvolved¦Overhead¦Transformer(OH)¦FailedFaulted
23-0100153 | Company Initiated | Operating error | Connector or Splice (OH) | Normal | 2023 | Tier 2 - Extreme | Transformer only | 8 | 3 | 20230803 | 2181556 | Sus | Y | CompanyInitiated¦Operatingerror¦ConnectororSplice(OH)¦Normal
23-0101373 | Equipment Failure/Involved | Overhead | Fuse | Normal | 2023 | Tier 2 - Extreme | Transformer only | 8 | 7 | 20230807 | 2184688 | Sus | Y | EquipmentFailureInvolved¦Overhead¦Fuse¦Normal
23-0102377 | Vegetation | Tree - branch fell on line | Transformer (OH) | Failed/Faulted | 2023 | Tier 2 - Elevated | Transformer only | 8 | 9 | 20230809 | 2186812 | Sus | Y | Vegetation¦Treebranchfellonline¦Transformer(OH)¦FailedFaulted
23-0102460 | Vegetation | Tree - grew into line | Conductor, Overhead | Normal | 2023 | Tier 2 - Extreme | Distribution Circuit | 8 | 9 | 20230809 | 2187176 | Sus | Y | Vegetation¦Treegrewintoline¦ConductorOverhead¦Normal
23-0102705 | Equipment Failure/Involved | Overhead | Transformer (OH) | Failed/Faulted | 2023 | Tier 2 - Extreme | Distribution Circuit | 8 | 10 | 20230810 | 2187618 | Sus | Y | EquipmentFailureInvolved¦Overhead¦Transformer(OH)¦FailedFaulted
23-0103122 | Company Initiated | Personnel, company | Conductor, Overhead |  | 2023 | Tier 2 - Extreme | Distribution Circuit | 8 | 11 | 20230811 | 2188381 | Sus | Y | CompanyInitiated¦Personnelcompany¦ConductorOverhead¦
23-0103600 | Unknown Cause | Patrol - found nothing |  |  | 2023 | Tier 2 - Extreme | Distribution Circuit | 8 | 12 | 20230812 | 2189144 | Sus | Y | UnknownCause¦Patrolfoundnothing¦¦
23-0104130 | Equipment Failure/Involved | Overhead | Transformer (OH) | Failed/Faulted | 2023 | Tier 2 - Elevated | Transformer only | 8 | 14 | 20230814 | 2190515 | Sus | Y | EquipmentFailureInvolved¦Overhead¦Transformer(OH)¦FailedFaulted
23-0104376 | Unknown Cause | Patrol - found nothing |  |  | 2023 | Tier 2 - Elevated | Distribution Circuit | 8 | 15 | 20230815 | 2191280 | Sus | Y | UnknownCause¦Patrolfoundnothing¦¦
23-0104440 | 3rd Party | Customer Equipment | Recloser | Normal | 2023 | Tier 2 - Extreme | Distribution Circuit | 8 | 15 | 20230815 | 2191473 | Sus | Y | 3rdParty¦CustomerEquipment¦Recloser¦Normal
23-0104851 | Equipment Failure/Involved | Overhead | Crossarm, Wood | Broken | 2023 | Tier 2 - Elevated | Distribution Circuit | 8 | 15 | 20230815 | 2192299 | Sus | Y | EquipmentFailureInvolved¦Overhead¦CrossarmWood¦Broken
23-0104951 | Company Initiated | Improper Construction | Jumper | Normal | 2023 | Tier 2 - Elevated | Distribution Circuit | 8 | 16 | 20230816 | 2192384 | Sus | Y | CompanyInitiated¦ImproperConstruction¦Jumper¦Normal
23-0105379 | Unknown Cause | Patrol - found nothing |  |  | 2023 | Tier 2 - Extreme | Distribution Circuit | 8 | 17 | 20230817 | 2193461 | Sus | Y | UnknownCause¦Patrolfoundnothing¦¦
23-0105717 | Environmental/External | Water | Transformer | Broken, wire on object | 2023 | Tier 2 - Extreme | Transformer only | 8 | 17 | 20230817 | 2193814 | Sus | Y | EnvironmentalExternal¦Water¦Transformer¦Brokenwireonobject
23-0106315 | Equipment Failure/Involved | Overhead | Secondary | Deteriorated | 2023 | Tier 2 - Elevated | Transformer only | 8 | 19 | 20230819 | 2195392 | Sus | Y | EquipmentFailureInvolved¦Overhead¦Secondary¦Deteriorated
23-0106796 | Equipment Failure/Involved | Underground | Transformer (UG) | Failed/Faulted | 2023 | Tier 2 - Elevated | Distribution Circuit | 8 | 21 | 20230821 | 2197466 | Sus | Y | EquipmentFailureInvolved¦Underground¦Transformer(UG)¦FailedFaulted
23-0106886 | Unknown Cause | Patrol - found nothing |  |  | 2023 | Tier 2 - Extreme | Distribution Circuit | 8 | 21 | 20230821 | 2197743 | Sus | Y | UnknownCause¦Patrolfoundnothing¦¦
23-0107094 | Vegetation | Tree - bark fell into line | Conductor, Overhead | Normal | 2023 | Tier 2 - Extreme | Distribution Circuit | 8 | 21 | 20230821 | 2198264 | Sus | Y | Vegetation¦Treebarkfellintoline¦ConductorOverhead¦Normal
23-0109457 | Animal | Bird found | Conductor, Overhead | Normal | 2023 | Tier 2 - Elevated | Distribution Circuit | 8 | 26 | 20230826 | 2203027 | Sus | Y | Animal¦Birdfound¦ConductorOverhead¦Normal
23-0109461 | Unknown Cause | Patrol - found nothing |  |  | 2023 | Tier 2 - Extreme | Distribution Circuit | 8 | 26 | 20230826 | 2203040 | Sus | Y | UnknownCause¦Patrolfoundnothing¦¦
23-0109552 | Unknown Cause | Patrol - found nothing |  |  | 2023 | Tier 2 - Elevated | Distribution Circuit | 8 | 27 | 20230827 | 2203402 | Sus | Y | UnknownCause¦Patrolfoundnothing¦¦
23-0109588 | Equipment Failure/Involved | Overhead | Pole-Wood | Broken | 2023 | Tier 2 - Elevated | Distribution Circuit | 8 | 28 | 20230828 | 2203514 | Sus | Y | EquipmentFailureInvolved¦Overhead¦PoleWood¦Broken
23-0109859 | Company Initiated | Personnel, company | Fuse | Normal | 2023 | Tier 2 - Elevated | Distribution Circuit | 8 | 28 | 20230828 | 2204248 | Sus | Y | CompanyInitiated¦Personnelcompany¦Fuse¦Normal
23-0111565 | Equipment Failure/Involved | Overhead | Crossarm, Wood | Deteriorated | 2023 | Tier 2 - Extreme | Distribution Circuit | 8 | 31 | 20230831 | 2207463 | Sus | Y | EquipmentFailureInvolved¦Overhead¦CrossarmWood¦Deteriorated
23-0111838 | Equipment Failure/Involved | Overhead | Crossarm, Wood | Broken | 2023 | Tier 2 - Extreme | Distribution Circuit | 9 | 1 | 20230901 | 2208021 | Sus | Y | EquipmentFailureInvolved¦Overhead¦CrossarmWood¦Broken
23-0112063 | Company Initiated | Coordination failure | Recloser | Normal | 2023 | Tier 2 - Extreme | Distribution Circuit | 9 | 2 | 20230902 | 2208355 | Sus | Y | CompanyInitiated¦Coordinationfailure¦Recloser¦Normal
23-0112573 | 3rd Party | Tree - cutting, 3rd party | Conductor, Overhead | Normal | 2023 | Tier 2 - Extreme | Distribution Circuit | 9 | 5 | 20230905 | 2210042 | Sus | Y | 3rdParty¦Treecutting3rdparty¦ConductorOverhead¦Normal
23-0112768 | Company Initiated | Coordination failure | Fuse | Normal | 2023 | Tier 2 - Extreme | Distribution Circuit | 9 | 5 | 20230905 | 2210249 | Sus | Y | CompanyInitiated¦Coordinationfailure¦Fuse¦Normal
23-0112745 | Equipment Failure/Involved | Overhead | Fuse | Failed/Faulted | 2023 | Tier 2 - Extreme | Transformer only | 9 | 5 | 20230905 | 2210103 | Sus | Y | EquipmentFailureInvolved¦Overhead¦Fuse¦FailedFaulted
23-0112881 | 3rd Party | Vehicle | Pole-Wood | Broken, wire on ground | 2023 | Tier 2 - Extreme | Distribution Circuit | 9 | 6 | 20230906 | 2210527 | Sus | Y | 3rdParty¦Vehicle¦PoleWood¦Brokenwireonground
23-0113165 | Equipment Failure/Involved | Overhead | Transformer (OH) | Leaking | 2023 | Tier 2 - Extreme | Transformer only | 9 | 6 | 20230906 | 2210940 | Sus | Y | EquipmentFailureInvolved¦Overhead¦Transformer(OH)¦Leaking
23-0113232 | 3rd Party | Tree - cutting, 3rd party | Conductor, Overhead | Normal | 2023 | Tier 2 - Elevated | Distribution Circuit | 9 | 6 | 20230906 | 2211002 | Sus | Y | 3rdParty¦Treecutting3rdparty¦ConductorOverhead¦Normal
23-0113310 | Unknown Cause | Patrol - found nothing |  |  | 2023 | Tier 2 - Elevated | Distribution Circuit | 9 | 6 | 20230906 | 2211103 | Sus | Y | UnknownCause¦Patrolfoundnothing¦¦
23-0113352 | Unknown Cause | Patrol - found nothing |  |  | 2023 | Tier 2 - Elevated | Distribution Circuit | 9 | 6 | 20230906 | 2211187 | Sus | Y | UnknownCause¦Patrolfoundnothing¦¦
23-0114968 | Equipment Failure/Involved | Overhead | Transformer (OH) | Failed/Faulted | 2023 | Tier 2 - Extreme | Transformer only | 9 | 11 | 20230911 | 2215323 | Sus | Y | EquipmentFailureInvolved¦Overhead¦Transformer(OH)¦FailedFaulted
23-0115072 | Unknown Cause | Patrol - found nothing |  |  | 2023 | Tier 2 - Extreme | Distribution Circuit | 9 | 11 | 20230911 | 2215638 | Sus | Y | UnknownCause¦Patrolfoundnothing¦¦
23-0115692 | Unknown Cause | Patrol - found nothing |  |  | 2023 | Tier 2 - Extreme | Distribution Circuit | 9 | 12 | 20230912 | 2216821 | Sus | Y | UnknownCause¦Patrolfoundnothing¦¦
23-0116307 | Animal | Bird found | Conductor, Overhead | Normal | 2023 | Tier 2 - Extreme | Distribution Circuit | 9 | 13 | 20230913 | 2218258 | Sus | Y | Animal¦Birdfound¦ConductorOverhead¦Normal
23-0116755 | 3rd Party | Vehicle | Anchor or Guy | Broken | 2023 | Tier 2 - Elevated | Distribution Circuit | 9 | 14 | 20230914 | 2218956 | Sus | Y | 3rdParty¦Vehicle¦AnchororGuy¦Broken
23-0116818 | Vegetation | Tree - grew into line | Conductor, Overhead | Normal | 2023 | Tier 2 - Elevated | Distribution Circuit | 9 | 14 | 20230914 | 2218990 | Sus | Y | Vegetation¦Treegrewintoline¦ConductorOverhead¦Normal
23-0116903 | Equipment Failure/Involved | Electrical Overload | Pole-Wood | Deteriorated | 2023 | Tier 2 - Elevated | Transformer only | 9 | 14 | 20230914 | 2219192 | Sus | Y | EquipmentFailureInvolved¦ElectricalOverload¦PoleWood¦Deteriorated
23-0118603 | Wildfire Mitigation | Public Safety Power Shut-off | Conductor, Overhead | Normal | 2023 | Tier 2 - Extreme | Distribution Circuit | 9 | 21 | 20230921 | 2223786 | Sus | Y | WildfireMitigation¦PublicSafetyPowerShutoff¦ConductorOverhead¦Normal
23-0120035 | Vegetation | Tree - fell into line | Conductor, Overhead | Broken, wire on ground | 2023 | Tier 2 - Elevated | Distribution Circuit | 9 | 23 | 20230923 | 2225327 | Sus | Y | Vegetation¦Treefellintoline¦ConductorOverhead¦Brokenwireonground
23-0120691 | Unknown Cause | Patrol - found nothing |  |  | 2023 | Tier 2 - Extreme | Distribution Circuit | 9 | 26 | 20230926 | 2227101 | Sus | Y | UnknownCause¦Patrolfoundnothing¦¦
23-0121273 | Unknown Cause | Patrol - found nothing |  |  | 2023 | Tier 2 - Elevated | Distribution Circuit | 9 | 27 | 20230927 | 2228199 | Sus | Y | UnknownCause¦Patrolfoundnothing¦¦
23-0122240 | Vegetation | Tree - grew into line | Conductor, Overhead | Normal | 2023 | Tier 2 - Extreme | Distribution Circuit | 9 | 28 | 20230928 | 2229651 | Sus | Y | Vegetation¦Treegrewintoline¦ConductorOverhead¦Normal
23-0122748 | Vegetation | Tree - branch fell on line | Jumper | Normal | 2023 | Tier 2 - Extreme | Distribution Circuit | 9 | 29 | 20230929 | 2230678 | Sus | Y | Vegetation¦Treebranchfellonline¦Jumper¦Normal
23-0122816 | 3rd Party | Vehicle | Pole-Wood | Broken, wire on ground | 2023 | Tier 2 - Elevated | Distribution Circuit | 9 | 30 | 20230930 | 2231183 | Sus | Y | 3rdParty¦Vehicle¦PoleWood¦Brokenwireonground
23-0122969 | Unknown Cause | Patrol - found nothing |  |  | 2023 | Tier 2 - Extreme | Distribution Circuit | 9 | 30 | 20230930 | 2231650 | Sus | Y | UnknownCause¦Patrolfoundnothing¦¦
23-0123394 | Equipment Failure/Involved | Overhead | Transformer | Failed/Faulted | 2023 | Tier 2 - Extreme | Transformer only | 10 | 2 | 20231002 | 2232824 | Sus | Y | EquipmentFailureInvolved¦Overhead¦Transformer¦FailedFaulted
23-0123668 | Animal | Squirrel | Conductor, Overhead | Normal | 2023 | Tier 2 - Elevated | Distribution Circuit | 10 | 3 | 20231003 | 2233404 | Sus | Y | Animal¦Squirrel¦ConductorOverhead¦Normal
23-0123858 | Equipment Failure/Involved | Overhead | Conductor, Overhead | Broken, wire on object | 2023 | Tier 2 - Elevated | Distribution Circuit | 10 | 3 | 20231003 | 2233795 | Sus | Y | EquipmentFailureInvolved¦Overhead¦ConductorOverhead¦Brokenwireonobject
23-0124414 | Company Initiated | Return Circuit Normal | Fuse | Burned Open | 2023 | Tier 2 - Extreme | Distribution Circuit | 10 | 4 | 20231004 | 2234587 | Sus | Y | CompanyInitiated¦ReturnCircuitNormal¦Fuse¦BurnedOpen
23-0124591 | Equipment Failure/Involved | Underground | Transformer (UG) | Leaking | 2023 | Tier 2 - Elevated | Distribution Circuit | 10 | 4 | 20231004 | 2235068 | Sus | Y | EquipmentFailureInvolved¦Underground¦Transformer(UG)¦Leaking
23-0124856 | Unknown Cause | Patrol - found nothing |  |  | 2023 | Tier 2 - Elevated | Distribution Circuit | 10 | 5 | 20231005 | 2235641 | Sus | Y | UnknownCause¦Patrolfoundnothing¦¦
23-0118331 | Company Initiated | Construction Activity/equip, company | Cutout, fuse holder | Normal | 2023 | Tier 2 - Elevated | Distribution Circuit | 10 | 5 | 20231005 | 2235860 | Sus | Y | CompanyInitiated¦ConstructionActivityequipcompany¦Cutoutfuseholder¦Normal
23-0125592 | Vegetation | Tree - branch fell on line | Conductor, Overhead | Normal | 2023 | Tier 2 - Elevated | Distribution Circuit | 10 | 6 | 20231006 | 2236872 | Sus | Y | Vegetation¦Treebranchfellonline¦ConductorOverhead¦Normal
23-0125708 | Equipment Failure/Involved | Overhead | Secondary | Broken | 2023 | Tier 2 - Extreme | Transformer only | 10 | 7 | 20231007 | 2237497 | Sus | Y | EquipmentFailureInvolved¦Overhead¦Secondary¦Broken
23-0126766 | Unknown Cause | Patrol - found nothing |  |  | 2023 | Tier 2 - Extreme | Distribution Circuit | 10 | 10 | 20231010 | 2240279 | Sus | Y | UnknownCause¦Patrolfoundnothing¦¦
23-0128952 | Unknown Cause | Patrol - found nothing |  |  | 2023 | Tier 2 - Elevated | Distribution Circuit | 10 | 17 | 20231017 | 2244946 | Sus | Y | UnknownCause¦Patrolfoundnothing¦¦
23-0129235 | Equipment Failure/Involved | Overhead | Customer Equipment | Normal | 2023 | Tier 2 - Elevated | Transformer only | 10 | 17 | 20231017 | 2245507 | Sus | Y | EquipmentFailureInvolved¦Overhead¦CustomerEquipment¦Normal
23-0130921 | Animal | Bird found | Jumper | Normal | 2023 | Tier 2 - Elevated | Distribution Circuit | 10 | 21 | 20231021 | 2248337 | Sus | Y | Animal¦Birdfound¦Jumper¦Normal
23-0130981 | Unknown Cause | Patrol - found nothing |  |  | 2023 | Tier 2 - Elevated | Distribution Circuit | 10 | 22 | 20231022 | 2248687 | Sus | Y | UnknownCause¦Patrolfoundnothing¦¦
23-0130987 | Unknown Cause | Patrol - found nothing |  |  | 2023 | Tier 2 - Elevated | Distribution Circuit | 10 | 22 | 20231022 | 2248719 | Sus | Y | UnknownCause¦Patrolfoundnothing¦¦
23-0131000 | Animal | Bird found | Conductor, Overhead | Normal | 2023 | Tier 2 - Extreme | Distribution Circuit | 10 | 22 | 20231022 | 2248747 | Sus | Y | Animal¦Birdfound¦ConductorOverhead¦Normal
23-0131004 | Unknown Cause | Patrol - found nothing |  |  | 2023 | Tier 2 - Extreme | Distribution Circuit | 10 | 22 | 20231022 | 2248796 | Sus | Y | UnknownCause¦Patrolfoundnothing¦¦
23-0131021 | Unknown Cause | Patrol - found nothing |  |  | 2023 | Tier 2 - Elevated | Distribution Circuit | 10 | 22 | 20231022 | 2248859 | Sus | Y | UnknownCause¦Patrolfoundnothing¦¦
23-0131039 | Unknown Cause | Patrol - found nothing |  |  | 2023 | Tier 2 - Elevated | Distribution Circuit | 10 | 22 | 20231022 | 2248958 | Sus | Y | UnknownCause¦Patrolfoundnothing¦¦
23-0131099 | Vegetation | Tree - branch fell on line | Conductor, Overhead | Normal | 2023 | Tier 2 - Elevated | Distribution Circuit | 10 | 22 | 20231022 | 2249268 | Sus | Y | Vegetation¦Treebranchfellonline¦ConductorOverhead¦Normal
23-0133077 | Equipment Failure/Involved | Overhead | Cutout, fuse holder | Normal | 2023 | Tier 2 - Extreme | Distribution Circuit | 10 | 27 | 20231027 | 2252970 | Sus | Y | EquipmentFailureInvolved¦Overhead¦Cutoutfuseholder¦Normal
23-0133435 | Vegetation | Tree - fell into line | Conductor, Overhead | Normal | 2023 | Tier 2 - Extreme | Distribution Circuit | 10 | 27 | 20231027 | 2253754 | Sus | Y | Vegetation¦Treefellintoline¦ConductorOverhead¦Normal
23-0135875 | Unknown Cause | Patrol - found nothing |  |  | 2023 | Tier 2 - Extreme | Distribution Circuit | 11 | 4 | 20231104 | 2259893 | Sus | Y | UnknownCause¦Patrolfoundnothing¦¦
23-0136022 | Vegetation | Tree - branch fell on line | Conductor, Overhead | Normal | 2023 | Tier 2 - Elevated | Distribution Circuit | 11 | 5 | 20231105 | 2260566 | Sus | Y | Vegetation¦Treebranchfellonline¦ConductorOverhead¦Normal
23-0136245 | Vegetation | Tree - fell into line | Conductor, Overhead | Normal | 2023 | Tier 2 - Elevated | Distribution Circuit | 11 | 6 | 20231106 | 2261230 | Sus | Y | Vegetation¦Treefellintoline¦ConductorOverhead¦Normal
23-0136716 | Equipment Failure/Involved | Overhead | Transformer (OH) | Deteriorated | 2023 | Tier 2 - Elevated | Transformer only | 11 | 7 | 20231107 | 2262747 | Sus | Y | EquipmentFailureInvolved¦Overhead¦Transformer(OH)¦Deteriorated
23-0138165 | Equipment Failure/Involved | Underground | Connector or Splice (UG) | Failed/Faulted | 2023 | Tier 2 - Elevated | Distribution Circuit | 11 | 12 | 20231112 | 2266971 | Sus | Y | EquipmentFailureInvolved¦Underground¦ConnectororSplice(UG)¦FailedFaulted
23-0138185 | Animal | Bird found | Conductor, Overhead | Normal | 2023 | Tier 2 - Extreme | Distribution Circuit | 11 | 12 | 20231112 | 2267016 | Sus | Y | Animal¦Birdfound¦ConductorOverhead¦Normal
23-0140990 | Vegetation | Tree - branch fell on line | Conductor, Overhead | Normal | 2023 | Tier 2 - Extreme | Distribution Circuit | 11 | 18 | 20231118 | 2273273 | Sus | Y | Vegetation¦Treebranchfellonline¦ConductorOverhead¦Normal
23-0141244 | 3rd Party | Vehicle | Conductor, Overhead | Broken, wire on ground | 2023 | Tier 2 - Extreme | Distribution Circuit | 11 | 20 | 20231120 | 2273937 | Sus | Y | 3rdParty¦Vehicle¦ConductorOverhead¦Brokenwireonground
23-0141542 | 3rd Party | Dig in, 3rd party | Secondary | Broken | 2023 | Tier 2 - Elevated | Transformer only | 11 | 20 | 20231120 | 2274320 | Sus | Y | 3rdParty¦Digin3rdparty¦Secondary¦Broken
23-0141710 | Equipment Failure/Involved | Overhead | Secondary | Broken | 2023 | Tier 2 - Elevated | Transformer only | 11 | 21 | 20231121 | 2274776 | Sus | Y | EquipmentFailureInvolved¦Overhead¦Secondary¦Broken
23-0142544 | Vegetation | Tree - bark fell into line | Bus | Failed/Faulted | 2023 | Tier 2 - Extreme | Transformer only | 11 | 23 | 20231123 | 2276205 | Sus | Y | Vegetation¦Treebarkfellintoline¦Bus¦FailedFaulted
23-0142797 | Animal | Squirrel | Fuse | Failed/Faulted | 2023 | Tier 2 - Elevated | Distribution Circuit | 11 | 25 | 20231125 | 2277030 | Sus | Y | Animal¦Squirrel¦Fuse¦FailedFaulted
23-0142888 | Unknown Cause | Patrol - found nothing |  |  | 2023 | Tier 2 - Elevated | Distribution Circuit | 11 | 26 | 20231126 | 2277294 | Sus | Y | UnknownCause¦Patrolfoundnothing¦¦
23-0143668 | Equipment Failure/Involved | Overhead | Transformer (OH) | Failed/Faulted | 2023 | Tier 2 - Extreme | Distribution Circuit | 11 | 29 | 20231129 | 2279345 | Sus | Y | EquipmentFailureInvolved¦Overhead¦Transformer(OH)¦FailedFaulted
23-0143942 | Unknown Cause | Patrol - not conducted |  |  | 2023 | Tier 2 - Elevated | Distribution Circuit | 11 | 29 | 20231129 | 2280005 | Sus | Y | UnknownCause¦Patrolnotconducted¦¦
23-0144827 | Equipment Failure/Involved | Overhead | Insulator | Broken | 2023 | Tier 2 - Elevated | Distribution Circuit | 12 | 1 | 20231201 | 2281790 | Sus | N | EquipmentFailureInvolved¦Overhead¦Insulator¦Broken
23-0145128 | Equipment Failure/Involved | Overhead | Fuse | Broken | 2023 | Tier 2 - Extreme | Transformer only | 12 | 4 | 20231204 | 2283090 | Sus | N | EquipmentFailureInvolved¦Overhead¦Fuse¦Broken
23-0145857 | Company Initiated | Return Circuit Normal | Conductor, Underground | Normal | 2023 | Tier 2 - Elevated | Distribution Circuit | 12 | 6 | 20231206 | 2285633 | Sus | N | CompanyInitiated¦ReturnCircuitNormal¦ConductorUnderground¦Normal
23-0146495 | Equipment Failure/Involved | Electrical Overload | Transformer | Leaking | 2023 | Tier 2 - Elevated | Transformer only | 12 | 8 | 20231208 | 2287046 | Sus | N | EquipmentFailureInvolved¦ElectricalOverload¦Transformer¦Leaking
23-0146591 | Equipment Failure/Involved | Overhead | Transformer (OH) | Leaking | 2023 | Tier 2 - Extreme | Distribution Circuit | 12 | 8 | 20231208 | 2287268 | Sus | N | EquipmentFailureInvolved¦Overhead¦Transformer(OH)¦Leaking
23-0146741 | Equipment Failure/Involved | Overhead | Pole-Wood | Broken | 2023 | Tier 2 - Extreme | Distribution Circuit | 12 | 10 | 20231210 | 2288318 | Sus | N | EquipmentFailureInvolved¦Overhead¦PoleWood¦Broken
23-0147510 | Equipment Failure/Involved | Overhead | Pole-Wood | Broken | 2023 | Tier 2 - Extreme | Distribution Circuit | 12 | 14 | 20231214 | 2292159 | Sus | N | EquipmentFailureInvolved¦Overhead¦PoleWood¦Broken
23-0147614 | Equipment Failure/Involved | Electrical Overload | Secondary | Burned/flashed | 2023 | Tier 2 - Extreme | Transformer only | 12 | 15 | 20231215 | 2292811 | Sus | N | EquipmentFailureInvolved¦ElectricalOverload¦Secondary¦Burnedflashed
23-0147736 | Unknown Cause | Patrol - found nothing |  |  | 2023 | Tier 2 - Extreme | Distribution Circuit | 12 | 17 | 20231217 | 2293506 | Sus | N | UnknownCause¦Patrolfoundnothing¦¦
23-0147732 | Equipment Failure/Involved | Overhead | Pole-Wood | Broken | 2023 | Tier 2 - Elevated | Distribution Circuit | 12 | 17 | 20231217 | 2293578 | Sus | N | EquipmentFailureInvolved¦Overhead¦PoleWood¦Broken
23-0147753 | Equipment Failure/Involved | Overhead | Pole-Wood | Broken | 2023 | Tier 2 - Extreme | Distribution Circuit | 12 | 17 | 20231217 | 2293729 | Sus | N | EquipmentFailureInvolved¦Overhead¦PoleWood¦Broken
23-0147847 | Unknown Cause | Patrol - found nothing |  |  | 2023 | Tier 2 - Elevated | Distribution Circuit | 12 | 18 | 20231218 | 2294056 | Sus | N | UnknownCause¦Patrolfoundnothing¦¦
23-0147919 | Vegetation | Tree - branch fell on line | Conductor, Overhead | Normal | 2023 | Tier 2 - Elevated | Distribution Circuit | 12 | 18 | 20231218 | 2294680 | Sus | N | Vegetation¦Treebranchfellonline¦ConductorOverhead¦Normal
23-0147934 | Equipment Failure/Involved | Overhead | Pole-Wood | Deteriorated | 2023 | Tier 2 - Extreme | Distribution Circuit | 12 | 18 | 20231218 | 2294435 | Sus | N | EquipmentFailureInvolved¦Overhead¦PoleWood¦Deteriorated
23-0148018 | Vegetation | Tree - branch fell on line | Connector or Splice (OH) | Broken, wire on ground | 2023 | Tier 2 - Elevated | Distribution Circuit | 12 | 18 | 20231218 | 2295214 | Sus | N | Vegetation¦Treebranchfellonline¦ConnectororSplice(OH)¦Brokenwireonground
23-0148033 | Vegetation | Tree - fell into line | Connector or Splice (OH) | Broken, wire on ground | 2023 | Tier 2 - Extreme | Distribution Circuit | 12 | 19 | 20231219 | 2295271 | Sus | N | Vegetation¦Treefellintoline¦ConnectororSplice(OH)¦Brokenwireonground
23-0148043 | Vegetation | Tree - fell into line | Pole-Wood | Broken | 2023 | Tier 2 - Extreme | Transformer only | 12 | 19 | 20231219 | 2295273 | Sus | N | Vegetation¦Treefellintoline¦PoleWood¦Broken
23-0148205 | Vegetation | Tree - fell into line | Conductor, Overhead | Broken, wire on ground | 2023 | Tier 2 - Extreme | Distribution Circuit | 12 | 20 | 20231220 | 2296186 | Sus | N | Vegetation¦Treefellintoline¦ConductorOverhead¦Brokenwireonground
23-0148304 | Vegetation | Tree - branch fell on line | Conductor, Overhead | Broken, wire on ground | 2023 | Tier 2 - Extreme | Distribution Circuit | 12 | 20 | 20231220 | 2296814 | Sus | N | Vegetation¦Treebranchfellonline¦ConductorOverhead¦Brokenwireonground
23-0148426 | Equipment Failure/Involved | Overhead | Transformer | Failed/Faulted | 2023 | Tier 2 - Extreme | Transformer only | 12 | 21 | 20231221 | 2297286 | Sus | N | EquipmentFailureInvolved¦Overhead¦Transformer¦FailedFaulted
23-0148488 | Equipment Failure/Involved | Overhead | Pole-Wood | Broken | 2023 | Tier 2 - Elevated | Distribution Circuit | 12 | 21 | 20231221 | 2297783 | Sus | N | EquipmentFailureInvolved¦Overhead¦PoleWood¦Broken
23-0148885 | Equipment Failure/Involved | Overhead | Transformer (OH) | Failed/Faulted | 2023 | Tier 2 - Elevated | Distribution Circuit | 12 | 26 | 20231226 | 2299781 | Sus | N | EquipmentFailureInvolved¦Overhead¦Transformer(OH)¦FailedFaulted
23-0148814 | Company Initiated | Other Circuits | Switch (UG) | Broken | 2023 | Tier 2 - Extreme | Distribution Circuit | 12 | 26 | 20231226 | 2300204 | Sus | N | CompanyInitiated¦OtherCircuits¦Switch(UG)¦Broken
23-0149014 | Vegetation | Tree - bark fell into line | Insulator | Normal | 2023 | Tier 2 - Elevated | Distribution Circuit | 12 | 27 | 20231227 | 2300755 | Sus | N | Vegetation¦Treebarkfellintoline¦Insulator¦Normal
23-0149077 | Vegetation | Tree - fell into line | Conductor, Overhead | Broken, wire on ground | 2023 | Tier 2 - Extreme | Distribution Circuit | 12 | 28 | 20231228 | 2301003 | Sus | N | Vegetation¦Treefellintoline¦ConductorOverhead¦Brokenwireonground
23-0149171 | Equipment Failure/Involved | Overhead | Secondary | Broken, wire on ground | 2023 | Tier 2 - Extreme | Transformer only | 12 | 28 | 20231228 | 2301636 | Sus | N | EquipmentFailureInvolved¦Overhead¦Secondary¦Brokenwireonground
23-0149221 | Vegetation | Tree - branch fell on line | Conductor, Overhead | Normal | 2023 | Tier 2 - Extreme | Distribution Circuit | 12 | 29 | 20231229 | 2301844 | Sus | N | Vegetation¦Treebranchfellonline¦ConductorOverhead¦Normal
23-0149240 | Equipment Failure/Involved | Overhead | Connector or Splice (OH) | Deteriorated | 2023 | Tier 2 - Extreme | Transformer only | 12 | 29 | 20231229 | 2302032 | Sus | N | EquipmentFailureInvolved¦Overhead¦ConnectororSplice(OH)¦Deteriorated
23-0149251 | Vegetation | Tree - branch fell on line | Transformer | Normal | 2023 | Tier 2 - Extreme | Transformer only | 12 | 29 | 20231229 | 2302075 | Sus | N | Vegetation¦Treebranchfellonline¦Transformer¦Normal
23-0004281 | Unknown Cause | Patrol - found nothing |  |  | 2023 | Tier 2 - Elevated | Distribution Circuit | 1 | 1 | 20230101 | 1907606 | Sus | N | UnknownCause¦Patrolfoundnothing¦¦
23-0004306 | Unknown Cause | Patrol - found nothing |  |  | 2023 | Tier 2 - Elevated | Distribution Circuit | 1 | 1 | 20230101 | 1907943 | Sus | N | UnknownCause¦Patrolfoundnothing¦¦
23-0004398 | Vegetation | Tree - fell into line | Conductor, Overhead | Normal | 2023 | Tier 2 - Elevated | Distribution Circuit | 1 | 1 | 20230101 | 1908482 | Sus | N | Vegetation¦Treefellintoline¦ConductorOverhead¦Normal
23-0004453 | Vegetation | Tree - fell into line | Transformer (OH) | Leaking | 2023 | Tier 2 - Extreme | Transformer only | 1 | 1 | 20230101 | 1908342 | Sus | N | Vegetation¦Treefellintoline¦Transformer(OH)¦Leaking
23-0004421 | Vegetation | Tree - fell into line | Conductor, Overhead | Broken, wire on ground | 2023 | Tier 2 - Elevated | Distribution Circuit | 1 | 1 | 20230101 | 1908612 | Sus | N | Vegetation¦Treefellintoline¦ConductorOverhead¦Brokenwireonground
23-0004302 | 3rd Party | Vehicle | Pole-Wood | Broken | 2023 | Tier 2 - Elevated | Distribution Circuit | 1 | 2 | 20230102 | 1909741 | Sus | N | 3rdParty¦Vehicle¦PoleWood¦Broken
23-0004722 | Vegetation | Tree - fell into line | Conductor, Overhead | Normal | 2023 | Tier 2 - Elevated | Distribution Circuit | 1 | 2 | 20230102 | 1909918 | Sus | N | Vegetation¦Treefellintoline¦ConductorOverhead¦Normal
23-0004782 | Vegetation | Tree - fell into line | Conductor, Overhead | Normal | 2023 | Tier 2 - Elevated | Distribution Circuit | 1 | 2 | 20230102 | 1910137 | Sus | N | Vegetation¦Treefellintoline¦ConductorOverhead¦Normal
23-0004855 | Vegetation | Tree - fell into line | Secondary | Burned/flashed | 2023 | Tier 2 - Elevated | Transformer only | 1 | 2 | 20230102 | 1910365 | Sus | N | Vegetation¦Treefellintoline¦Secondary¦Burnedflashed
23-0005176 | Vegetation | Tree - fell into line | Conductor, Overhead | Broken, wire on ground | 2023 | Tier 2 - Elevated | Distribution Circuit | 1 | 3 | 20230103 | 1911439 | Sus | N | Vegetation¦Treefellintoline¦ConductorOverhead¦Brokenwireonground
23-0005190 | Equipment Failure/Involved | Overhead | Conductor, Overhead | Broken, wire on ground | 2023 | Tier 2 - Extreme | Distribution Circuit | 1 | 3 | 20230103 | 1911519 | Sus | N | EquipmentFailureInvolved¦Overhead¦ConductorOverhead¦Brokenwireonground
23-0005528 | Unknown Cause | Patrol - found nothing |  |  | 2023 | Tier 2 - Extreme | Distribution Circuit | 1 | 4 | 20230104 | 1912339 | Sus | N | UnknownCause¦Patrolfoundnothing¦¦
23-0005533 | Vegetation | Tree - fell into line | Pole-Wood | Broken, wire on ground | 2023 | Tier 2 - Elevated | Distribution Circuit | 1 | 4 | 20230104 | 1912349 | Sus | N | Vegetation¦Treefellintoline¦PoleWood¦Brokenwireonground
23-0005580 | Unknown Cause | Patrol - not conducted |  |  | 2023 | Tier 2 - Elevated | Distribution Circuit | 1 | 4 | 20230104 | 1912553 | Sus | N | UnknownCause¦Patrolnotconducted¦¦
23-0005861 | Vegetation | Tree - fell into line | Conductor, Overhead | Broken, wire on ground | 2023 | Tier 2 - Elevated | Distribution Circuit | 1 | 4 | 20230104 | 1913604 | Sus | N | Vegetation¦Treefellintoline¦ConductorOverhead¦Brokenwireonground
23-0006135 | Unknown Cause | Patrol - not conducted |  |  | 2023 | Tier 2 - Elevated | Distribution Circuit | 1 | 4 | 20230104 | 1914572 | Sus | N | UnknownCause¦Patrolnotconducted¦¦
23-0006501 | Vegetation | Tree - branch fell on line | Conductor, Overhead | Broken, wire on ground | 2023 | Tier 2 - Elevated | Distribution Circuit | 1 | 4 | 20230104 | 1917314 | Sus | N | Vegetation¦Treebranchfellonline¦ConductorOverhead¦Brokenwireonground
23-0004946 | Vegetation | Tree - fell into line | Conductor, Overhead | Normal | 2023 | Tier 2 - Extreme | Distribution Circuit | 1 | 3 | 20230103 | 1910859 | Sus | N | Vegetation¦Treefellintoline¦ConductorOverhead¦Normal
23-0004954 | Vegetation | Tree - fell into line | Conductor, Overhead | Broken, wire on ground | 2023 | Tier 2 - Extreme | Distribution Circuit | 1 | 3 | 20230103 | 1910950 | Sus | N | Vegetation¦Treefellintoline¦ConductorOverhead¦Brokenwireonground
23-0005145 | Vegetation | Tree - fell into line | Conductor, Overhead | Normal | 2023 | Tier 2 - Extreme | Distribution Circuit | 1 | 3 | 20230103 | 1911411 | Sus | N | Vegetation¦Treefellintoline¦ConductorOverhead¦Normal
23-0005908 | Equipment Failure/Involved | Overhead | Transformer (OH) | Failed/Faulted | 2023 | Tier 2 - Elevated | Transformer only | 1 | 4 | 20230104 | 1913780 | Sus | N | EquipmentFailureInvolved¦Overhead¦Transformer(OH)¦FailedFaulted
23-0006517 | Vegetation | Tree - branch fell on line | Conductor, Overhead | Together | 2023 | Tier 2 - Elevated | Distribution Circuit | 1 | 4 | 20230104 | 1917788 | Sus | N | Vegetation¦Treebranchfellonline¦ConductorOverhead¦Together
23-0006850 | Vegetation | Tree - fell into line | Conductor, Overhead | Normal | 2023 | Tier 2 - Elevated | Distribution Circuit | 1 | 4 | 20230104 | 1919164 | Sus | N | Vegetation¦Treefellintoline¦ConductorOverhead¦Normal
23-0007116 | Unknown Cause | Patrol - found nothing |  |  | 2023 | Tier 2 - Elevated | Distribution Circuit | 1 | 5 | 20230105 | 1920570 | Sus | N | UnknownCause¦Patrolfoundnothing¦¦
23-0007250 | Equipment Failure/Involved | Overhead | Lightning Arrestor | Broken | 2023 | Tier 2 - Elevated | Distribution Circuit | 1 | 5 | 20230105 | 1920744 | Sus | N | EquipmentFailureInvolved¦Overhead¦LightningArrestor¦Broken
23-0007045 | Environmental/External | Ice or snow | Crossarm, Wood | Broken | 2023 | Tier 2 - Elevated | Distribution Circuit | 1 | 5 | 20230105 | 1920970 | Sus | N | EnvironmentalExternal¦Iceorsnow¦CrossarmWood¦Broken
23-0007264 | Environmental/External | Water | Transformer | Broken | 2023 | Tier 2 - Elevated | Transformer only | 1 | 5 | 20230105 | 1921256 | Sus | N | EnvironmentalExternal¦Water¦Transformer¦Broken
23-0007148 | Vegetation | Tree - fell into line | Conductor, Overhead | Normal | 2023 | Tier 2 - Elevated | Distribution Circuit | 1 | 5 | 20230105 | 1921381 | Sus | N | Vegetation¦Treefellintoline¦ConductorOverhead¦Normal
23-0007225 | Unknown Cause | Patrol - found nothing |  |  | 2023 | Tier 2 - Extreme | Distribution Circuit | 1 | 5 | 20230105 | 1921550 | Sus | N | UnknownCause¦Patrolfoundnothing¦¦
23-0008675 | Unknown Cause | Patrol - found nothing |  |  | 2023 | Tier 2 - Extreme | Distribution Circuit | 1 | 7 | 20230107 | 1925952 | Sus | N | UnknownCause¦Patrolfoundnothing¦¦
23-0008763 | Vegetation | Tree - branch fell on line | Connector or Splice (OH) | Broken | 2023 | Tier 2 - Extreme | Distribution Circuit | 1 | 7 | 20230107 | 1926507 | Sus | N | Vegetation¦Treebranchfellonline¦ConnectororSplice(OH)¦Broken
23-0008828 | Equipment Failure/Involved | Overhead | Cutout, fuse holder | Normal | 2023 | Tier 2 - Extreme | Transformer only | 1 | 7 | 20230107 | 1926511 | Sus | N | EquipmentFailureInvolved¦Overhead¦Cutoutfuseholder¦Normal
23-0008861 | Environmental/External | Ice or snow | Conductor, Overhead | Normal | 2023 | Tier 2 - Extreme | Distribution Circuit | 1 | 7 | 20230107 | 1926888 | Sus | N | EnvironmentalExternal¦Iceorsnow¦ConductorOverhead¦Normal
23-0009231 | Vegetation | Tree - fell into line | Service conductor | Broken, wire on ground | 2023 | Tier 2 - Extreme | Transformer only | 1 | 7 | 20230107 | 1928098 | Sus | N | Vegetation¦Treefellintoline¦Serviceconductor¦Brokenwireonground
23-0009472 | 3rd Party | Vehicle | Crossarm, Wood | Broken | 2023 | Tier 2 - Elevated | Distribution Circuit | 1 | 8 | 20230108 | 1930595 | Sus | N | 3rdParty¦Vehicle¦CrossarmWood¦Broken
23-0010031 | Vegetation | Tree - branch fell on line | Conductor, Overhead | Normal | 2023 | Tier 2 - Extreme | Distribution Circuit | 1 | 8 | 20230108 | 1933178 | Sus | N | Vegetation¦Treebranchfellonline¦ConductorOverhead¦Normal
23-0010036 | Equipment Failure/Involved | Overhead | Crossarm, Wood | Broken | 2023 | Tier 2 - Extreme | Distribution Circuit | 1 | 8 | 20230108 | 1932029 | Sus | N | EquipmentFailureInvolved¦Overhead¦CrossarmWood¦Broken
23-0010007 | Vegetation | Tree - fell into line | Transformer | Broken, wire on ground | 2023 | Tier 2 - Extreme | Transformer only | 1 | 8 | 20230108 | 1932055 | Sus | N | Vegetation¦Treefellintoline¦Transformer¦Brokenwireonground
23-0009775 | Vegetation | Tree - fell into line | Conductor, Overhead | Broken, wire on ground | 2023 | Tier 2 - Elevated | Distribution Circuit | 1 | 8 | 20230108 | 1932083 | Sus | N | Vegetation¦Treefellintoline¦ConductorOverhead¦Brokenwireonground
23-0009863 | Vegetation | Tree - fell into line | Transformer | Normal | 2023 | Tier 2 - Extreme | Transformer only | 1 | 8 | 20230108 | 1932238 | Sus | N | Vegetation¦Treefellintoline¦Transformer¦Normal
23-0010117 | Unknown Cause | Patrol - found nothing |  |  | 2023 | Tier 2 - Extreme | Distribution Circuit | 1 | 8 | 20230108 | 1933481 | Sus | N | UnknownCause¦Patrolfoundnothing¦¦
23-0009879 | Vegetation | Tree - fell into line | Conductor, Overhead | Broken, wire on ground | 2023 | Tier 2 - Elevated | Distribution Circuit | 1 | 8 | 20230108 | 1932564 | Sus | N | Vegetation¦Treefellintoline¦ConductorOverhead¦Brokenwireonground
23-0010074 | Vegetation | Tree - branch fell on line | Cutout, fuse holder | Normal | 2023 | Tier 2 - Extreme | Transformer only | 1 | 8 | 20230108 | 1932662 | Sus | N | Vegetation¦Treebranchfellonline¦Cutoutfuseholder¦Normal
23-0010316 | Environmental/External | Flood/Erosion | Pole-Wood | Normal | 2023 | Tier 2 - Elevated | Distribution Circuit | 1 | 8 | 20230108 | 1934052 | Sus | N | EnvironmentalExternal¦FloodErosion¦PoleWood¦Normal
23-0010725 | Vegetation | Tree - fell into line | Conductor, Overhead | Broken, wire on ground | 2023 | Tier 2 - Extreme | Distribution Circuit | 1 | 9 | 20230109 | 1935039 | Sus | N | Vegetation¦Treefellintoline¦ConductorOverhead¦Brokenwireonground
23-0011042 | Equipment Failure/Involved | Overhead | Jumper | Burned Open | 2023 | Tier 2 - Elevated | Distribution Circuit | 1 | 9 | 20230109 | 1935383 | Sus | N | EquipmentFailureInvolved¦Overhead¦Jumper¦BurnedOpen
23-0010972 | Equipment Failure/Involved | Overhead | Jumper | Broken | 2023 | Tier 2 - Elevated | Transformer only | 1 | 9 | 20230109 | 1935575 | Sus | N | EquipmentFailureInvolved¦Overhead¦Jumper¦Broken
23-0010755 | Vegetation | Tree - fell into line | Conductor, Overhead | Broken, wire on ground | 2023 | Tier 2 - Extreme | Distribution Circuit | 1 | 9 | 20230109 | 1935571 | Sus | N | Vegetation¦Treefellintoline¦ConductorOverhead¦Brokenwireonground
23-0010800 | Vegetation | Tree - fell into line | Pole-Wood | Broken, wire on ground | 2023 | Tier 2 - Elevated | Distribution Circuit | 1 | 9 | 20230109 | 1935918 | Sus | N | Vegetation¦Treefellintoline¦PoleWood¦Brokenwireonground
23-0011182 | Equipment Failure/Involved | Overhead | Pole-Wood | Broken | 2023 | Tier 2 - Elevated | Distribution Circuit | 1 | 9 | 20230109 | 1937963 | Sus | N | EquipmentFailureInvolved¦Overhead¦PoleWood¦Broken
23-0011521 | Vegetation | Tree - branch fell on line | Conductor, Overhead | Normal | 2023 | Tier 2 - Extreme | Distribution Circuit | 1 | 9 | 20230109 | 1939271 | Sus | N | Vegetation¦Treebranchfellonline¦ConductorOverhead¦Normal
23-0011867 | Equipment Failure/Involved | Overhead | Pole-Wood | Broken, wire on ground | 2023 | Tier 2 - Extreme | Transformer only | 1 | 10 | 20230110 | 1946171 | Sus | N | EquipmentFailureInvolved¦Overhead¦PoleWood¦Brokenwireonground
23-0011973 | Unknown Cause | Patrol - found nothing |  |  | 2023 | Tier 2 - Elevated | Distribution Circuit | 1 | 10 | 20230110 | 1941720 | Sus | N | UnknownCause¦Patrolfoundnothing¦¦
23-0012052 | Vegetation | Tree - branch fell on line | Conductor, Overhead | Together | 2023 | Tier 2 - Elevated | Distribution Circuit | 1 | 10 | 20230110 | 1941827 | Sus | N | Vegetation¦Treebranchfellonline¦ConductorOverhead¦Together
23-0011867 | Vegetation | Tree - fell into line | Pole-Wood | Broken, wire on ground | 2023 | Tier 2 - Elevated | Distribution Circuit | 1 | 10 | 20230110 | 1942126 | Sus | N | Vegetation¦Treefellintoline¦PoleWood¦Brokenwireonground
23-0012020 | Vegetation | Tree - fell into line | Conductor, Overhead | Normal | 2023 | Tier 2 - Extreme | Distribution Circuit | 1 | 10 | 20230110 | 1942135 | Sus | N | Vegetation¦Treefellintoline¦ConductorOverhead¦Normal
23-0012176 | Unknown Cause | Patrol - found nothing |  |  | 2023 | Tier 2 - Elevated | Distribution Circuit | 1 | 10 | 20230110 | 1944395 | Sus | N | UnknownCause¦Patrolfoundnothing¦¦
23-0012236 | Equipment Failure/Involved | Overhead | Transformer (OH) | Broken | 2023 | Tier 2 - Elevated | Transformer only | 1 | 10 | 20230110 | 1944682 | Sus | N | EquipmentFailureInvolved¦Overhead¦Transformer(OH)¦Broken
23-0012814 | Vegetation | Tree - branch fell on line | Fuse | Normal | 2023 | Tier 2 - Extreme | Transformer only | 1 | 10 | 20230110 | 1945034 | Sus | N | Vegetation¦Treebranchfellonline¦Fuse¦Normal
23-0012476 | Vegetation | Tree - fell into line | Conductor, Overhead | Normal | 2023 | Tier 2 - Elevated | Distribution Circuit | 1 | 10 | 20230110 | 1945242 | Sus | N | Vegetation¦Treefellintoline¦ConductorOverhead¦Normal
23-0013337 | Vegetation | Tree - fell into line | Conductor, Overhead | Broken, wire on ground | 2023 | Tier 2 - Extreme | Distribution Circuit | 1 | 11 | 20230111 | 1946923 | Sus | N | Vegetation¦Treefellintoline¦ConductorOverhead¦Brokenwireonground
23-0013643 | Vegetation | Tree - fell into line | Cutout, fuse holder | Normal | 2023 | Tier 2 - Extreme | Transformer only | 1 | 11 | 20230111 | 1947693 | Sus | N | Vegetation¦Treefellintoline¦Cutoutfuseholder¦Normal
23-0013870 | Equipment Failure/Involved | Overhead | Jumper | Burned/flashed | 2023 | Tier 2 - Extreme | Distribution Circuit | 1 | 11 | 20230111 | 1948696 | Sus | N | EquipmentFailureInvolved¦Overhead¦Jumper¦Burnedflashed
23-0013952 | Equipment Failure/Involved | Underground | Transformer (UG) | Failed/Faulted | 2023 | Tier 2 - Extreme | Distribution Circuit | 1 | 11 | 20230111 | 1948825 | Sus | N | EquipmentFailureInvolved¦Underground¦Transformer(UG)¦FailedFaulted
23-0014255 | Unknown Cause | Patrol - not conducted |  |  | 2023 | Tier 2 - Extreme | Distribution Circuit | 1 | 12 | 20230112 | 1949228 | Sus | N | UnknownCause¦Patrolnotconducted¦¦
23-0015623 | Equipment Failure/Involved | Overhead | Conductor, Overhead | Together | 2023 | Tier 2 - Extreme | Distribution Circuit | 1 | 13 | 20230113 | 1952641 | Sus | N | EquipmentFailureInvolved¦Overhead¦ConductorOverhead¦Together
23-0015833 | Vegetation | Tree - fell into line | Pole-Wood | Broken, wire on ground | 2023 | Tier 2 - Elevated | Distribution Circuit | 1 | 14 | 20230114 | 1952763 | Sus | N | Vegetation¦Treefellintoline¦PoleWood¦Brokenwireonground
23-0016072 | Vegetation | Tree - fell into line | Pole-Wood | Broken, wire on ground | 2023 | Tier 2 - Elevated | Distribution Circuit | 1 | 14 | 20230114 | 1953067 | Sus | N | Vegetation¦Treefellintoline¦PoleWood¦Brokenwireonground
23-0015891 | Vegetation | Tree - fell into line | Conductor, Overhead | Normal | 2023 | Tier 2 - Extreme | Distribution Circuit | 1 | 14 | 20230114 | 1953151 | Sus | N | Vegetation¦Treefellintoline¦ConductorOverhead¦Normal
23-0016020 | Vegetation | Tree - fell into line | Conductor, Overhead | Normal | 2023 | Tier 2 - Extreme | Distribution Circuit | 1 | 14 | 20230114 | 1953750 | Sus | N | Vegetation¦Treefellintoline¦ConductorOverhead¦Normal
23-0016062 | Environmental/External | Lightning | Transformer (OH) | Burned/flashed | 2023 | Tier 2 - Elevated | Transformer only | 1 | 14 | 20230114 | 1953593 | Sus | N | EnvironmentalExternal¦Lightning¦Transformer(OH)¦Burnedflashed
23-0015972 | Vegetation | Tree - fell into line | Conductor, Overhead | Broken, wire on ground | 2023 | Tier 2 - Elevated | Distribution Circuit | 1 | 14 | 20230114 | 1953563 | Sus | N | Vegetation¦Treefellintoline¦ConductorOverhead¦Brokenwireonground
23-0016290 | Unknown Cause | Patrol - found nothing |  |  | 2023 | Tier 2 - Elevated | Distribution Circuit | 1 | 14 | 20230114 | 1954084 | Sus | N | UnknownCause¦Patrolfoundnothing¦¦
23-0016144 | Equipment Failure/Involved | Overhead | Pole-Wood | Broken | 2023 | Tier 2 - Elevated | Distribution Circuit | 1 | 14 | 20230114 | 1954096 | Sus | N | EquipmentFailureInvolved¦Overhead¦PoleWood¦Broken
23-0016171 | Unknown Cause | Patrol - found nothing |  |  | 2023 | Tier 2 - Extreme | Distribution Circuit | 1 | 14 | 20230114 | 1954312 | Sus | N | UnknownCause¦Patrolfoundnothing¦¦
23-0016582 | Equipment Failure/Involved | Overhead | Transformer (OH) | Failed/Faulted | 2023 | Tier 2 - Extreme | Distribution Circuit | 1 | 15 | 20230115 | 1955648 | Sus | N | EquipmentFailureInvolved¦Overhead¦Transformer(OH)¦FailedFaulted
23-0016678 | Animal | Squirrel | Fuse | Failed/Faulted | 2023 | Tier 2 - Elevated | Transformer only | 1 | 15 | 20230115 | 1955903 | Sus | N | Animal¦Squirrel¦Fuse¦FailedFaulted
23-0016644 | Animal | Squirrel | Conductor, Overhead | Normal | 2023 | Tier 2 - Elevated | Distribution Circuit | 1 | 15 | 20230115 | 1955754 | Sus | N | Animal¦Squirrel¦ConductorOverhead¦Normal
23-0018642 | Vegetation | Tree - branch fell on line | Conductor, Overhead | Together | 2023 | Tier 2 - Extreme | Distribution Circuit | 1 | 18 | 20230118 | 1961518 | Sus | N | Vegetation¦Treebranchfellonline¦ConductorOverhead¦Together
23-0018628 | Equipment Failure/Involved | Overhead | Conductor, Overhead | Broken, wire on ground | 2023 | Tier 2 - Extreme | Distribution Circuit | 1 | 18 | 20230118 | 1961535 | Sus | N | EquipmentFailureInvolved¦Overhead¦ConductorOverhead¦Brokenwireonground
23-0018658 | Equipment Failure/Involved | Overhead | Conductor, Overhead | Broken, wire on ground | 2023 | Tier 2 - Elevated | Distribution Circuit | 1 | 19 | 20230119 | 1961802 | Sus | N | EquipmentFailureInvolved¦Overhead¦ConductorOverhead¦Brokenwireonground
23-0018706 | Company Initiated | Construction Activity/equip, company | Conductor, Overhead | Contaminated | 2023 | Tier 2 - Elevated | Distribution Circuit | 1 | 19 | 20230119 | 1961900 | Sus | N | CompanyInitiated¦ConstructionActivityequipcompany¦ConductorOverhead¦Contaminated
23-0019240 | Vegetation | Tree - cutting, PG&E contractor | Circuit Breaker | Normal | 2023 | Tier 2 - Elevated | Distribution Circuit | 1 | 20 | 20230120 | 1962997 | Sus | N | Vegetation¦TreecuttingPG&Econtractor¦CircuitBreaker¦Normal
23-0019345 | Equipment Failure/Involved | Overhead | Fuse | Broken | 2023 | Tier 2 - Extreme | Transformer only | 1 | 20 | 20230120 | 1963046 | Sus | N | EquipmentFailureInvolved¦Overhead¦Fuse¦Broken
23-0019306 | Equipment Failure/Involved | Overhead | Crossarm, Wood | Broken | 2023 | Tier 2 - Elevated | Distribution Circuit | 1 | 20 | 20230120 | 1963094 | Sus | N | EquipmentFailureInvolved¦Overhead¦CrossarmWood¦Broken
23-0019333 | Vegetation | Tree - fell into line | Conductor, Overhead | Normal | 2023 | Tier 2 - Elevated | Distribution Circuit | 1 | 20 | 20230120 | 1963136 | Sus | N | Vegetation¦Treefellintoline¦ConductorOverhead¦Normal
23-0019729 | Equipment Failure/Involved | Overhead | Conductor, Overhead | Normal | 2023 | Tier 2 - Elevated | Distribution Circuit | 1 | 21 | 20230121 | 1964049 | Sus | N | EquipmentFailureInvolved¦Overhead¦ConductorOverhead¦Normal
23-0019817 | Equipment Failure/Involved | Overhead | Conductor, Overhead | Broken, wire on ground | 2023 | Tier 2 - Elevated | Distribution Circuit | 1 | 22 | 20230122 | 1964434 | Sus | N | EquipmentFailureInvolved¦Overhead¦ConductorOverhead¦Brokenwireonground
23-0019820 | Equipment Failure/Involved | Overhead | Recloser | Malfunctioning | 2023 | Tier 2 - Extreme | Distribution Circuit | 1 | 22 | 20230122 | 1964461 | Sus | N | EquipmentFailureInvolved¦Overhead¦Recloser¦Malfunctioning
23-0019828 | Vegetation | Tree - fell into line | Conductor, Overhead | Normal | 2023 | Tier 2 - Elevated | Distribution Circuit | 1 | 22 | 20230122 | 1964501 | Sus | N | Vegetation¦Treefellintoline¦ConductorOverhead¦Normal
23-0020070 | Vegetation | Tree - fell into line | Pole-Wood | Broken, wire on ground | 2023 | Tier 2 - Elevated | Distribution Circuit | 1 | 23 | 20230123 | 1965421 | Sus | N | Vegetation¦Treefellintoline¦PoleWood¦Brokenwireonground
23-0020047 | Company Initiated | Construction Activity/equip, company | Other | Normal | 2023 | Tier 2 - Elevated | Distribution Circuit | 1 | 23 | 20230123 | 1965434 | Sus | N | CompanyInitiated¦ConstructionActivityequipcompany¦Other¦Normal
23-0020219 | Equipment Failure/Involved | Overhead | Crossarm, Wood | Broken | 2023 | Tier 2 - Extreme | Distribution Circuit | 1 | 23 | 20230123 | 1965822 | Sus | N | EquipmentFailureInvolved¦Overhead¦CrossarmWood¦Broken
23-0020564 | Company Initiated | Other Circuits | Conductor, Overhead | Normal | 2023 | Tier 2 - Elevated | Distribution Circuit | 1 | 24 | 20230124 | 1966553 | Sus | N | CompanyInitiated¦OtherCircuits¦ConductorOverhead¦Normal
23-0021022 | Company Initiated | Construction Activity/equip, company | Conductor, Overhead | Normal | 2023 | Tier 2 - Elevated | Distribution Circuit | 1 | 25 | 20230125 | 1967546 | Sus | N | CompanyInitiated¦ConstructionActivityequipcompany¦ConductorOverhead¦Normal
23-0021653 | Equipment Failure/Involved | Overhead | Pole-Wood | Deteriorated | 2023 | Tier 2 - Extreme | Distribution Circuit | 1 | 26 | 20230126 | 1968731 | Sus | N | EquipmentFailureInvolved¦Overhead¦PoleWood¦Deteriorated
23-0021804 | Unknown Cause | Patrol - found nothing |  |  | 2023 | Tier 2 - Extreme | Distribution Circuit | 1 | 26 | 20230126 | 1968917 | Sus | N | UnknownCause¦Patrolfoundnothing¦¦
23-0022025 | Equipment Failure/Involved | Overhead | Conductor, Overhead | Together | 2023 | Tier 2 - Elevated | Distribution Circuit | 1 | 26 | 20230126 | 1969299 | Sus | N | EquipmentFailureInvolved¦Overhead¦ConductorOverhead¦Together
23-0022451 | Equipment Failure/Involved | Overhead | Fuse | Failed/Faulted | 2023 | Tier 2 - Extreme | Transformer only | 1 | 27 | 20230127 | 1970010 | Sus | N | EquipmentFailureInvolved¦Overhead¦Fuse¦FailedFaulted
23-0022719 | Animal | Squirrel | Transformer (OH) | Failed/Faulted | 2023 | Tier 2 - Elevated | Transformer only | 1 | 29 | 20230129 | 1970878 | Sus | N | Animal¦Squirrel¦Transformer(OH)¦FailedFaulted
23-0022726 | Unknown Cause | Patrol - found nothing |  |  | 2023 | Tier 2 - Elevated | Distribution Circuit | 1 | 29 | 20230129 | 1970949 | Sus | N | UnknownCause¦Patrolfoundnothing¦¦
23-0022788 | Vegetation | Tree - fell into line | Pole-Wood | Broken, wire on ground | 2023 | Tier 2 - Extreme | Distribution Circuit | 1 | 29 | 20230129 | 1971276 | Sus | N | Vegetation¦Treefellintoline¦PoleWood¦Brokenwireonground
23-0022824 | Unknown Cause | Patrol - not conducted |  |  | 2023 | Tier 2 - Extreme | Distribution Circuit | 1 | 30 | 20230130 | 1971418 | Sus | N | UnknownCause¦Patrolnotconducted¦¦
23-0022865 | Vegetation | Tree - fell into line | Conductor, Overhead | Normal | 2023 | Tier 2 - Elevated | Distribution Circuit | 1 | 30 | 20230130 | 1971465 | Sus | N | Vegetation¦Treefellintoline¦ConductorOverhead¦Normal
23-0023042 | Company Initiated | Improper Construction | Conductor, Underground | Normal | 2023 | Tier 2 - Elevated | Distribution Circuit | 1 | 30 | 20230130 | 1972010 | Sus | N | CompanyInitiated¦ImproperConstruction¦ConductorUnderground¦Normal
23-0023154 | Unknown Cause | Patrol - not conducted |  |  | 2023 | Tier 2 - Elevated | Distribution Circuit | 1 | 30 | 20230130 | 1972105 | Sus | N | UnknownCause¦Patrolnotconducted¦¦
23-0023196 | Vegetation | Tree - fell into line | Conductor, Overhead | Normal | 2023 | Tier 2 - Extreme | Distribution Circuit | 1 | 30 | 20230130 | 1972260 | Sus | N | Vegetation¦Treefellintoline¦ConductorOverhead¦Normal
23-0023338 | Company Initiated | Construction Activity/equip, company | Pole-Wood | Deteriorated | 2023 | Tier 2 - Elevated | Transformer only | 1 | 31 | 20230131 | 1972578 | Sus | N | CompanyInitiated¦ConstructionActivityequipcompany¦PoleWood¦Deteriorated
23-0023310 | Company Initiated | Construction Activity/equip, company | Secondary | Normal | 2023 | Tier 2 - Elevated | Transformer only | 1 | 31 | 20230131 | 1972493 | Sus | N | CompanyInitiated¦ConstructionActivityequipcompany¦Secondary¦Normal
23-0023426 | Unknown Cause | Patrol - found nothing |  |  | 2023 | Tier 2 - Elevated | Distribution Circuit | 1 | 31 | 20230131 | 1972727 | Sus | N | UnknownCause¦Patrolfoundnothing¦¦
23-0023572 | Equipment Failure/Involved | Overhead | Insulator | Broken | 2023 | Tier 2 - Elevated | Distribution Circuit | 1 | 31 | 20230131 | 1973081 | Sus | N | EquipmentFailureInvolved¦Overhead¦Insulator¦Broken
23-0024241 | 3rd Party | Customer Equipment | Transformer (UG) | Normal | 2023 | Tier 2 - Extreme | Distribution Circuit | 2 | 2 | 20230202 | 1974493 | Sus | N | 3rdParty¦CustomerEquipment¦Transformer(UG)¦Normal
23-0024648 | Equipment Failure/Involved | Overhead | Pole-Wood | Deteriorated | 2023 | Tier 2 - Elevated | Distribution Circuit | 2 | 2 | 20230202 | 1975356 | Sus | N | EquipmentFailureInvolved¦Overhead¦PoleWood¦Deteriorated
23-0024955 | Company Initiated | Improper Construction | Cutout, fuse holder | Broken | 2023 | Tier 2 - Elevated | Distribution Circuit | 2 | 3 | 20230203 | 1976019 | Sus | N | CompanyInitiated¦ImproperConstruction¦Cutoutfuseholder¦Broken
23-0024985 | Company Initiated | Improper Construction | Cutout, fuse holder | Broken | 2023 | Tier 2 - Elevated | Transformer only | 2 | 3 | 20230203 | 1976041 | Sus | N | CompanyInitiated¦ImproperConstruction¦Cutoutfuseholder¦Broken
23-0024992 | Company Initiated | Improper Construction | Cutout, fuse holder | Broken | 2023 | Tier 2 - Elevated | Transformer only | 2 | 3 | 20230203 | 1976043 | Sus | N | CompanyInitiated¦ImproperConstruction¦Cutoutfuseholder¦Broken
23-0024994 | Company Initiated | Improper Construction | Cutout, fuse holder | Broken | 2023 | Tier 2 - Elevated | Transformer only | 2 | 3 | 20230203 | 1976045 | Sus | N | CompanyInitiated¦ImproperConstruction¦Cutoutfuseholder¦Broken
23-0025146 | Unknown Cause | Patrol - not conducted |  |  | 2023 | Tier 2 - Elevated | Transformer only | 2 | 3 | 20230203 | 1976291 | Sus | N | UnknownCause¦Patrolnotconducted¦¦
23-0025820 | Unknown Cause | Patrol - not conducted |  |  | 2023 | Tier 2 - Elevated | Distribution Circuit | 2 | 6 | 20230206 | 1978485 | Sus | N | UnknownCause¦Patrolnotconducted¦¦
23-0026039 | Equipment Failure/Involved | Overhead | Pole-Wood | Deteriorated | 2023 | Tier 2 - Elevated | Distribution Circuit | 2 | 7 | 20230207 | 1978845 | Sus | N | EquipmentFailureInvolved¦Overhead¦PoleWood¦Deteriorated
23-0026306 | Equipment Failure/Involved | Overhead | Transformer (OH) | Failed/Faulted | 2023 | Tier 2 - Extreme | Transformer only | 2 | 7 | 20230207 | 1979205 | Sus | N | EquipmentFailureInvolved¦Overhead¦Transformer(OH)¦FailedFaulted
23-0027283 | Unknown Cause | Patrol - found nothing |  |  | 2023 | Tier 2 - Elevated | Distribution Circuit | 2 | 9 | 20230209 | 1981143 | Sus | N | UnknownCause¦Patrolfoundnothing¦¦
23-0027304 | Equipment Failure/Involved | Overhead | Insulator | Broken | 2023 | Tier 2 - Elevated | Distribution Circuit | 2 | 9 | 20230209 | 1981283 | Sus | N | EquipmentFailureInvolved¦Overhead¦Insulator¦Broken
23-0027397 | Equipment Failure/Involved | Overhead | Jumper | Broken | 2023 | Tier 2 - Extreme | Distribution Circuit | 2 | 10 | 20230210 | 1981479 | Sus | N | EquipmentFailureInvolved¦Overhead¦Jumper¦Broken
23-0027399 | Company Initiated | Construction Activity/equip, company | Conductor, Overhead | Together | 2023 | Tier 2 - Elevated | Distribution Circuit | 2 | 10 | 20230210 | 1981857 | Sus | N | CompanyInitiated¦ConstructionActivityequipcompany¦ConductorOverhead¦Together
23-0027990 | Unknown Cause | Patrol - not conducted |  |  | 2023 | Tier 2 - Elevated | Distribution Circuit | 2 | 12 | 20230212 | 1983084 | Sus | N | UnknownCause¦Patrolnotconducted¦¦
23-0028037 | Equipment Failure/Involved | Overhead | Secondary | Deteriorated | 2023 | Tier 2 - Elevated | Transformer only | 2 | 13 | 20230213 | 1983261 | Sus | N | EquipmentFailureInvolved¦Overhead¦Secondary¦Deteriorated
23-0028253 | Equipment Failure/Involved | Overhead | Woodpin | Broken | 2023 | Tier 2 - Elevated | Distribution Circuit | 2 | 13 | 20230213 | 1983857 | Sus | N | EquipmentFailureInvolved¦Overhead¦Woodpin¦Broken
23-0028935 | Vegetation | Tree - fell into line | Conductor, Overhead | Normal | 2023 | Tier 2 - Elevated | Distribution Circuit | 2 | 14 | 20230214 | 1985419 | Sus | N | Vegetation¦Treefellintoline¦ConductorOverhead¦Normal
23-0028943 | 3rd Party | Fire, house or bldg. | Service conductor | Broken, wire on ground | 2023 | Tier 2 - Extreme | Distribution Circuit | 2 | 14 | 20230214 | 1985361 | Sus | N | 3rdParty¦Firehouseorbldg¦Serviceconductor¦Brokenwireonground
23-0029155 | Unknown Cause | Patrol - not conducted |  |  | 2023 | Tier 2 - Elevated | Distribution Circuit | 2 | 15 | 20230215 | 1985943 | Sus | N | UnknownCause¦Patrolnotconducted¦¦
23-0029135 | Equipment Failure/Involved | Overhead | Pole-Wood | Deteriorated | 2023 | Tier 2 - Elevated | Transformer only | 2 | 15 | 20230215 | 1986031 | Sus | N | EquipmentFailureInvolved¦Overhead¦PoleWood¦Deteriorated
23-0029244 | Unknown Cause | Patrol - found nothing |  |  | 2023 | Tier 2 - Extreme | Distribution Circuit | 2 | 15 | 20230215 | 1986105 | Sus | N | UnknownCause¦Patrolfoundnothing¦¦
23-0029762 | Equipment Failure/Involved | Overhead | Transformer (OH) | Failed/Faulted | 2023 | Tier 2 - Elevated | Transformer only | 2 | 16 | 20230216 | 1986977 | Sus | N | EquipmentFailureInvolved¦Overhead¦Transformer(OH)¦FailedFaulted
23-0030695 | Equipment Failure/Involved | Overhead | Lightning Arrestor | Broken | 2023 | Tier 2 - Elevated | Transformer only | 2 | 20 | 20230220 | 1989512 | Sus | N | EquipmentFailureInvolved¦Overhead¦LightningArrestor¦Broken
23-0030718 | Equipment Failure/Involved | Electrical Overload | Transformer (OH) | Failed/Faulted | 2023 | Tier 2 - Elevated | Transformer only | 2 | 20 | 20230220 | 1989561 | Sus | N | EquipmentFailureInvolved¦ElectricalOverload¦Transformer(OH)¦FailedFaulted
23-0031480 | Unknown Cause | Patrol - found nothing |  |  | 2023 | Tier 2 - Elevated | Distribution Circuit | 2 | 21 | 20230221 | 1992220 | Sus | N | UnknownCause¦Patrolfoundnothing¦¦
23-0031862 | Unknown Cause | Patrol - not conducted |  |  | 2023 | Tier 2 - Elevated | Distribution Circuit | 2 | 21 | 20230221 | 1991970 | Sus | N | UnknownCause¦Patrolnotconducted¦¦
23-0032343 | Vegetation | Tree - grew into line | Conductor, Overhead | Normal | 2023 | Tier 2 - Extreme | Distribution Circuit | 2 | 22 | 20230222 | 1997582 | Sus | N | Vegetation¦Treegrewintoline¦ConductorOverhead¦Normal
23-0032573 | 3rd Party | Other | Conductor, Underground | Burned/flashed | 2023 | Tier 2 - Elevated | Transformer only | 2 | 22 | 20230222 | 1997955 | Sus | N | 3rdParty¦Other¦ConductorUnderground¦Burnedflashed
23-0033235 | Equipment Failure/Involved | Overhead | Transformer (OH) | Failed/Faulted | 2023 | Tier 2 - Extreme | Transformer only | 2 | 23 | 20230223 | 1999585 | Sus | N | EquipmentFailureInvolved¦Overhead¦Transformer(OH)¦FailedFaulted
23-0033362 | 3rd Party | Vehicle | Pole-Wood | Broken | 2023 | Tier 2 - Extreme | Distribution Circuit | 2 | 23 | 20230223 | 2000094 | Sus | N | 3rdParty¦Vehicle¦PoleWood¦Broken
23-0033514 | Unknown Cause | Patrol - not conducted |  |  | 2023 | Tier 2 - Elevated | Distribution Circuit | 2 | 24 | 20230224 | 2001144 | Sus | N | UnknownCause¦Patrolnotconducted¦¦
23-0034316 | Unknown Cause | Patrol - found nothing |  |  | 2023 | Tier 2 - Extreme | Distribution Circuit | 2 | 24 | 20230224 | 2001279 | Sus | N | UnknownCause¦Patrolfoundnothing¦¦
23-0033603 | Vegetation | Tree - fell into line | Conductor, Overhead | Normal | 2023 | Tier 2 - Elevated | Distribution Circuit | 2 | 24 | 20230224 | 2002109 | Sus | N | Vegetation¦Treefellintoline¦ConductorOverhead¦Normal
23-0033514 | Unknown Cause | Patrol - not conducted |  |  | 2023 | Tier 2 - Elevated | Distribution Circuit | 2 | 24 | 20230224 | 2002236 | Sus | N | UnknownCause¦Patrolnotconducted¦¦
23-0034298 | Vegetation | Tree - fell into line | Conductor, Overhead | Broken, wire on ground | 2023 | Tier 2 - Elevated | Distribution Circuit | 2 | 24 | 20230224 | 2002466 | Sus | N | Vegetation¦Treefellintoline¦ConductorOverhead¦Brokenwireonground
23-0033994 | Unknown Cause | Patrol - found nothing |  |  | 2023 | Tier 2 - Elevated | Distribution Circuit | 2 | 24 | 20230224 | 2002623 | Sus | N | UnknownCause¦Patrolfoundnothing¦¦
23-0033662 | Equipment Failure/Involved | Overhead | Conductor, Overhead | Broken, wire on ground | 2023 | Tier 2 - Elevated | Distribution Circuit | 2 | 24 | 20230224 | 2002710 | Sus | N | EquipmentFailureInvolved¦Overhead¦ConductorOverhead¦Brokenwireonground
23-0034452 | Vegetation | Tree - branch fell on line | Conductor, Overhead | Normal | 2023 | Tier 2 - Extreme | Distribution Circuit | 2 | 24 | 20230224 | 2002755 | Sus | N | Vegetation¦Treebranchfellonline¦ConductorOverhead¦Normal
23-0034169 | Vegetation | Tree - fell into line | Conductor, Overhead | Broken, wire on ground | 2023 | Tier 2 - Elevated | Distribution Circuit | 2 | 24 | 20230224 | 2005593 | Sus | N | Vegetation¦Treefellintoline¦ConductorOverhead¦Brokenwireonground
23-0034072 | Vegetation | Tree - branch fell on line | Conductor, Overhead | Normal | 2023 | Tier 2 - Elevated | Distribution Circuit | 2 | 24 | 20230224 | 2002816 | Sus | N | Vegetation¦Treebranchfellonline¦ConductorOverhead¦Normal
23-0034240 | Vegetation | Tree - fell into line | Conductor, Overhead | Normal | 2023 | Tier 2 - Extreme | Distribution Circuit | 2 | 24 | 20230224 | 2003232 | Sus | N | Vegetation¦Treefellintoline¦ConductorOverhead¦Normal
23-0033719 | Equipment Failure/Involved | Overhead | Crossarm, Wood | Broken | 2023 | Tier 2 - Extreme | Distribution Circuit | 2 | 24 | 20230224 | 2003403 | Sus | N | EquipmentFailureInvolved¦Overhead¦CrossarmWood¦Broken
23-0034256 | Equipment Failure/Involved | Overhead | Conductor, Overhead | Broken, wire on ground | 2023 | Tier 2 - Extreme | Distribution Circuit | 2 | 24 | 20230224 | 2003277 | Sus | N | EquipmentFailureInvolved¦Overhead¦ConductorOverhead¦Brokenwireonground
23-0033970 | Vegetation | Tree - branch fell on line | Conductor, Overhead | Normal | 2023 | Tier 2 - Elevated | Distribution Circuit | 2 | 24 | 20230224 | 2003855 | Sus | N | Vegetation¦Treebranchfellonline¦ConductorOverhead¦Normal
23-0033847 | Environmental/External | Ice or snow | Conductor, Overhead | Broken, wire on ground | 2023 | Tier 2 - Extreme | Distribution Circuit | 2 | 24 | 20230224 | 2003573 | Sus | N | EnvironmentalExternal¦Iceorsnow¦ConductorOverhead¦Brokenwireonground
23-0034188 | Equipment Failure/Involved | Overhead | Connector or Splice (OH) | Broken, wire on ground | 2023 | Tier 2 - Extreme | Distribution Circuit | 2 | 24 | 20230224 | 2004402 | Sus | N | EquipmentFailureInvolved¦Overhead¦ConnectororSplice(OH)¦Brokenwireonground
23-0034107 | Vegetation | Tree - fell into line | Conductor, Overhead | Broken, wire on ground | 2023 | Tier 2 - Extreme | Distribution Circuit | 2 | 24 | 20230224 | 2004251 | Sus | N | Vegetation¦Treefellintoline¦ConductorOverhead¦Brokenwireonground
23-0033935 | Vegetation | Tree - fell into line | Conductor, Overhead | Broken, wire on ground | 2023 | Tier 2 - Elevated | Distribution Circuit | 2 | 24 | 20230224 | 2004228 | Sus | N | Vegetation¦Treefellintoline¦ConductorOverhead¦Brokenwireonground
23-0034364 | Unknown Cause | Patrol - found nothing |  |  | 2023 | Tier 2 - Extreme | Distribution Circuit | 2 | 24 | 20230224 | 2004968 | Sus | N | UnknownCause¦Patrolfoundnothing¦¦
23-0034274 | Vegetation | Tree - bark fell into line | Conductor, Overhead | Normal | 2023 | Tier 2 - Extreme | Distribution Circuit | 2 | 24 | 20230224 | 2005557 | Sus | N | Vegetation¦Treebarkfellintoline¦ConductorOverhead¦Normal
23-0034374 | Equipment Failure/Involved | Overhead | Pole-Wood | Broken | 2023 | Tier 2 - Elevated | Distribution Circuit | 2 | 24 | 20230224 | 2006232 | Sus | N | EquipmentFailureInvolved¦Overhead¦PoleWood¦Broken
23-0034485 | Equipment Failure/Involved | Overhead | Conductor, Overhead | Broken, wire on ground | 2023 | Tier 2 - Elevated | Distribution Circuit | 2 | 24 | 20230224 | 2006654 | Sus | N | EquipmentFailureInvolved¦Overhead¦ConductorOverhead¦Brokenwireonground
23-0035106 | Equipment Failure/Involved | Overhead | Pole-Wood | Broken | 2023 | Tier 2 - Elevated | Distribution Circuit | 2 | 25 | 20230225 | 2008058 | Sus | N | EquipmentFailureInvolved¦Overhead¦PoleWood¦Broken
23-0035166 | Equipment Failure/Involved | Overhead | Crossarm, Wood | Broken | 2023 | Tier 2 - Elevated | Distribution Circuit | 2 | 25 | 20230225 | 2008157 | Sus | N | EquipmentFailureInvolved¦Overhead¦CrossarmWood¦Broken
23-0035203 | Unknown Cause | Patrol - found nothing |  |  | 2023 | Tier 2 - Extreme | Distribution Circuit | 2 | 25 | 20230225 | 2008406 | Sus | N | UnknownCause¦Patrolfoundnothing¦¦
23-0035189 | Vegetation | Tree - fell into line | Conductor, Overhead | Normal | 2023 | Tier 2 - Elevated | Distribution Circuit | 2 | 25 | 20230225 | 2008364 | Sus | N | Vegetation¦Treefellintoline¦ConductorOverhead¦Normal
23-0035361 | Vegetation | Tree - branch fell on line | Cutout, fuse holder | Normal | 2023 | Tier 2 - Extreme | Distribution Circuit | 2 | 25 | 20230225 | 2008778 | Sus | N | Vegetation¦Treebranchfellonline¦Cutoutfuseholder¦Normal
23-0035324 | Vegetation | Tree - fell into line | Conductor, Overhead | Normal | 2023 | Tier 2 - Elevated | Distribution Circuit | 2 | 25 | 20230225 | 2008781 | Sus | N | Vegetation¦Treefellintoline¦ConductorOverhead¦Normal
23-0035334 | Vegetation | Tree - fell into line | Conductor, Overhead | Normal | 2023 | Tier 2 - Extreme | Distribution Circuit | 2 | 25 | 20230225 | 2008791 | Sus | N | Vegetation¦Treefellintoline¦ConductorOverhead¦Normal
23-0035411 | Unknown Cause | Patrol - found nothing |  |  | 2023 | Tier 2 - Elevated | Distribution Circuit | 2 | 25 | 20230225 | 2008765 | Sus | N | UnknownCause¦Patrolfoundnothing¦¦
23-0035429 | Environmental/External | Ice or snow | Transformer | Arcing | 2023 | Tier 2 - Elevated | Transformer only | 2 | 25 | 20230225 | 2008883 | Sus | N | EnvironmentalExternal¦Iceorsnow¦Transformer¦Arcing
23-0035489 | 3rd Party | Gun Shot | Conductor, Overhead | Broken, wire on ground | 2023 | Tier 2 - Elevated | Distribution Circuit | 2 | 25 | 20230225 | 2009088 | Sus | N | 3rdParty¦GunShot¦ConductorOverhead¦Brokenwireonground
23-0035608 | Vegetation | Tree - fell into line | Pole-Wood | Deteriorated | 2023 | Tier 2 - Elevated | Distribution Circuit | 2 | 26 | 20230226 | 2009713 | Sus | N | Vegetation¦Treefellintoline¦PoleWood¦Deteriorated
23-0035687 | Equipment Failure/Involved | Overhead | Pole-Wood | Deteriorated | 2023 | Tier 2 - Extreme | Distribution Circuit | 2 | 26 | 20230226 | 2009935 | Sus | N | EquipmentFailureInvolved¦Overhead¦PoleWood¦Deteriorated
23-0035740 | Equipment Failure/Involved | Overhead | Pole-Wood | Deteriorated | 2023 | Tier 2 - Elevated | Distribution Circuit | 2 | 26 | 20230226 | 2010123 | Sus | N | EquipmentFailureInvolved¦Overhead¦PoleWood¦Deteriorated
23-0035802 | Vegetation | Tree - branch fell on line | Conductor, Overhead | Normal | 2023 | Tier 2 - Extreme | Distribution Circuit | 2 | 26 | 20230226 | 2010236 | Sus | N | Vegetation¦Treebranchfellonline¦ConductorOverhead¦Normal
23-0035910 | Vegetation | Tree - fell into line | Conductor, Overhead | Normal | 2023 | Tier 2 - Extreme | Distribution Circuit | 2 | 26 | 20230226 | 2010471 | Sus | N | Vegetation¦Treefellintoline¦ConductorOverhead¦Normal
23-0036026 | Unknown Cause | Patrol - not conducted |  |  | 2023 | Tier 2 - Extreme | Distribution Circuit | 2 | 26 | 20230226 | 2010785 | Sus | N | UnknownCause¦Patrolnotconducted¦¦
23-0036182 | Vegetation | Tree - fell into line | Conductor, Overhead | Normal | 2023 | Tier 2 - Extreme | Distribution Circuit | 2 | 27 | 20230227 | 2011112 | Sus | N | Vegetation¦Treefellintoline¦ConductorOverhead¦Normal
23-0036269 | Environmental/External | Ice or snow | Conductor, Overhead | Normal | 2023 | Tier 2 - Extreme | Distribution Circuit | 2 | 27 | 20230227 | 2011167 | Sus | N | EnvironmentalExternal¦Iceorsnow¦ConductorOverhead¦Normal
23-0036102 | Equipment Failure/Involved | Overhead | Pole-Wood | Deteriorated | 2023 | Tier 2 - Extreme | Distribution Circuit | 2 | 27 | 20230227 | 2011289 | Sus | N | EquipmentFailureInvolved¦Overhead¦PoleWood¦Deteriorated
23-0036496 | Vegetation | Tree - fell into line | Conductor, Overhead | Normal | 2023 | Tier 2 - Elevated | Distribution Circuit | 2 | 27 | 20230227 | 2011589 | Sus | N | Vegetation¦Treefellintoline¦ConductorOverhead¦Normal
23-0036239 | Vegetation | Tree - branch fell on line | Transformer | Broken | 2023 | Tier 2 - Extreme | Transformer only | 2 | 27 | 20230227 | 2011470 | Sus | N | Vegetation¦Treebranchfellonline¦Transformer¦Broken
23-0036308 | Unknown Cause | Patrol - found nothing |  |  | 2023 | Tier 2 - Extreme | Transformer only | 2 | 27 | 20230227 | 2011692 | Sus | N | UnknownCause¦Patrolfoundnothing¦¦
23-0036401 | Unknown Cause | Patrol - found nothing |  |  | 2023 | Tier 2 - Elevated | Distribution Circuit | 2 | 27 | 20230227 | 2011778 | Sus | N | UnknownCause¦Patrolfoundnothing¦¦
23-0036306 | Vegetation | Tree - branch fell on line | Conductor, Overhead | Normal | 2023 | Tier 2 - Extreme | Distribution Circuit | 2 | 27 | 20230227 | 2011955 | Sus | N | Vegetation¦Treebranchfellonline¦ConductorOverhead¦Normal
23-0036472 | Vegetation | Tree - fell into line | Conductor, Overhead | Broken, wire on ground | 2023 | Tier 2 - Extreme | Distribution Circuit | 2 | 27 | 20230227 | 2011973 | Sus | N | Vegetation¦Treefellintoline¦ConductorOverhead¦Brokenwireonground
23-0036283 | Equipment Failure/Involved | Overhead | Pole-Wood | Broken | 2023 | Tier 2 - Extreme | Distribution Circuit | 2 | 27 | 20230227 | 2012285 | Sus | N | EquipmentFailureInvolved¦Overhead¦PoleWood¦Broken
23-0036645 | Vegetation | Tree - branch fell on line | Conductor, Overhead | Normal | 2023 | Tier 2 - Elevated | Distribution Circuit | 2 | 27 | 20230227 | 2012300 | Sus | N | Vegetation¦Treebranchfellonline¦ConductorOverhead¦Normal
23-0036729 | Unknown Cause | Patrol - not conducted |  |  | 2023 | Tier 2 - Elevated | Distribution Circuit | 2 | 27 | 20230227 | 2012872 | Sus | N | UnknownCause¦Patrolnotconducted¦¦
23-0036667 | Equipment Failure/Involved | Overhead | Pole-Wood | Deteriorated | 2023 | Tier 2 - Elevated | Distribution Circuit | 2 | 27 | 20230227 | 2013211 | Sus | N | EquipmentFailureInvolved¦Overhead¦PoleWood¦Deteriorated
23-0037149 | Equipment Failure/Involved | Overhead | Pole-Wood | Broken, wire on ground | 2023 | Tier 2 - Extreme | Distribution Circuit | 2 | 28 | 20230228 | 2014509 | Sus | N | EquipmentFailureInvolved¦Overhead¦PoleWood¦Brokenwireonground
23-0037294 | Unknown Cause | Patrol - found nothing |  |  | 2023 | Tier 2 - Elevated | Distribution Circuit | 2 | 28 | 20230228 | 2014622 | Sus | N | UnknownCause¦Patrolfoundnothing¦¦
23-0037418 | Vegetation | Tree - fell into line | Conductor, Overhead | Normal | 2023 | Tier 2 - Extreme | Distribution Circuit | 2 | 28 | 20230228 | 2014762 | Sus | N | Vegetation¦Treefellintoline¦ConductorOverhead¦Normal
23-0037661 | Vegetation | Tree - branch fell on line | Conductor, Overhead | Normal | 2023 | Tier 2 - Extreme | Distribution Circuit | 2 | 28 | 20230228 | 2014816 | Sus | N | Vegetation¦Treebranchfellonline¦ConductorOverhead¦Normal
23-0037331 | Unknown Cause | Patrol - found nothing |  |  | 2023 | Tier 2 - Extreme | Distribution Circuit | 2 | 28 | 20230228 | 2014888 | Sus | N | UnknownCause¦Patrolfoundnothing¦¦
23-0037480 | Vegetation | Tree - fell into line | Pole-Wood | Broken, wire on ground | 2023 | Tier 2 - Extreme | Distribution Circuit | 2 | 28 | 20230228 | 2015110 | Sus | N | Vegetation¦Treefellintoline¦PoleWood¦Brokenwireonground
23-0037360 | Environmental/External | Ice or snow | Service conductor | Broken | 2023 | Tier 2 - Elevated | Transformer only | 2 | 28 | 20230228 | 2014592 | Sus | N | EnvironmentalExternal¦Iceorsnow¦Serviceconductor¦Broken
23-0037366 | Equipment Failure/Involved | Overhead | Conductor, Overhead | Broken | 2023 | Tier 2 - Elevated | Distribution Circuit | 2 | 28 | 20230228 | 2015472 | Sus | N | EquipmentFailureInvolved¦Overhead¦ConductorOverhead¦Broken
23-0037518 | Equipment Failure/Involved | Overhead | Transformer (OH) | Failed/Faulted | 2023 | Tier 2 - Elevated | Distribution Circuit | 2 | 28 | 20230228 | 2015768 | Sus | N | EquipmentFailureInvolved¦Overhead¦Transformer(OH)¦FailedFaulted
23-0037600 | Unknown Cause | Patrol - found nothing |  |  | 2023 | Tier 2 - Elevated | Distribution Circuit | 2 | 28 | 20230228 | 2015878 | Sus | N | UnknownCause¦Patrolfoundnothing¦¦
23-0038191 | Unknown Cause | Patrol - found nothing |  |  | 2023 | Tier 2 - Extreme | Distribution Circuit | 3 | 1 | 20230301 | 2018252 | Sus | N | UnknownCause¦Patrolfoundnothing¦¦
23-0038655 | Unknown Cause | Patrol - found nothing |  |  | 2023 | Tier 2 - Elevated | Distribution Circuit | 3 | 2 | 20230302 | 2019403 | Sus | N | UnknownCause¦Patrolfoundnothing¦¦
23-0038940 | Equipment Failure/Involved | Overhead | Transformer (OH) | Burned/flashed | 2023 | Tier 2 - Elevated | Distribution Circuit | 3 | 2 | 20230302 | 2019620 | Sus | N | EquipmentFailureInvolved¦Overhead¦Transformer(OH)¦Burnedflashed
23-0038939 | 3rd Party | Customer Equipment | Service conductor | Broken | 2023 | Tier 2 - Extreme | Transformer only | 3 | 2 | 20230302 | 2019868 | Sus | N | 3rdParty¦CustomerEquipment¦Serviceconductor¦Broken
23-0038804 | Equipment Failure/Involved | Overhead | Pole-Wood | Broken | 2023 | Tier 2 - Elevated | Distribution Circuit | 3 | 2 | 20230302 | 2019899 | Sus | N | EquipmentFailureInvolved¦Overhead¦PoleWood¦Broken
23-0039363 | Vegetation | Tree - fell into line | Conductor, Overhead | Broken, wire on ground | 2023 | Tier 2 - Extreme | Distribution Circuit | 3 | 3 | 20230303 | 2020954 | Sus | N | Vegetation¦Treefellintoline¦ConductorOverhead¦Brokenwireonground
23-0039467 | 3rd Party | Customer Equipment | Transformer (OH) | Normal | 2023 | Tier 2 - Elevated | Transformer only | 3 | 3 | 20230303 | 2021020 | Sus | N | 3rdParty¦CustomerEquipment¦Transformer(OH)¦Normal
23-0039584 | Environmental/External | Ice or snow | Transformer | Broken | 2023 | Tier 2 - Elevated | Transformer only | 3 | 3 | 20230303 | 2021360 | Sus | N | EnvironmentalExternal¦Iceorsnow¦Transformer¦Broken
23-0039630 | Vegetation | Tree - fell into line | Conductor, Overhead | Normal | 2023 | Tier 2 - Extreme | Distribution Circuit | 3 | 3 | 20230303 | 2021707 | Sus | N | Vegetation¦Treefellintoline¦ConductorOverhead¦Normal
23-0039843 | Unknown Cause | Patrol - found nothing |  |  | 2023 | Tier 2 - Elevated | Distribution Circuit | 3 | 3 | 20230303 | 2021997 | Sus | N | UnknownCause¦Patrolfoundnothing¦¦
23-0039848 | Equipment Failure/Involved | Overhead | Cutout, fuse holder | Normal | 2023 | Tier 2 - Elevated | Transformer only | 3 | 4 | 20230304 | 2022032 | Sus | N | EquipmentFailureInvolved¦Overhead¦Cutoutfuseholder¦Normal
23-0039895 | Vegetation | Tree - fell into line | Pole-Wood | Broken | 2023 | Tier 2 - Extreme | Distribution Circuit | 3 | 4 | 20230304 | 2022180 | Sus | N | Vegetation¦Treefellintoline¦PoleWood¦Broken
23-0040006 | Unknown Cause | Patrol - found nothing |  |  | 2023 | Tier 2 - Extreme | Distribution Circuit | 3 | 4 | 20230304 | 2022202 | Sus | N | UnknownCause¦Patrolfoundnothing¦¦
23-0040024 | Unknown Cause | Patrol - found nothing |  |  | 2023 | Tier 2 - Elevated | Distribution Circuit | 3 | 4 | 20230304 | 2022553 | Sus | N | UnknownCause¦Patrolfoundnothing¦¦
23-0040088 | Equipment Failure/Involved | Overhead | Lightning Arrestor | Broken | 2023 | Tier 2 - Elevated | Distribution Circuit | 3 | 4 | 20230304 | 2022774 | Sus | N | EquipmentFailureInvolved¦Overhead¦LightningArrestor¦Broken
23-0040055 | Company Initiated | Return Circuit Normal | Conductor, Overhead | Normal | 2023 | Tier 2 - Extreme | Distribution Circuit | 3 | 4 | 20230304 | 2022732 | Sus | N | CompanyInitiated¦ReturnCircuitNormal¦ConductorOverhead¦Normal
23-0040202 | Unknown Cause | Patrol - not conducted |  |  | 2023 | Tier 2 - Extreme | Distribution Circuit | 3 | 5 | 20230305 | 2023153 | Sus | N | UnknownCause¦Patrolnotconducted¦¦
23-0040205 | Vegetation | Tree - fell into line | Crossarm, Wood | Broken | 2023 | Tier 2 - Extreme | Distribution Circuit | 3 | 5 | 20230305 | 2023162 | Sus | N | Vegetation¦Treefellintoline¦CrossarmWood¦Broken
23-0040230 | Vegetation | Tree - branch fell on line | Conductor, Overhead | Normal | 2023 | Tier 2 - Extreme | Distribution Circuit | 3 | 5 | 20230305 | 2023245 | Sus | N | Vegetation¦Treebranchfellonline¦ConductorOverhead¦Normal
23-0040241 | Vegetation | Tree - fell into line | Conductor, Overhead | Normal | 2023 | Tier 2 - Extreme | Distribution Circuit | 3 | 5 | 20230305 | 2023251 | Sus | N | Vegetation¦Treefellintoline¦ConductorOverhead¦Normal
23-0040225 | Vegetation | Tree - fell into line | Conductor, Overhead | Normal | 2023 | Tier 2 - Extreme | Distribution Circuit | 3 | 5 | 20230305 | 2023247 | Sus | N | Vegetation¦Treefellintoline¦ConductorOverhead¦Normal
23-0040313 | Vegetation | Tree - fell into line | Conductor, Overhead | Broken, wire on ground | 2023 | Tier 2 - Extreme | Distribution Circuit | 3 | 5 | 20230305 | 2023528 | Sus | N | Vegetation¦Treefellintoline¦ConductorOverhead¦Brokenwireonground
23-0040342 | Environmental/External | Ice or snow | Transformer | Failed/Faulted | 2023 | Tier 2 - Elevated | Transformer only | 3 | 5 | 20230305 | 2023682 | Sus | N | EnvironmentalExternal¦Iceorsnow¦Transformer¦FailedFaulted
23-0040347 | Vegetation | Tree - branch fell on line | Conductor, Overhead | Normal | 2023 | Tier 2 - Extreme | Distribution Circuit | 3 | 5 | 20230305 | 2023668 | Sus | N | Vegetation¦Treebranchfellonline¦ConductorOverhead¦Normal
23-0040354 | Equipment Failure/Involved | Overhead | Connector or Splice (OH) | Broken, wire on ground | 2023 | Tier 2 - Elevated | Distribution Circuit | 3 | 5 | 20230305 | 2023766 | Sus | N | EquipmentFailureInvolved¦Overhead¦ConnectororSplice(OH)¦Brokenwireonground
23-0040656 | Equipment Failure/Involved | Overhead | Pole-Wood | Broken | 2023 | Tier 2 - Elevated | Distribution Circuit | 3 | 6 | 20230306 | 2024555 | Sus | N | EquipmentFailureInvolved¦Overhead¦PoleWood¦Broken
23-0040788 | Equipment Failure/Involved | Overhead | Pole-Wood | Broken | 2023 | Tier 2 - Extreme | Distribution Circuit | 3 | 6 | 20230306 | 2024777 | Sus | N | EquipmentFailureInvolved¦Overhead¦PoleWood¦Broken
23-0040921 | Company Initiated | Other Circuits | Transformer (OH) | Normal | 2023 | Tier 2 - Elevated | Transformer only | 3 | 6 | 20230306 | 2025009 | Sus | N | CompanyInitiated¦OtherCircuits¦Transformer(OH)¦Normal
23-0041114 | 3rd Party | Vehicle | Pole-Wood | Broken | 2023 | Tier 2 - Elevated | Distribution Circuit | 3 | 7 | 20230307 | 2025470 | Sus | N | 3rdParty¦Vehicle¦PoleWood¦Broken
23-0041230 | Environmental/External | Lightning | Transformer | Failed/Faulted | 2023 | Tier 2 - Elevated | Transformer only | 3 | 7 | 20230307 | 2025555 | Sus | N | EnvironmentalExternal¦Lightning¦Transformer¦FailedFaulted
23-0041656 | Unknown Cause | Patrol - found nothing |  |  | 2023 | Tier 2 - Elevated | Distribution Circuit | 3 | 8 | 20230308 | 2026120 | Sus | N | UnknownCause¦Patrolfoundnothing¦¦
23-0041453 | Unknown Cause | Patrol - not conducted |  |  | 2023 | Tier 2 - Extreme | Distribution Circuit | 3 | 8 | 20230308 | 2026179 | Sus | N | UnknownCause¦Patrolnotconducted¦¦
23-0041473 | Environmental/External | Ice or snow | Conductor, Overhead | Broken, wire on ground | 2023 | Tier 2 - Elevated | Distribution Circuit | 3 | 8 | 20230308 | 2026230 | Sus | N | EnvironmentalExternal¦Iceorsnow¦ConductorOverhead¦Brokenwireonground
23-0041785 | Environmental/External | Ice or snow | Crossarm, Wood | Broken | 2023 | Tier 2 - Elevated | Distribution Circuit | 3 | 8 | 20230308 | 2026631 | Sus | N | EnvironmentalExternal¦Iceorsnow¦CrossarmWood¦Broken
23-0041855 | Vegetation | Tree - fell into line | Conductor, Overhead | Normal | 2023 | Tier 2 - Elevated | Distribution Circuit | 3 | 8 | 20230308 | 2027077 | Sus | N | Vegetation¦Treefellintoline¦ConductorOverhead¦Normal
23-0041930 | Equipment Failure/Involved | Overhead | Transformer (OH) | Failed/Faulted | 2023 | Tier 2 - Extreme | Distribution Circuit | 3 | 9 | 20230309 | 2027135 | Sus | N | EquipmentFailureInvolved¦Overhead¦Transformer(OH)¦FailedFaulted
23-0042532 | Unknown Cause | Patrol - not conducted |  |  | 2023 | Tier 2 - Elevated | Distribution Circuit | 3 | 9 | 20230309 | 2029328 | Sus | N | UnknownCause¦Patrolnotconducted¦¦
23-0042593 | Unknown Cause | Patrol - not conducted |  |  | 2023 | Tier 2 - Elevated | Distribution Circuit | 3 | 9 | 20230309 | 2029044 | Sus | N | UnknownCause¦Patrolnotconducted¦¦
23-0042470 | Unknown Cause | Patrol - not conducted |  |  | 2023 | Tier 2 - Extreme | Distribution Circuit | 3 | 9 | 20230309 | 2028963 | Sus | N | UnknownCause¦Patrolnotconducted¦¦
23-0042827 | Vegetation | Tree - fell into line | Conductor, Overhead | Broken, wire on ground | 2023 | Tier 2 - Elevated | Distribution Circuit | 3 | 10 | 20230310 | 2030401 | Sus | N | Vegetation¦Treefellintoline¦ConductorOverhead¦Brokenwireonground
23-0042889 | Environmental/External | Ice or snow | Jumper | Broken | 2023 | Tier 2 - Elevated | Distribution Circuit | 3 | 10 | 20230310 | 2030612 | Sus | N | EnvironmentalExternal¦Iceorsnow¦Jumper¦Broken
23-0043113 | Unknown Cause | Patrol - not conducted |  |  | 2023 | Tier 2 - Elevated | Distribution Circuit | 3 | 10 | 20230310 | 2031077 | Sus | N | UnknownCause¦Patrolnotconducted¦¦
23-0043306 | Vegetation | Tree - fell into line | Conductor, Overhead | Broken, wire on ground | 2023 | Tier 2 - Elevated | Distribution Circuit | 3 | 10 | 20230310 | 2031539 | Sus | N | Vegetation¦Treefellintoline¦ConductorOverhead¦Brokenwireonground
23-0043509 | Equipment Failure/Involved | Overhead | Fuse | Failed/Faulted | 2023 | Tier 2 - Extreme | Transformer only | 3 | 11 | 20230311 | 2032508 | Sus | N | EquipmentFailureInvolved¦Overhead¦Fuse¦FailedFaulted
23-0043574 | Equipment Failure/Involved | Underground | Bushing | Burned/flashed | 2023 | Tier 2 - Elevated | Distribution Circuit | 3 | 11 | 20230311 | 2032774 | Sus | N | EquipmentFailureInvolved¦Underground¦Bushing¦Burnedflashed
23-0043687 | Equipment Failure/Involved | Overhead | Transformer | Broken | 2023 | Tier 2 - Elevated | Transformer only | 3 | 12 | 20230312 | 2033164 | Sus | N | EquipmentFailureInvolved¦Overhead¦Transformer¦Broken
23-0044089 | Unknown Cause | Patrol - found nothing |  |  | 2023 | Tier 2 - Elevated | Distribution Circuit | 3 | 13 | 20230313 | 2034368 | Sus | N | UnknownCause¦Patrolfoundnothing¦¦
23-0044072 | Unknown Cause | Patrol - not conducted |  |  | 2023 | Tier 2 - Elevated | Distribution Circuit | 3 | 13 | 20230313 | 2034192 | Sus | N | UnknownCause¦Patrolnotconducted¦¦
23-0044087 | Equipment Failure/Involved | Overhead | Conductor, Overhead | Broken | 2023 | Tier 2 - Elevated | Distribution Circuit | 3 | 13 | 20230313 | 2034316 | Sus | N | EquipmentFailureInvolved¦Overhead¦ConductorOverhead¦Broken
23-0044136 | Equipment Failure/Involved | Overhead | Conductor, Overhead | Normal | 2023 | Tier 2 - Elevated | Distribution Circuit | 3 | 13 | 20230313 | 2034371 | Sus | N | EquipmentFailureInvolved¦Overhead¦ConductorOverhead¦Normal
23-0044253 | Equipment Failure/Involved | Overhead | Crossarm, Wood | Broken | 2023 | Tier 2 - Elevated | Distribution Circuit | 3 | 13 | 20230313 | 2034756 | Sus | N | EquipmentFailureInvolved¦Overhead¦CrossarmWood¦Broken
23-0044271 | Equipment Failure/Involved | Overhead | Lightning Arrestor | Burned/flashed | 2023 | Tier 2 - Elevated | Distribution Circuit | 3 | 13 | 20230313 | 2034603 | Sus | N | EquipmentFailureInvolved¦Overhead¦LightningArrestor¦Burnedflashed
23-0045096 | Equipment Failure/Involved | Overhead | Transformer (OH) | Failed/Faulted | 2023 | Tier 2 - Elevated | Transformer only | 3 | 14 | 20230314 | 2035388 | Sus | N | EquipmentFailureInvolved¦Overhead¦Transformer(OH)¦FailedFaulted
23-0044664 | Unknown Cause | Patrol - found nothing |  |  | 2023 | Tier 2 - Extreme | Distribution Circuit | 3 | 14 | 20230314 | 2035634 | Sus | N | UnknownCause¦Patrolfoundnothing¦¦
23-0045190 | Vegetation | Tree - branch fell on line | Conductor, Overhead | Normal | 2023 | Tier 2 - Elevated | Distribution Circuit | 3 | 14 | 20230314 | 2038228 | Sus | N | Vegetation¦Treebranchfellonline¦ConductorOverhead¦Normal
23-0045523 | Vegetation | Tree - fell into line | Conductor, Overhead | Broken, wire on ground | 2023 | Tier 2 - Extreme | Distribution Circuit | 3 | 14 | 20230314 | 2043133 | Sus | N | Vegetation¦Treefellintoline¦ConductorOverhead¦Brokenwireonground
23-0045778 | Equipment Failure/Involved | Overhead | Fuse | Failed/Faulted | 2023 | Tier 2 - Elevated | Transformer only | 3 | 14 | 20230314 | 2043263 | Sus | N | EquipmentFailureInvolved¦Overhead¦Fuse¦FailedFaulted
23-0045625 | Equipment Failure/Involved | Overhead | Pole-Wood | Broken, wire on ground | 2023 | Tier 2 - Elevated | Distribution Circuit | 3 | 14 | 20230314 | 2043638 | Sus | N | EquipmentFailureInvolved¦Overhead¦PoleWood¦Brokenwireonground
23-0045656 | Equipment Failure/Involved | Overhead | PT/CCVT | Burned Open | 2023 | Tier 2 - Elevated | Distribution Circuit | 3 | 14 | 20230314 | 2043742 | Sus | N | EquipmentFailureInvolved¦Overhead¦PTCCVT¦BurnedOpen
23-0045976 | Equipment Failure/Involved | Overhead | Transformer (OH) | Failed/Faulted | 2023 | Tier 2 - Elevated | Transformer only | 3 | 14 | 20230314 | 2044660 | Sus | N | EquipmentFailureInvolved¦Overhead¦Transformer(OH)¦FailedFaulted
23-0046045 | Equipment Failure/Involved | Overhead | Fuse | Failed/Faulted | 2023 | Tier 2 - Elevated | Transformer only | 3 | 15 | 20230315 | 2045120 | Sus | N | EquipmentFailureInvolved¦Overhead¦Fuse¦FailedFaulted
23-0046395 | Unknown Cause | Patrol - found nothing |  |  | 2023 | Tier 2 - Elevated | Distribution Circuit | 3 | 15 | 20230315 | 2045231 | Sus | N | UnknownCause¦Patrolfoundnothing¦¦
23-0046278 | Unknown Cause | Patrol - found nothing |  |  | 2023 | Tier 2 - Elevated | Transformer only | 3 | 15 | 20230315 | 2045532 | Sus | N | UnknownCause¦Patrolfoundnothing¦¦
23-0046916 | Equipment Failure/Involved | Overhead | Other | Broken | 2023 | Tier 2 - Elevated | Distribution Circuit | 3 | 16 | 20230316 | 2047886 | Sus | N | EquipmentFailureInvolved¦Overhead¦Other¦Broken
23-0047008 | Equipment Failure/Involved | Overhead | Recloser | Malfunctioning | 2023 | Tier 2 - Elevated | Distribution Circuit | 3 | 16 | 20230316 | 2048387 | Sus | N | EquipmentFailureInvolved¦Overhead¦Recloser¦Malfunctioning
23-0047265 | Unknown Cause | Patrol - not conducted |  |  | 2023 | Tier 2 - Elevated | Transformer only | 3 | 16 | 20230316 | 2048892 | Sus | N | UnknownCause¦Patrolnotconducted¦¦
23-0047548 | Equipment Failure/Involved | Underground | Transformer (UG) | Failed/Faulted | 2023 | Tier 2 - Elevated | Distribution Circuit | 3 | 17 | 20230317 | 2049577 | Sus | N | EquipmentFailureInvolved¦Underground¦Transformer(UG)¦FailedFaulted
23-0047443 | Equipment Failure/Involved | Overhead | Conductor, Overhead | Normal | 2023 | Tier 2 - Elevated | Distribution Circuit | 3 | 17 | 20230317 | 2049708 | Sus | N | EquipmentFailureInvolved¦Overhead¦ConductorOverhead¦Normal
23-0047663 | Equipment Failure/Involved | Overhead | Fuse | Failed/Faulted | 2023 | Tier 2 - Elevated | Transformer only | 3 | 17 | 20230317 | 2050236 | Sus | N | EquipmentFailureInvolved¦Overhead¦Fuse¦FailedFaulted
23-0047743 | Vegetation | Tree - fell into line | Pole-Wood | Broken | 2023 | Tier 2 - Extreme | Distribution Circuit | 3 | 17 | 20230317 | 2050668 | Sus | N | Vegetation¦Treefellintoline¦PoleWood¦Broken
23-0047924 | 3rd Party | Customer Equipment | Conductor, Overhead | Normal | 2023 | Tier 2 - Elevated | Distribution Circuit | 3 | 17 | 20230317 | 2050815 | Sus | N | 3rdParty¦CustomerEquipment¦ConductorOverhead¦Normal
23-0048241 | Environmental/External | Flood/Erosion | Pole-Wood | Deteriorated | 2023 | Tier 2 - Extreme | Distribution Circuit | 3 | 18 | 20230318 | 2051001 | Sus | N | EnvironmentalExternal¦FloodErosion¦PoleWood¦Deteriorated
23-0048629 | Unknown Cause | Patrol - found nothing |  |  | 2023 | Tier 2 - Elevated | Distribution Circuit | 3 | 20 | 20230320 | 2052558 | Sus | N | UnknownCause¦Patrolfoundnothing¦¦
23-0048862 | 3rd Party | Other | Conductor, Overhead | Normal | 2023 | Tier 2 - Elevated | Distribution Circuit | 3 | 20 | 20230320 | 2053040 | Sus | N | 3rdParty¦Other¦ConductorOverhead¦Normal
23-0049027 | Equipment Failure/Involved | Overhead | Insulator | Broken | 2023 | Tier 2 - Extreme | Distribution Circuit | 3 | 20 | 20230320 | 2053491 | Sus | N | EquipmentFailureInvolved¦Overhead¦Insulator¦Broken
23-0049162 | Vegetation | Tree - fell into line | Conductor, Overhead | Broken, wire on object | 2023 | Tier 2 - Extreme | Distribution Circuit | 3 | 21 | 20230321 | 2053576 | Sus | N | Vegetation¦Treefellintoline¦ConductorOverhead¦Brokenwireonobject
23-0049317 | Unknown Cause | Patrol - found nothing |  |  | 2023 | Tier 2 - Extreme | Transformer only | 3 | 21 | 20230321 | 2053829 | Sus | N | UnknownCause¦Patrolfoundnothing¦¦
23-0049490 | 3rd Party | Tree - cutting, 3rd party | Conductor, Overhead | Normal | 2023 | Tier 2 - Extreme | Distribution Circuit | 3 | 21 | 20230321 | 2054499 | Sus | N | 3rdParty¦Treecutting3rdparty¦ConductorOverhead¦Normal
23-0049737 | Equipment Failure/Involved | Overhead | Insulator | Broken | 2023 | Tier 2 - Extreme | Distribution Circuit | 3 | 21 | 20230321 | 2057635 | Sus | N | EquipmentFailureInvolved¦Overhead¦Insulator¦Broken
23-0050070 | Unknown Cause | Patrol - found nothing |  |  | 2023 | Tier 2 - Elevated | Distribution Circuit | 3 | 21 | 20230321 | 2060259 | Sus | N | UnknownCause¦Patrolfoundnothing¦¦
23-0049897 | Vegetation | Tree - fell into line | Conductor, Overhead | Broken | 2023 | Tier 2 - Elevated | Distribution Circuit | 3 | 21 | 20230321 | 2061198 | Sus | N | Vegetation¦Treefellintoline¦ConductorOverhead¦Broken
23-0050782 | Vegetation | Tree - branch fell on line | Conductor, Overhead | Normal | 2023 | Tier 2 - Extreme | Distribution Circuit | 3 | 22 | 20230322 | 2062760 | Sus | N | Vegetation¦Treebranchfellonline¦ConductorOverhead¦Normal
23-0050953 | Equipment Failure/Involved | Overhead | Transformer (OH) | Broken | 2023 | Tier 2 - Elevated | Transformer only | 3 | 22 | 20230322 | 2063331 | Sus | N | EquipmentFailureInvolved¦Overhead¦Transformer(OH)¦Broken
23-0051987 | Equipment Failure/Involved | Overhead | Recloser | Malfunctioning | 2023 | Tier 2 - Extreme | Distribution Circuit | 3 | 24 | 20230324 | 2066299 | Sus | N | EquipmentFailureInvolved¦Overhead¦Recloser¦Malfunctioning
23-0052631 | Unknown Cause | Patrol - not conducted |  |  | 2023 | Tier 2 - Elevated | Distribution Circuit | 3 | 26 | 20230326 | 2067481 | Sus | N | UnknownCause¦Patrolnotconducted¦¦
23-0052757 | Vegetation | Tree - bark fell into line | Transformer (OH) | Broken | 2023 | Tier 2 - Extreme | Distribution Circuit | 3 | 26 | 20230326 | 2068068 | Sus | N | Vegetation¦Treebarkfellintoline¦Transformer(OH)¦Broken
23-0052929 | Equipment Failure/Involved | Overhead | Pole-Wood | Broken | 2023 | Tier 2 - Elevated | Distribution Circuit | 3 | 27 | 20230327 | 2068648 | Sus | N | EquipmentFailureInvolved¦Overhead¦PoleWood¦Broken
23-0053151 | Environmental/External | Flood/Erosion | Transformer | Broken | 2023 | Tier 2 - Elevated | Transformer only | 3 | 27 | 20230327 | 2069105 | Sus | N | EnvironmentalExternal¦FloodErosion¦Transformer¦Broken
23-0053221 | Unknown Cause | Patrol - not conducted |  |  | 2023 | Tier 2 - Elevated | Distribution Circuit | 3 | 28 | 20230328 | 2069506 | Sus | N | UnknownCause¦Patrolnotconducted¦¦
23-0053255 | Unknown Cause | Patrol - not conducted |  |  | 2023 | Tier 2 - Elevated | Distribution Circuit | 3 | 28 | 20230328 | 2069509 | Sus | N | UnknownCause¦Patrolnotconducted¦¦
23-0053698 | Vegetation | Tree - fell into line | Conductor, Overhead | Broken, wire on ground | 2023 | Tier 2 - Elevated | Distribution Circuit | 3 | 28 | 20230328 | 2070833 | Sus | N | Vegetation¦Treefellintoline¦ConductorOverhead¦Brokenwireonground
23-0053294 | Unknown Cause | Patrol - found nothing |  |  | 2023 | Tier 2 - Elevated | Distribution Circuit | 3 | 28 | 20230328 | 2069614 | Sus | N | UnknownCause¦Patrolfoundnothing¦¦
23-0053534 | Vegetation | Tree - fell into line | Conductor, Overhead | Normal | 2023 | Tier 2 - Elevated | Distribution Circuit | 3 | 28 | 20230328 | 2069725 | Sus | N | Vegetation¦Treefellintoline¦ConductorOverhead¦Normal
23-0053812 | Equipment Failure/Involved | Overhead | Insulator | Broken | 2023 | Tier 2 - Elevated | Distribution Circuit | 3 | 28 | 20230328 | 2071148 | Sus | N | EquipmentFailureInvolved¦Overhead¦Insulator¦Broken
23-0053446 | Unknown Cause | Patrol - found nothing |  |  | 2023 | Tier 2 - Elevated | Distribution Circuit | 3 | 28 | 20230328 | 2070134 | Sus | N | UnknownCause¦Patrolfoundnothing¦¦
23-0053473 | Vegetation | Tree - fell into line | Conductor, Overhead | On Ground | 2023 | Tier 2 - Extreme | Distribution Circuit | 3 | 28 | 20230328 | 2070027 | Sus | N | Vegetation¦Treefellintoline¦ConductorOverhead¦OnGround
23-0053427 | Vegetation | Tree - fell into line | Conductor, Overhead | On Ground | 2023 | Tier 2 - Elevated | Distribution Circuit | 3 | 28 | 20230328 | 2070209 | Sus | N | Vegetation¦Treefellintoline¦ConductorOverhead¦OnGround
23-0053526 | Equipment Failure/Involved | Overhead | Jumper | Broken | 2023 | Tier 2 - Elevated | Distribution Circuit | 3 | 28 | 20230328 | 2070433 | Sus | N | EquipmentFailureInvolved¦Overhead¦Jumper¦Broken
23-0053762 | Unknown Cause | Patrol - found nothing |  |  | 2023 | Tier 2 - Extreme | Distribution Circuit | 3 | 28 | 20230328 | 2070493 | Sus | N | UnknownCause¦Patrolfoundnothing¦¦
23-0053636 | Vegetation | Tree - fell into line | Transformer (OH) | Broken, wire on ground | 2023 | Tier 2 - Elevated | Transformer only | 3 | 28 | 20230328 | 2070586 | Sus | N | Vegetation¦Treefellintoline¦Transformer(OH)¦Brokenwireonground
23-0053647 | Vegetation | Tree - fell into line | Conductor, Overhead | Normal | 2023 | Tier 2 - Extreme | Distribution Circuit | 3 | 28 | 20230328 | 2070375 | Sus | N | Vegetation¦Treefellintoline¦ConductorOverhead¦Normal
23-0053915 | Unknown Cause | Patrol - found nothing |  |  | 2023 | Tier 2 - Extreme | Distribution Circuit | 3 | 28 | 20230328 | 2071140 | Sus | N | UnknownCause¦Patrolfoundnothing¦¦
23-0054050 | Unknown Cause | Patrol - found nothing |  |  | 2023 | Tier 2 - Extreme | Distribution Circuit | 3 | 29 | 20230329 | 2072385 | Sus | N | UnknownCause¦Patrolfoundnothing¦¦
23-0054292 | Unknown Cause | Patrol - found nothing |  |  | 2023 | Tier 2 - Elevated | Distribution Circuit | 3 | 29 | 20230329 | 2072562 | Sus | N | UnknownCause¦Patrolfoundnothing¦¦
23-0054345 | Vegetation | Tree - fell into line | Conductor, Overhead | Normal | 2023 | Tier 2 - Extreme | Distribution Circuit | 3 | 29 | 20230329 | 2072550 | Sus | N | Vegetation¦Treefellintoline¦ConductorOverhead¦Normal
23-0054100 | Equipment Failure/Involved | Overhead | Pole-Wood | Deteriorated | 2023 | Tier 2 - Elevated | Distribution Circuit | 3 | 29 | 20230329 | 2072557 | Sus | N | EquipmentFailureInvolved¦Overhead¦PoleWood¦Deteriorated
23-0054150 | Equipment Failure/Involved | Overhead | Conductor, Overhead | Broken | 2023 | Tier 2 - Elevated | Distribution Circuit | 3 | 29 | 20230329 | 2072642 | Sus | N | EquipmentFailureInvolved¦Overhead¦ConductorOverhead¦Broken
23-0054413 | Vegetation | Tree - branch fell on line | Cutout, fuse holder | Normal | 2023 | Tier 2 - Extreme | Transformer only | 3 | 29 | 20230329 | 2072737 | Sus | N | Vegetation¦Treebranchfellonline¦Cutoutfuseholder¦Normal
23-0054281 | Vegetation | Tree - fell into line | Conductor, Overhead | Normal | 2023 | Tier 2 - Extreme | Distribution Circuit | 3 | 29 | 20230329 | 2072836 | Sus | N | Vegetation¦Treefellintoline¦ConductorOverhead¦Normal
23-0054323 | Vegetation | Tree - fell into line | Conductor, Overhead | Normal | 2023 | Tier 2 - Extreme | Distribution Circuit | 3 | 29 | 20230329 | 2072881 | Sus | N | Vegetation¦Treefellintoline¦ConductorOverhead¦Normal
23-0054370 | Equipment Failure/Involved | Overhead | Conductor, Overhead | Broken, wire on ground | 2023 | Tier 2 - Extreme | Distribution Circuit | 3 | 29 | 20230329 | 2072900 | Sus | N | EquipmentFailureInvolved¦Overhead¦ConductorOverhead¦Brokenwireonground
23-0054476 | Vegetation | Tree - fell into line | Conductor, Overhead | Broken, wire on ground | 2023 | Tier 2 - Extreme | Distribution Circuit | 3 | 29 | 20230329 | 2073228 | Sus | N | Vegetation¦Treefellintoline¦ConductorOverhead¦Brokenwireonground
23-0054579 | Unknown Cause | Patrol - found nothing |  |  | 2023 | Tier 2 - Elevated | Distribution Circuit | 3 | 29 | 20230329 | 2073338 | Sus | N | UnknownCause¦Patrolfoundnothing¦¦
23-0054655 | Unknown Cause | Patrol - found nothing |  |  | 2023 | Tier 2 - Extreme | Transformer only | 3 | 29 | 20230329 | 2073573 | Sus | N | UnknownCause¦Patrolfoundnothing¦¦
23-0054927 | Unknown Cause | Patrol - found nothing |  |  | 2023 | Tier 2 - Extreme | Distribution Circuit | 3 | 30 | 20230330 | 2074150 | Sus | N | UnknownCause¦Patrolfoundnothing¦¦
23-0055118 | Vegetation | Tree - fell into line | Conductor, Overhead | Normal | 2023 | Tier 2 - Extreme | Distribution Circuit | 3 | 30 | 20230330 | 2074498 | Sus | N | Vegetation¦Treefellintoline¦ConductorOverhead¦Normal
23-0055189 | Equipment Failure/Involved | Overhead | Pole-Wood | Deteriorated | 2023 | Tier 2 - Elevated | Distribution Circuit | 3 | 30 | 20230330 | 2074674 | Sus | N | EquipmentFailureInvolved¦Overhead¦PoleWood¦Deteriorated
23-0055225 | 3rd Party | Vehicle | Transformer | Broken | 2023 | Tier 2 - Extreme | Transformer only | 3 | 30 | 20230330 | 2074711 | Sus | N | 3rdParty¦Vehicle¦Transformer¦Broken
23-0055791 | Equipment Failure/Involved | Overhead | Conductor, Overhead | Broken, wire on ground | 2023 | Tier 2 - Elevated | Distribution Circuit | 4 | 1 | 20230401 | 2076441 | Sus | N | EquipmentFailureInvolved¦Overhead¦ConductorOverhead¦Brokenwireonground
23-0055888 | 3rd Party | Metallic Balloon | Conductor, Overhead | Burned/flashed | 2023 | Tier 2 - Elevated | Distribution Circuit | 4 | 1 | 20230401 | 2076880 | Sus | N | 3rdParty¦MetallicBalloon¦ConductorOverhead¦Burnedflashed
23-0056046 | Vegetation | Tree - fell into line | Conductor, Overhead | Normal | 2023 | Tier 2 - Elevated | Distribution Circuit | 4 | 2 | 20230402 | 2077544 | Sus | N | Vegetation¦Treefellintoline¦ConductorOverhead¦Normal
23-0037123 | Company Initiated | Construction Activity/equip, company | Other | Normal | 2023 | Tier 2 - Elevated | Transformer only | 4 | 3 | 20230403 | 2078384 | Sus | N | CompanyInitiated¦ConstructionActivityequipcompany¦Other¦Normal
23-0056475 | Vegetation | Tree - fell into line | Conductor, Overhead | Normal | 2023 | Tier 2 - Extreme | Distribution Circuit | 4 | 3 | 20230403 | 2078670 | Sus | N | Vegetation¦Treefellintoline¦ConductorOverhead¦Normal
23-0056693 | Unknown Cause | Patrol - not conducted |  |  | 2023 | Tier 2 - Elevated | Distribution Circuit | 4 | 3 | 20230403 | 2079391 | Sus | N | UnknownCause¦Patrolnotconducted¦¦
23-0057316 | Unknown Cause | Patrol - found nothing |  |  | 2023 | Tier 2 - Elevated | Distribution Circuit | 4 | 5 | 20230405 | 2080387 | Sus | N | UnknownCause¦Patrolfoundnothing¦¦
23-0057363 | Equipment Failure/Involved | Overhead | Secondary | Deteriorated | 2023 | Tier 2 - Elevated | Transformer only | 4 | 5 | 20230405 | 2080623 | Sus | N | EquipmentFailureInvolved¦Overhead¦Secondary¦Deteriorated
23-0058044 | 3rd Party | Fire, house or bldg. | Conductor, Overhead | Normal | 2023 | Tier 2 - Extreme | Transformer only | 4 | 6 | 20230406 | 2081895 | Sus | N | 3rdParty¦Firehouseorbldg¦ConductorOverhead¦Normal
23-0058543 | Unknown Cause | Patrol - found nothing |  |  | 2023 | Tier 2 - Elevated | Distribution Circuit | 4 | 7 | 20230407 | 2082378 | Sus | N | UnknownCause¦Patrolfoundnothing¦¦
23-0058726 | Unknown Cause | Patrol - found nothing |  |  | 2023 | Tier 2 - Elevated | Distribution Circuit | 4 | 7 | 20230407 | 2082965 | Sus | N | UnknownCause¦Patrolfoundnothing¦¦
23-0058782 | Vegetation | Tree - branch fell on line | Conductor, Overhead | Normal | 2023 | Tier 2 - Extreme | Distribution Circuit | 4 | 8 | 20230408 | 2083265 | Sus | N | Vegetation¦Treebranchfellonline¦ConductorOverhead¦Normal
23-0058887 | Unknown Cause | Patrol - not conducted |  |  | 2023 | Tier 2 - Elevated | Distribution Circuit | 4 | 9 | 20230409 | 2083698 | Sus | N | UnknownCause¦Patrolnotconducted¦¦
23-0058889 | Equipment Failure/Involved | Overhead | Crossarm, Wood | Broken | 2023 | Tier 2 - Extreme | Distribution Circuit | 4 | 9 | 20230409 | 2083732 | Sus | N | EquipmentFailureInvolved¦Overhead¦CrossarmWood¦Broken
23-0059175 | Unknown Cause | Patrol - found nothing |  |  | 2023 | Tier 2 - Elevated | Distribution Circuit | 4 | 10 | 20230410 | 2084534 | Sus | N | UnknownCause¦Patrolfoundnothing¦¦
23-0059842 | Equipment Failure/Involved | Overhead | Transformer (OH) | Failed/Faulted | 2023 | Tier 2 - Elevated | Distribution Circuit | 4 | 11 | 20230411 | 2086066 | Sus | N | EquipmentFailureInvolved¦Overhead¦Transformer(OH)¦FailedFaulted
23-0060166 | Equipment Failure/Involved | Overhead | Transformer (OH) | Failed/Faulted | 2023 | Tier 2 - Elevated | Distribution Circuit | 4 | 11 | 20230411 | 2086694 | Sus | N | EquipmentFailureInvolved¦Overhead¦Transformer(OH)¦FailedFaulted
23-0059843 | Vegetation | Tree - fell into line | Pole-Wood | Broken, wire on ground | 2023 | Tier 2 - Extreme | Distribution Circuit | 4 | 11 | 20230411 | 2086081 | Sus | N | Vegetation¦Treefellintoline¦PoleWood¦Brokenwireonground
23-0060380 | Unknown Cause | Patrol - found nothing |  |  | 2023 | Tier 2 - Elevated | Transformer only | 4 | 12 | 20230412 | 2086844 | Sus | N | UnknownCause¦Patrolfoundnothing¦¦
23-0060430 | 3rd Party | Vehicle | Pole-Wood | Broken, wire on ground | 2023 | Tier 2 - Elevated | Distribution Circuit | 4 | 12 | 20230412 | 2087157 | Sus | N | 3rdParty¦Vehicle¦PoleWood¦Brokenwireonground
23-0060445 | Vegetation | Tree - fell into line | Conductor, Overhead | Broken, wire on ground | 2023 | Tier 2 - Extreme | Distribution Circuit | 4 | 13 | 20230413 | 2087185 | Sus | N | Vegetation¦Treefellintoline¦ConductorOverhead¦Brokenwireonground
23-0060523 | Equipment Failure/Involved | Overhead | Transformer (OH) | Broken | 2023 | Tier 2 - Elevated | Transformer only | 4 | 13 | 20230413 | 2087263 | Sus | N | EquipmentFailureInvolved¦Overhead¦Transformer(OH)¦Broken
23-0060754 | Unknown Cause | Patrol - found nothing |  |  | 2023 | Tier 2 - Elevated | Distribution Circuit | 4 | 13 | 20230413 | 2087363 | Sus | N | UnknownCause¦Patrolfoundnothing¦¦
23-0060702 | Equipment Failure/Involved | Overhead | Jumper | Broken | 2023 | Tier 2 - Elevated | Distribution Circuit | 4 | 13 | 20230413 | 2087657 | Sus | N | EquipmentFailureInvolved¦Overhead¦Jumper¦Broken
23-0060869 | Equipment Failure/Involved | Overhead | Fuse | Broken | 2023 | Tier 2 - Elevated | Distribution Circuit | 4 | 13 | 20230413 | 2087925 | Sus | N | EquipmentFailureInvolved¦Overhead¦Fuse¦Broken
23-0060933 | Equipment Failure/Involved | Overhead | Crossarm, Wood | Deteriorated | 2023 | Tier 2 - Elevated | Distribution Circuit | 4 | 13 | 20230413 | 2088130 | Sus | N | EquipmentFailureInvolved¦Overhead¦CrossarmWood¦Deteriorated
23-0061061 | Equipment Failure/Involved | Overhead | Transformer | Failed/Faulted | 2023 | Tier 2 - Elevated | Transformer only | 4 | 14 | 20230414 | 2088287 | Sus | N | EquipmentFailureInvolved¦Overhead¦Transformer¦FailedFaulted
23-0061082 | Company Initiated | Construction Activity/equip, company | Other | Normal | 2023 | Tier 2 - Elevated | Transformer only | 4 | 14 | 20230414 | 2088372 | Sus | N | CompanyInitiated¦ConstructionActivityequipcompany¦Other¦Normal
23-0061490 | Animal | Squirrel | Fuse | Failed/Faulted | 2023 | Tier 2 - Elevated | Transformer only | 4 | 16 | 20230416 | 2089724 | Sus | N | Animal¦Squirrel¦Fuse¦FailedFaulted
23-0061853 | Environmental/External | Lightning | Fuse | Burned Open | 2023 | Tier 2 - Elevated | Distribution Circuit | 4 | 17 | 20230417 | 2090924 | Sus | N | EnvironmentalExternal¦Lightning¦Fuse¦BurnedOpen
23-0062244 | Unknown Cause | Patrol - found nothing |  |  | 2023 | Tier 2 - Extreme | Transformer only | 4 | 18 | 20230418 | 2091784 | Sus | N | UnknownCause¦Patrolfoundnothing¦¦
23-0062621 | Equipment Failure/Involved | Overhead | Pole-Wood | Broken | 2023 | Tier 2 - Extreme | Distribution Circuit | 4 | 19 | 20230419 | 2092686 | Sus | N | EquipmentFailureInvolved¦Overhead¦PoleWood¦Broken
23-0062800 | Equipment Failure/Involved | Overhead | Conductor, Overhead | Broken, wire on ground | 2023 | Tier 2 - Elevated | Distribution Circuit | 4 | 20 | 20230420 | 2092920 | Sus | N | EquipmentFailureInvolved¦Overhead¦ConductorOverhead¦Brokenwireonground
23-0063186 | Equipment Failure/Involved | Overhead | Transformer | Burned/flashed | 2023 | Tier 2 - Extreme | Transformer only | 4 | 20 | 20230420 | 2093246 | Sus | N | EquipmentFailureInvolved¦Overhead¦Transformer¦Burnedflashed
23-0063661 | Equipment Failure/Involved | Overhead | Connector or Splice (OH) | Deteriorated | 2023 | Tier 2 - Elevated | Transformer only | 4 | 21 | 20230421 | 2094185 | Sus | N | EquipmentFailureInvolved¦Overhead¦ConnectororSplice(OH)¦Deteriorated
23-0063716 | 3rd Party | Other | Transformer (OH) | Failed/Faulted | 2023 | Tier 2 - Elevated | Transformer only | 4 | 22 | 20230422 | 2094401 | Sus | N | 3rdParty¦Other¦Transformer(OH)¦FailedFaulted
23-0063772 | Unknown Cause | Patrol - not conducted |  |  | 2023 | Tier 2 - Elevated | Distribution Circuit | 4 | 22 | 20230422 | 2094672 | Sus | N | UnknownCause¦Patrolnotconducted¦¦
23-0064425 | Equipment Failure/Involved | Overhead | Pole-Wood | Broken | 2023 | Tier 2 - Elevated | Distribution Circuit | 4 | 25 | 20230425 | 2096326 | Sus | N | EquipmentFailureInvolved¦Overhead¦PoleWood¦Broken
23-0064517 | Vegetation | Tree - cutting, PG&E contractor | Conductor, Overhead | Normal | 2023 | Tier 2 - Elevated | Distribution Circuit | 4 | 25 | 20230425 | 2096592 | Sus | N | Vegetation¦TreecuttingPG&Econtractor¦ConductorOverhead¦Normal
23-0064507 | Equipment Failure/Involved | Overhead | Insulator | Broken | 2023 | Tier 2 - Elevated | Distribution Circuit | 4 | 25 | 20230425 | 2096679 | Sus | N | EquipmentFailureInvolved¦Overhead¦Insulator¦Broken
23-0065423 | Unknown Cause | Patrol - found nothing |  |  | 2023 | Tier 2 - Extreme | Distribution Circuit | 4 | 27 | 20230427 | 2098096 | Sus | N | UnknownCause¦Patrolfoundnothing¦¦
23-0065809 | Equipment Failure/Involved | Overhead | Pole-Wood | Deteriorated | 2023 | Tier 2 - Elevated | Distribution Circuit | 4 | 28 | 20230428 | 2098932 | Sus | N | EquipmentFailureInvolved¦Overhead¦PoleWood¦Deteriorated
23-0066039 | Equipment Failure/Involved | Electrical Overload | Fuse | Failed/Faulted | 2023 | Tier 2 - Elevated | Transformer only | 4 | 28 | 20230428 | 2099267 | Sus | N | EquipmentFailureInvolved¦ElectricalOverload¦Fuse¦FailedFaulted
23-0066173 | Equipment Failure/Involved | Overhead | Insulator | Broken | 2023 | Tier 2 - Elevated | Distribution Circuit | 4 | 28 | 20230428 | 2099713 | Sus | N | EquipmentFailureInvolved¦Overhead¦Insulator¦Broken
23-0066299 | Equipment Failure/Involved | Overhead | Cutout, fuse holder | Failed/Faulted | 2023 | Tier 2 - Extreme | Transformer only | 4 | 29 | 20230429 | 2100022 | Sus | N | EquipmentFailureInvolved¦Overhead¦Cutoutfuseholder¦FailedFaulted
23-0066406 | 3rd Party | Fire, house or bldg. | Conductor, Overhead | Normal | 2023 | Tier 2 - Extreme | Transformer only | 4 | 30 | 20230430 | 2100482 | Sus | N | 3rdParty¦Firehouseorbldg¦ConductorOverhead¦Normal
23-0066424 | Equipment Failure/Involved | Overhead | Connector or Splice (OH) | Broken | 2023 | Tier 2 - Elevated | Distribution Circuit | 4 | 30 | 20230430 | 2100523 | Sus | N | EquipmentFailureInvolved¦Overhead¦ConnectororSplice(OH)¦Broken
23-0066607 | Unknown Cause | Patrol - found nothing |  |  | 2023 | Tier 2 - Elevated | Distribution Circuit | 5 | 1 | 20230501 | 2101160 | Sus | Y | UnknownCause¦Patrolfoundnothing¦¦
23-0066765 | Unknown Cause | Patrol - found nothing |  |  | 2023 | Tier 2 - Extreme | Transformer only | 5 | 1 | 20230501 | 2101681 | Sus | Y | UnknownCause¦Patrolfoundnothing¦¦
23-0066790 | Animal | Other | Conductor, Overhead | Normal | 2023 | Tier 2 - Elevated | Distribution Circuit | 5 | 1 | 20230501 | 2101741 | Sus | Y | Animal¦Other¦ConductorOverhead¦Normal
23-0066802 | Animal | Other | Conductor, Overhead | Normal | 2023 | Tier 2 - Elevated | Distribution Circuit | 5 | 1 | 20230501 | 2101815 | Sus | Y | Animal¦Other¦ConductorOverhead¦Normal
23-0066830 | Equipment Failure/Involved | Overhead | Fuse | Broken | 2023 | Tier 2 - Elevated | Transformer only | 5 | 1 | 20230501 | 2101837 | Sus | Y | EquipmentFailureInvolved¦Overhead¦Fuse¦Broken
23-0066884 | Unknown Cause | Patrol - found nothing |  |  | 2023 | Tier 2 - Elevated | Distribution Circuit | 5 | 2 | 20230502 | 2102080 | Sus | Y | UnknownCause¦Patrolfoundnothing¦¦
23-0067370 | Unknown Cause | Patrol - found nothing |  |  | 2023 | Tier 2 - Elevated | Distribution Circuit | 5 | 2 | 20230502 | 2103207 | Sus | Y | UnknownCause¦Patrolfoundnothing¦¦
23-0066884 | Company Initiated | Return Circuit Normal | Conductor, Overhead | Normal | 2023 | Tier 2 - Elevated | Distribution Circuit | 5 | 3 | 20230503 | 2103753 | Sus | Y | CompanyInitiated¦ReturnCircuitNormal¦ConductorOverhead¦Normal
23-0068792 | Equipment Failure/Involved | Overhead | Crossarm, Wood | Broken | 2023 | Tier 2 - Elevated | Distribution Circuit | 5 | 5 | 20230505 | 2105591 | Sus | Y | EquipmentFailureInvolved¦Overhead¦CrossarmWood¦Broken
23-0068981 | Unknown Cause | Patrol - found nothing |  |  | 2023 | Tier 2 - Elevated | Transformer only | 5 | 5 | 20230505 | 2105667 | Sus | Y | UnknownCause¦Patrolfoundnothing¦¦
23-0069204 | Environmental/External | Lightning | Transformer (OH) | Failed/Faulted | 2023 | Tier 2 - Elevated | Transformer only | 5 | 6 | 20230506 | 2106267 | Sus | Y | EnvironmentalExternal¦Lightning¦Transformer(OH)¦FailedFaulted
23-0069213 | Unknown Cause | Patrol - found nothing |  |  | 2023 | Tier 2 - Elevated | Distribution Circuit | 5 | 6 | 20230506 | 2106266 | Sus | Y | UnknownCause¦Patrolfoundnothing¦¦
23-0069232 | Equipment Failure/Involved | Overhead | Transformer (OH) | Broken | 2023 | Tier 2 - Elevated | Transformer only | 5 | 6 | 20230506 | 2106397 | Sus | Y | EquipmentFailureInvolved¦Overhead¦Transformer(OH)¦Broken
23-0068533 | Company Initiated | Return Circuit Normal | Conductor, Overhead | Normal | 2023 | Tier 2 - Elevated | Distribution Circuit | 5 | 7 | 20230507 | 2106925 | Sus | Y | CompanyInitiated¦ReturnCircuitNormal¦ConductorOverhead¦Normal
23-0069506 | Equipment Failure/Involved | Overhead | Secondary | Broken | 2023 | Tier 2 - Elevated | Transformer only | 5 | 8 | 20230508 | 2107260 | Sus | Y | EquipmentFailureInvolved¦Overhead¦Secondary¦Broken
23-0069584 | Unknown Cause | Patrol - not conducted |  |  | 2023 | Tier 2 - Elevated | Distribution Circuit | 5 | 8 | 20230508 | 2107424 | Sus | Y | UnknownCause¦Patrolnotconducted¦¦
23-0069718 | Environmental/External | Lightning | Transformer (OH) | Broken | 2023 | Tier 2 - Elevated | Transformer only | 5 | 8 | 20230508 | 2108075 | Sus | Y | EnvironmentalExternal¦Lightning¦Transformer(OH)¦Broken
23-0071119 | Equipment Failure/Involved | Overhead | Transformer (OH) | Broken | 2023 | Tier 2 - Elevated | Transformer only | 5 | 11 | 20230511 | 2110652 | Sus | Y | EquipmentFailureInvolved¦Overhead¦Transformer(OH)¦Broken
23-0071166 | Equipment Failure/Involved | Overhead | Pole-Wood | Broken | 2023 | Tier 2 - Elevated | Distribution Circuit | 5 | 11 | 20230511 | 2110756 | Sus | Y | EquipmentFailureInvolved¦Overhead¦PoleWood¦Broken
23-0071312 | Equipment Failure/Involved | Overhead | Transformer (OH) | Failed/Faulted | 2023 | Tier 2 - Elevated | Transformer only | 5 | 12 | 20230512 | 2110884 | Sus | Y | EquipmentFailureInvolved¦Overhead¦Transformer(OH)¦FailedFaulted
23-0071252 | Unknown Cause | Patrol - found nothing |  |  | 2023 | Tier 2 - Extreme | Distribution Circuit | 5 | 12 | 20230512 | 2111019 | Sus | Y | UnknownCause¦Patrolfoundnothing¦¦
23-0071494 | Animal | Squirrel | Insulator | Failed/Faulted | 2023 | Tier 2 - Extreme | Distribution Circuit | 5 | 12 | 20230512 | 2111428 | Sus | Y | Animal¦Squirrel¦Insulator¦FailedFaulted
23-0071754 | Animal | Bird found | Conductor, Overhead | Normal | 2023 | Tier 2 - Elevated | Distribution Circuit | 5 | 15 | 20230515 | 2112442 | Sus | Y | Animal¦Birdfound¦ConductorOverhead¦Normal
23-0072183 | 3rd Party | Vehicle | Pole-Wood | Broken | 2023 | Tier 2 - Elevated | Distribution Circuit | 5 | 16 | 20230516 | 2113839 | Sus | Y | 3rdParty¦Vehicle¦PoleWood¦Broken
23-0072858 | Vegetation | Tree - branch fell on line | Transformer (OH) | Broken, wire on ground | 2023 | Tier 2 - Elevated | Transformer only | 5 | 17 | 20230517 | 2115221 | Sus | Y | Vegetation¦Treebranchfellonline¦Transformer(OH)¦Brokenwireonground
23-0072991 | Equipment Failure/Involved | Overhead | Pole-Wood | Deteriorated | 2023 | Tier 2 - Elevated | Distribution Circuit | 5 | 18 | 20230518 | 2115583 | Sus | Y | EquipmentFailureInvolved¦Overhead¦PoleWood¦Deteriorated
23-0073131 | 3rd Party | Tree - cutting, 3rd party | Conductor, Overhead | Normal | 2023 | Tier 2 - Elevated | Distribution Circuit | 5 | 18 | 20230518 | 2115965 | Sus | Y | 3rdParty¦Treecutting3rdparty¦ConductorOverhead¦Normal
23-0073103 | Equipment Failure/Involved | Overhead | Transformer | Leaking | 2023 | Tier 2 - Elevated | Transformer only | 5 | 18 | 20230518 | 2115978 | Sus | Y | EquipmentFailureInvolved¦Overhead¦Transformer¦Leaking
23-0073214 | Unknown Cause | Patrol - found nothing |  |  | 2023 | Tier 2 - Extreme | Distribution Circuit | 5 | 18 | 20230518 | 2116182 | Sus | Y | UnknownCause¦Patrolfoundnothing¦¦
23-0073137 | 3rd Party | Vehicle | Transformer (UG) | Normal | 2023 | Tier 2 - Extreme | Distribution Circuit | 5 | 18 | 20230518 | 2116349 | Sus | Y | 3rdParty¦Vehicle¦Transformer(UG)¦Normal
23-0073309 | Equipment Failure/Involved | Overhead | Pole-Wood | Deteriorated | 2023 | Tier 2 - Elevated | Distribution Circuit | 5 | 18 | 20230518 | 2116536 | Sus | Y | EquipmentFailureInvolved¦Overhead¦PoleWood¦Deteriorated
23-0073362 | 3rd Party | Vehicle | Fuse | Normal | 2023 | Tier 2 - Elevated | Transformer only | 5 | 19 | 20230519 | 2116628 | Sus | Y | 3rdParty¦Vehicle¦Fuse¦Normal
23-0074436 | 3rd Party | Vehicle | Pole-Wood | Broken, wire on ground | 2023 | Tier 2 - Elevated | Distribution Circuit | 5 | 22 | 20230522 | 2119226 | Sus | Y | 3rdParty¦Vehicle¦PoleWood¦Brokenwireonground
23-0074726 | Equipment Failure/Involved | Overhead | Connector or Splice (OH) | Normal | 2023 | Tier 2 - Elevated | Distribution Circuit | 5 | 23 | 20230523 | 2119822 | Sus | Y | EquipmentFailureInvolved¦Overhead¦ConnectororSplice(OH)¦Normal
23-0074886 | Unknown Cause | Patrol - found nothing |  |  | 2023 | Tier 2 - Elevated | Distribution Circuit | 5 | 23 | 20230523 | 2120079 | Sus | Y | UnknownCause¦Patrolfoundnothing¦¦
23-0074989 | Equipment Failure/Involved | Overhead | Transformer (OH) | Broken | 2023 | Tier 2 - Elevated | Transformer only | 5 | 24 | 20230524 | 2120190 | Sus | Y | EquipmentFailureInvolved¦Overhead¦Transformer(OH)¦Broken
23-0075143 | Equipment Failure/Involved | Overhead | Insulator | Normal | 2023 | Tier 2 - Extreme | Distribution Circuit | 5 | 24 | 20230524 | 2120593 | Sus | Y | EquipmentFailureInvolved¦Overhead¦Insulator¦Normal
23-0075313 | Equipment Failure/Involved | Overhead | Pole-Wood | Broken | 2023 | Tier 2 - Elevated | Distribution Circuit | 5 | 24 | 20230524 | 2120872 | Sus | Y | EquipmentFailureInvolved¦Overhead¦PoleWood¦Broken
23-0075351 | Equipment Failure/Involved | Overhead | Service conductor | Broken | 2023 | Tier 2 - Extreme | Transformer only | 5 | 25 | 20230525 | 2120931 | Sus | Y | EquipmentFailureInvolved¦Overhead¦Serviceconductor¦Broken
23-0075390 | Unknown Cause | Patrol - found nothing |  |  | 2023 | Tier 2 - Extreme | Distribution Circuit | 5 | 25 | 20230525 | 2120971 | Sus | Y | UnknownCause¦Patrolfoundnothing¦¦
23-0075512 | Animal | Squirrel | Pothead(Riser Termination) | Normal | 2023 | Tier 2 - Elevated | Distribution Circuit | 5 | 25 | 20230525 | 2121239 | Sus | Y | Animal¦Squirrel¦Pothead(RiserTermination)¦Normal
23-0075668 | Equipment Failure/Involved | Overhead | Crossarm, Wood | Broken | 2023 | Tier 2 - Elevated | Distribution Circuit | 5 | 25 | 20230525 | 2121391 | Sus | Y | EquipmentFailureInvolved¦Overhead¦CrossarmWood¦Broken
23-0075704 | Equipment Failure/Involved | Overhead | Transformer (OH) | Broken | 2023 | Tier 2 - Elevated | Transformer only | 5 | 25 | 20230525 | 2121345 | Sus | Y | EquipmentFailureInvolved¦Overhead¦Transformer(OH)¦Broken
23-0075679 | 3rd Party | Tree - cutting, 3rd party | Conductor, Overhead | Normal | 2023 | Tier 2 - Elevated | Distribution Circuit | 5 | 25 | 20230525 | 2121431 | Sus | Y | 3rdParty¦Treecutting3rdparty¦ConductorOverhead¦Normal
23-0075744 | Unknown Cause | Patrol - found nothing |  |  | 2023 | Tier 2 - Elevated | Distribution Circuit | 5 | 25 | 20230525 | 2121582 | Sus | Y | UnknownCause¦Patrolfoundnothing¦¦
23-0075738 | Equipment Failure/Involved | Overhead | Conductor, Overhead | Broken | 2023 | Tier 2 - Elevated | Distribution Circuit | 5 | 25 | 20230525 | 2121581 | Sus | Y | EquipmentFailureInvolved¦Overhead¦ConductorOverhead¦Broken
23-0075759 | Unknown Cause | Patrol - found nothing |  |  | 2023 | Tier 2 - Extreme | Distribution Circuit | 5 | 25 | 20230525 | 2121622 | Sus | Y | UnknownCause¦Patrolfoundnothing¦¦
23-0075747 | Equipment Failure/Involved | Overhead | Transformer (OH) | Failed/Faulted | 2023 | Tier 2 - Elevated | Transformer only | 5 | 25 | 20230525 | 2121619 | Sus | Y | EquipmentFailureInvolved¦Overhead¦Transformer(OH)¦FailedFaulted
23-0075808 | Equipment Failure/Involved | Overhead | Transformer | Failed/Faulted | 2023 | Tier 2 - Elevated | Transformer only | 5 | 25 | 20230525 | 2121798 | Sus | Y | EquipmentFailureInvolved¦Overhead¦Transformer¦FailedFaulted
23-0075892 | Environmental/External | Lightning | Transformer (OH) | Burned/flashed | 2023 | Tier 2 - Elevated | Transformer only | 5 | 26 | 20230526 | 2121858 | Sus | Y | EnvironmentalExternal¦Lightning¦Transformer(OH)¦Burnedflashed
23-0076180 | Unknown Cause | Patrol - not conducted |  |  | 2023 | Tier 2 - Elevated | Distribution Circuit | 5 | 26 | 20230526 | 2122297 | Sus | Y | UnknownCause¦Patrolnotconducted¦¦
23-0076278 | Equipment Failure/Involved | Overhead | Pole-Wood | Deteriorated | 2023 | Tier 2 - Elevated | Distribution Circuit | 5 | 27 | 20230527 | 2122564 | Sus | Y | EquipmentFailureInvolved¦Overhead¦PoleWood¦Deteriorated
23-0076329 | Equipment Failure/Involved | Overhead | Transformer (OH) | Broken | 2023 | Tier 2 - Elevated | Transformer only | 5 | 27 | 20230527 | 2122663 | Sus | Y | EquipmentFailureInvolved¦Overhead¦Transformer(OH)¦Broken
23-0076391 | Unknown Cause | Patrol - not conducted |  |  | 2023 | Tier 2 - Elevated | Distribution Circuit | 5 | 27 | 20230527 | 2122758 | Sus | Y | UnknownCause¦Patrolnotconducted¦¦
23-0076359 | Unknown Cause | Patrol - found nothing |  |  | 2023 | Tier 2 - Extreme | Distribution Circuit | 5 | 27 | 20230527 | 2122776 | Sus | Y | UnknownCause¦Patrolfoundnothing¦¦
23-0076350 | Environmental/External | Lightning | Transformer (OH) | Failed/Faulted | 2023 | Tier 2 - Elevated | Transformer only | 5 | 27 | 20230527 | 2122789 | Sus | Y | EnvironmentalExternal¦Lightning¦Transformer(OH)¦FailedFaulted
23-0076365 | Equipment Failure/Involved | Overhead | Connector or Splice (OH) | Broken | 2023 | Tier 2 - Elevated | Transformer only | 5 | 27 | 20230527 | 2122842 | Sus | Y | EquipmentFailureInvolved¦Overhead¦ConnectororSplice(OH)¦Broken
23-0076550 | Equipment Failure/Involved | Overhead | Secondary | Deteriorated | 2023 | Tier 2 - Elevated | Transformer only | 5 | 29 | 20230529 | 2123399 | Sus | Y | EquipmentFailureInvolved¦Overhead¦Secondary¦Deteriorated
23-0076847 | Equipment Failure/Involved | Overhead | Transformer (OH) | Failed/Faulted | 2023 | Tier 2 - Elevated | Distribution Circuit | 5 | 30 | 20230530 | 2123705 | Sus | Y | EquipmentFailureInvolved¦Overhead¦Transformer(OH)¦FailedFaulted
23-0076996 | Environmental/External | Lightning | Transformer (OH) | Burned/flashed | 2023 | Tier 2 - Elevated | Distribution Circuit | 5 | 30 | 20230530 | 2124314 | Sus | Y | EnvironmentalExternal¦Lightning¦Transformer(OH)¦Burnedflashed
23-0077438 | Unknown Cause | Patrol - found nothing |  |  | 2023 | Tier 2 - Elevated | Distribution Circuit | 5 | 31 | 20230531 | 2124920 | Sus | Y | UnknownCause¦Patrolfoundnothing¦¦
23-0077422 | Equipment Failure/Involved | Overhead | Cutout, fuse holder | Broken, wire on ground | 2023 | Tier 2 - Elevated | Distribution Circuit | 5 | 31 | 20230531 | 2124987 | Sus | Y | EquipmentFailureInvolved¦Overhead¦Cutoutfuseholder¦Brokenwireonground
23-0077858 | Equipment Failure/Involved | Overhead | Transformer (OH) | Broken | 2023 | Tier 2 - Elevated | Transformer only | 6 | 1 | 20230601 | 2126785 | Sus | Y | EquipmentFailureInvolved¦Overhead¦Transformer(OH)¦Broken
23-0077857 | Equipment Failure/Involved | Overhead | Transformer (OH) | Broken | 2023 | Tier 2 - Elevated | Transformer only | 6 | 1 | 20230601 | 2126782 | Sus | Y | EquipmentFailureInvolved¦Overhead¦Transformer(OH)¦Broken
23-0077933 | Equipment Failure/Involved | Overhead | Crossarm, Wood | Broken | 2023 | Tier 2 - Extreme | Distribution Circuit | 6 | 1 | 20230601 | 2126846 | Sus | Y | EquipmentFailureInvolved¦Overhead¦CrossarmWood¦Broken
23-0078063 | Equipment Failure/Involved | Overhead | Pole-Wood | Deteriorated | 2023 | Tier 2 - Extreme | Distribution Circuit | 6 | 2 | 20230602 | 2127038 | Sus | Y | EquipmentFailureInvolved¦Overhead¦PoleWood¦Deteriorated
23-0078422 | Unknown Cause | Patrol - found nothing |  |  | 2023 | Tier 2 - Elevated | Transformer only | 6 | 2 | 20230602 | 2127408 | Sus | Y | UnknownCause¦Patrolfoundnothing¦¦
23-0078425 | Equipment Failure/Involved | Overhead | Transformer (OH) | Failed/Faulted | 2023 | Tier 2 - Elevated | Distribution Circuit | 6 | 2 | 20230602 | 2127509 | Sus | Y | EquipmentFailureInvolved¦Overhead¦Transformer(OH)¦FailedFaulted
23-0078423 | Equipment Failure/Involved | Overhead | Insulator | Broken | 2023 | Tier 2 - Elevated | Distribution Circuit | 6 | 2 | 20230602 | 2127535 | Sus | Y | EquipmentFailureInvolved¦Overhead¦Insulator¦Broken
23-0078578 | Unknown Cause | Patrol - found nothing |  |  | 2023 | Tier 2 - Extreme | Transformer only | 6 | 3 | 20230603 | 2127876 | Sus | Y | UnknownCause¦Patrolfoundnothing¦¦
23-0078697 | Equipment Failure/Involved | Overhead | Fuse | Broken | 2023 | Tier 2 - Elevated | Transformer only | 6 | 4 | 20230604 | 2128325 | Sus | Y | EquipmentFailureInvolved¦Overhead¦Fuse¦Broken
23-0078976 | Unknown Cause | Patrol - not conducted |  |  | 2023 | Tier 2 - Extreme | Transformer only | 6 | 5 | 20230605 | 2129197 | Sus | Y | UnknownCause¦Patrolnotconducted¦¦
23-0079024 | Unknown Cause | Patrol - found nothing |  |  | 2023 | Tier 2 - Elevated | Distribution Circuit | 6 | 5 | 20230605 | 2129310 | Sus | Y | UnknownCause¦Patrolfoundnothing¦¦
23-0079131 | Environmental/External | Lightning | Conductor, Overhead | Normal | 2023 | Tier 2 - Extreme | Distribution Circuit | 6 | 5 | 20230605 | 2129994 | Sus | Y | EnvironmentalExternal¦Lightning¦ConductorOverhead¦Normal
23-0079326 | Environmental/External | Lightning | Transformer (OH) | Failed/Faulted | 2023 | Tier 2 - Elevated | Transformer only | 6 | 6 | 20230606 | 2130189 | Sus | Y | EnvironmentalExternal¦Lightning¦Transformer(OH)¦FailedFaulted
23-0079268 | Environmental/External | Lightning | Transformer (OH) | Failed/Faulted | 2023 | Tier 2 - Elevated | Transformer only | 6 | 6 | 20230606 | 2130213 | Sus | Y | EnvironmentalExternal¦Lightning¦Transformer(OH)¦FailedFaulted
23-0079534 | Equipment Failure/Involved | Overhead | Transformer (OH) | Failed/Faulted | 2023 | Tier 2 - Elevated | Transformer only | 6 | 6 | 20230606 | 2130241 | Sus | Y | EquipmentFailureInvolved¦Overhead¦Transformer(OH)¦FailedFaulted
23-0079399 | Unknown Cause | Patrol - found nothing |  |  | 2023 | Tier 2 - Elevated | Transformer only | 6 | 6 | 20230606 | 2130584 | Sus | Y | UnknownCause¦Patrolfoundnothing¦¦
23-0079558 | Environmental/External | Lightning | Transformer | Failed/Faulted | 2023 | Tier 2 - Extreme | Transformer only | 6 | 6 | 20230606 | 2131118 | Sus | Y | EnvironmentalExternal¦Lightning¦Transformer¦FailedFaulted
23-0079550 | Environmental/External | Lightning | Transformer (OH) | Failed/Faulted | 2023 | Tier 2 - Elevated | Transformer only | 6 | 6 | 20230606 | 2131146 | Sus | Y | EnvironmentalExternal¦Lightning¦Transformer(OH)¦FailedFaulted
23-0079493 | Equipment Failure/Involved | Overhead | Conductor, Overhead | Normal | 2023 | Tier 2 - Extreme | Distribution Circuit | 6 | 6 | 20230606 | 2131255 | Sus | Y | EquipmentFailureInvolved¦Overhead¦ConductorOverhead¦Normal
23-0079561 | Equipment Failure/Involved | Overhead | Transformer (OH) | Failed/Faulted | 2023 | Tier 2 - Elevated | Transformer only | 6 | 6 | 20230606 | 2131158 | Sus | Y | EquipmentFailureInvolved¦Overhead¦Transformer(OH)¦FailedFaulted
23-0079569 | Environmental/External | Lightning | Transformer (OH) | Burned/flashed | 2023 | Tier 2 - Extreme | Transformer only | 6 | 6 | 20230606 | 2131204 | Sus | Y | EnvironmentalExternal¦Lightning¦Transformer(OH)¦Burnedflashed
23-0079687 | Environmental/External | Lightning | Transformer (OH) | Failed/Faulted | 2023 | Tier 2 - Extreme | Transformer only | 6 | 7 | 20230607 | 2131462 | Sus | Y | EnvironmentalExternal¦Lightning¦Transformer(OH)¦FailedFaulted
23-0079727 | Equipment Failure/Involved | Overhead | Pole-Wood | Deteriorated | 2023 | Tier 2 - Extreme | Transformer only | 6 | 7 | 20230607 | 2131671 | Sus | Y | EquipmentFailureInvolved¦Overhead¦PoleWood¦Deteriorated
23-0079911 | Environmental/External | Lightning | Transformer | Failed/Faulted | 2023 | Tier 2 - Elevated | Transformer only | 6 | 7 | 20230607 | 2131862 | Sus | Y | EnvironmentalExternal¦Lightning¦Transformer¦FailedFaulted
23-0080050 | Environmental/External | Lightning | Transformer (OH) | Burned/flashed | 2023 | Tier 2 - Elevated | Distribution Circuit | 6 | 7 | 20230607 | 2132120 | Sus | Y | EnvironmentalExternal¦Lightning¦Transformer(OH)¦Burnedflashed
23-0080158 | Equipment Failure/Involved | Overhead | Pole-Wood | Deteriorated | 2023 | Tier 2 - Elevated | Distribution Circuit | 6 | 8 | 20230608 | 2132355 | Sus | Y | EquipmentFailureInvolved¦Overhead¦PoleWood¦Deteriorated
23-0080467 | Equipment Failure/Involved | Overhead | Connector or Splice (OH) | Broken | 2023 | Tier 2 - Elevated | Distribution Circuit | 6 | 8 | 20230608 | 2132953 | Sus | Y | EquipmentFailureInvolved¦Overhead¦ConnectororSplice(OH)¦Broken
23-0080546 | Equipment Failure/Involved | Overhead | Transformer (OH) | Failed/Faulted | 2023 | Tier 2 - Extreme | Transformer only | 6 | 8 | 20230608 | 2133053 | Sus | Y | EquipmentFailureInvolved¦Overhead¦Transformer(OH)¦FailedFaulted
23-0080983 | Animal | Squirrel | Transformer (OH) | Failed/Faulted | 2023 | Tier 2 - Elevated | Transformer only | 6 | 9 | 20230609 | 2133335 | Sus | Y | Animal¦Squirrel¦Transformer(OH)¦FailedFaulted
23-0080709 | Equipment Failure/Involved | Overhead | Transformer (OH) | Broken | 2023 | Tier 2 - Elevated | Transformer only | 6 | 9 | 20230609 | 2133379 | Sus | Y | EquipmentFailureInvolved¦Overhead¦Transformer(OH)¦Broken
23-0080984 | Equipment Failure/Involved | Electrical Overload | Transformer | Failed/Faulted | 2023 | Tier 2 - Elevated | Transformer only | 6 | 9 | 20230609 | 2133457 | Sus | Y | EquipmentFailureInvolved¦ElectricalOverload¦Transformer¦FailedFaulted
23-0081242 | Unknown Cause | Patrol - found nothing |  |  | 2023 | Tier 2 - Elevated | Distribution Circuit | 6 | 11 | 20230611 | 2134513 | Sus | Y | UnknownCause¦Patrolfoundnothing¦¦
23-0081266 | Equipment Failure/Involved | Electrical Overload | Transformer | Failed/Faulted | 2023 | Tier 2 - Extreme | Transformer only | 6 | 11 | 20230611 | 2134571 | Sus | Y | EquipmentFailureInvolved¦ElectricalOverload¦Transformer¦FailedFaulted
23-0081291 | Equipment Failure/Involved | Overhead | Transformer (OH) | Failed/Faulted | 2023 | Tier 2 - Elevated | Transformer only | 6 | 11 | 20230611 | 2134588 | Sus | Y | EquipmentFailureInvolved¦Overhead¦Transformer(OH)¦FailedFaulted
23-0081340 | Environmental/External | Lightning | Conductor, Underground | Normal | 2023 | Tier 2 - Elevated | Distribution Circuit | 6 | 11 | 20230611 | 2134734 | Sus | Y | EnvironmentalExternal¦Lightning¦ConductorUnderground¦Normal
23-0081353 | Unknown Cause | Patrol - found nothing |  |  | 2023 | Tier 2 - Extreme | Distribution Circuit | 6 | 11 | 20230611 | 2134747 | Sus | Y | UnknownCause¦Patrolfoundnothing¦¦
23-0081354 | Unknown Cause | Patrol - not conducted |  |  | 2023 | Tier 2 - Elevated | Distribution Circuit | 6 | 11 | 20230611 | 2134789 | Sus | Y | UnknownCause¦Patrolnotconducted¦¦
23-0081378 | Unknown Cause | Patrol - not conducted |  |  | 2023 | Tier 2 - Extreme | Distribution Circuit | 6 | 11 | 20230611 | 2134802 | Sus | Y | UnknownCause¦Patrolnotconducted¦¦
23-0081371 | Unknown Cause | Patrol - not conducted |  |  | 2023 | Tier 2 - Elevated | Distribution Circuit | 6 | 11 | 20230611 | 2134817 | Sus | Y | UnknownCause¦Patrolnotconducted¦¦
23-0081373 | Environmental/External | Lightning | Transformer (OH) | Failed/Faulted | 2023 | Tier 2 - Elevated | Transformer only | 6 | 11 | 20230611 | 2134875 | Sus | Y | EnvironmentalExternal¦Lightning¦Transformer(OH)¦FailedFaulted
23-0081382 | Environmental/External | Lightning | Transformer (OH) | Failed/Faulted | 2023 | Tier 2 - Elevated | Transformer only | 6 | 12 | 20230612 | 2134900 | Sus | Y | EnvironmentalExternal¦Lightning¦Transformer(OH)¦FailedFaulted
23-0081384 | Environmental/External | Lightning | Transformer (OH) | Failed/Faulted | 2023 | Tier 2 - Elevated | Transformer only | 6 | 12 | 20230612 | 2134911 | Sus | Y | EnvironmentalExternal¦Lightning¦Transformer(OH)¦FailedFaulted
23-0081383 | Equipment Failure/Involved | Overhead | Transformer (OH) | Failed/Faulted | 2023 | Tier 2 - Elevated | Transformer only | 6 | 12 | 20230612 | 2134910 | Sus | Y | EquipmentFailureInvolved¦Overhead¦Transformer(OH)¦FailedFaulted
23-0081432 | Unknown Cause | Patrol - found nothing |  |  | 2023 | Tier 2 - Elevated | Distribution Circuit | 6 | 12 | 20230612 | 2134944 | Sus | Y | UnknownCause¦Patrolfoundnothing¦¦
23-0081659 | Equipment Failure/Involved | Overhead | Transformer (OH) | Broken | 2023 | Tier 2 - Elevated | Transformer only | 6 | 12 | 20230612 | 2134945 | Sus | Y | EquipmentFailureInvolved¦Overhead¦Transformer(OH)¦Broken
23-0081428 | Environmental/External | Lightning | Transformer (OH) | Failed/Faulted | 2023 | Tier 2 - Extreme | Transformer only | 6 | 12 | 20230612 | 2134932 | Sus | Y | EnvironmentalExternal¦Lightning¦Transformer(OH)¦FailedFaulted
23-0081537 | Environmental/External | Lightning | Transformer (OH) | Failed/Faulted | 2023 | Tier 2 - Elevated | Transformer only | 6 | 12 | 20230612 | 2135242 | Sus | Y | EnvironmentalExternal¦Lightning¦Transformer(OH)¦FailedFaulted
23-0081632 | Equipment Failure/Involved | Underground | Transformer (UG) | Failed/Faulted | 2023 | Tier 2 - Elevated | Distribution Circuit | 6 | 12 | 20230612 | 2135642 | Sus | Y | EquipmentFailureInvolved¦Underground¦Transformer(UG)¦FailedFaulted
23-0081724 | Environmental/External | Lightning | Transformer (OH) | Failed/Faulted | 2023 | Tier 2 - Elevated | Transformer only | 6 | 12 | 20230612 | 2135640 | Sus | Y | EnvironmentalExternal¦Lightning¦Transformer(OH)¦FailedFaulted
23-0081722 | Equipment Failure/Involved | Overhead | Transformer (OH) | Failed/Faulted | 2023 | Tier 2 - Elevated | Transformer only | 6 | 12 | 20230612 | 2135691 | Sus | Y | EquipmentFailureInvolved¦Overhead¦Transformer(OH)¦FailedFaulted
23-0081822 | Equipment Failure/Involved | Overhead | Metering Equipment | Malfunctioning | 2023 | Tier 2 - Elevated | Distribution Circuit | 6 | 13 | 20230613 | 2136002 | Sus | Y | EquipmentFailureInvolved¦Overhead¦MeteringEquipment¦Malfunctioning
23-0081899 | Environmental/External | Lightning | Transformer (OH) | Failed/Faulted | 2023 | Tier 2 - Extreme | Transformer only | 6 | 13 | 20230613 | 2136004 | Sus | Y | EnvironmentalExternal¦Lightning¦Transformer(OH)¦FailedFaulted
23-0082117 | Unknown Cause | Patrol - found nothing |  |  | 2023 | Tier 2 - Elevated | Distribution Circuit | 6 | 13 | 20230613 | 2136460 | Sus | Y | UnknownCause¦Patrolfoundnothing¦¦
23-0082853 | Animal | Bird found | Conductor, Overhead | Normal | 2023 | Tier 2 - Elevated | Distribution Circuit | 6 | 15 | 20230615 | 2137853 | Sus | Y | Animal¦Birdfound¦ConductorOverhead¦Normal
23-0082887 | Environmental/External | Fire, Forest/Grass | Pole-Wood | Burned/flashed | 2023 | Tier 2 - Elevated | Distribution Circuit | 6 | 15 | 20230615 | 2137906 | Sus | Y | EnvironmentalExternal¦FireForestGrass¦PoleWood¦Burnedflashed
23-0082980 | Equipment Failure/Involved | Overhead | Transformer (OH) | Leaking | 2023 | Tier 2 - Elevated | Transformer only | 6 | 15 | 20230615 | 2138102 | Sus | Y | EquipmentFailureInvolved¦Overhead¦Transformer(OH)¦Leaking
23-0083503 | Equipment Failure/Involved | Overhead | Crossarm, Wood | Deteriorated | 2023 | Tier 2 - Extreme | Distribution Circuit | 6 | 18 | 20230618 | 2139811 | Sus | Y | EquipmentFailureInvolved¦Overhead¦CrossarmWood¦Deteriorated
23-0083680 | Equipment Failure/Involved | Overhead | Fuse | Burned Open | 2023 | Tier 2 - Extreme | Transformer only | 6 | 19 | 20230619 | 2140410 | Sus | Y | EquipmentFailureInvolved¦Overhead¦Fuse¦BurnedOpen
23-0083957 | 3rd Party | Other | Fuse | Normal | 2023 | Tier 2 - Elevated | Transformer only | 6 | 20 | 20230620 | 2141193 | Sus | Y | 3rdParty¦Other¦Fuse¦Normal
23-0083998 | 3rd Party | Customer Equipment | Transformer | Broken, wire on ground | 2023 | Tier 2 - Extreme | Transformer only | 6 | 20 | 20230620 | 2141549 | Sus | Y | 3rdParty¦CustomerEquipment¦Transformer¦Brokenwireonground
23-0084243 | Environmental/External | Lightning | Fuse | Burned Open | 2023 | Tier 2 - Extreme | Distribution Circuit | 6 | 21 | 20230621 | 2142240 | Sus | Y | EnvironmentalExternal¦Lightning¦Fuse¦BurnedOpen
23-0085222 | Equipment Failure/Involved | Overhead | Crossarm, Wood | Deteriorated | 2023 | Tier 2 - Elevated | Transformer only | 6 | 23 | 20230623 | 2144349 | Sus | Y | EquipmentFailureInvolved¦Overhead¦CrossarmWood¦Deteriorated
23-0085238 | Equipment Failure/Involved | Overhead | Crossarm, Wood | Broken | 2023 | Tier 2 - Elevated | Distribution Circuit | 6 | 23 | 20230623 | 2144466 | Sus | Y | EquipmentFailureInvolved¦Overhead¦CrossarmWood¦Broken
23-0085444 | Equipment Failure/Involved | Overhead | Fuse | Failed/Faulted | 2023 | Tier 2 - Elevated | Distribution Circuit | 6 | 25 | 20230625 | 2145450 | Sus | Y | EquipmentFailureInvolved¦Overhead¦Fuse¦FailedFaulted
23-0085478 | 3rd Party | Fire, house or bldg. | Secondary | Burned Open | 2023 | Tier 2 - Elevated | Transformer only | 6 | 26 | 20230626 | 2145571 | Sus | Y | 3rdParty¦Firehouseorbldg¦Secondary¦BurnedOpen
23-0085671 | 3rd Party | Vehicle | Conductor, Overhead | Burned/flashed | 2023 | Tier 2 - Elevated | Distribution Circuit | 6 | 26 | 20230626 | 2146143 | Sus | Y | 3rdParty¦Vehicle¦ConductorOverhead¦Burnedflashed
23-0085678 | Unknown Cause | Patrol - found nothing |  |  | 2023 | Tier 2 - Extreme | Distribution Circuit | 6 | 26 | 20230626 | 2146181 | Sus | Y | UnknownCause¦Patrolfoundnothing¦¦
23-0085681 | Company Initiated | Coordination failure | Conductor, Overhead | Normal | 2023 | Tier 2 - Elevated | Distribution Circuit | 6 | 26 | 20230626 | 2146137 | Sus | Y | CompanyInitiated¦Coordinationfailure¦ConductorOverhead¦Normal
23-0086040 | Unknown Cause | Patrol - found nothing |  |  | 2023 | Tier 2 - Elevated | Distribution Circuit | 6 | 27 | 20230627 | 2146667 | Sus | Y | UnknownCause¦Patrolfoundnothing¦¦
23-0086255 | Unknown Cause | Patrol - found nothing |  |  | 2023 | Tier 2 - Extreme | Transformer only | 6 | 27 | 20230627 | 2147003 | Sus | Y | UnknownCause¦Patrolfoundnothing¦¦
23-0086418 | Equipment Failure/Involved | Overhead | Switch (OH) | Broken | 2023 | Tier 2 - Elevated | Transformer only | 6 | 28 | 20230628 | 2147525 | Sus | Y | EquipmentFailureInvolved¦Overhead¦Switch(OH)¦Broken
23-0086600 | Environmental/External | Lightning | Transformer | Failed/Faulted | 2023 | Tier 2 - Extreme | Transformer only | 6 | 28 | 20230628 | 2147850 | Sus | Y | EnvironmentalExternal¦Lightning¦Transformer¦FailedFaulted
23-0086896 | Equipment Failure/Involved | Overhead | Pole-Wood | Deteriorated | 2023 | Tier 2 - Elevated | Distribution Circuit | 6 | 28 | 20230628 | 2148508 | Sus | Y | EquipmentFailureInvolved¦Overhead¦PoleWood¦Deteriorated
23-0087171 | 3rd Party | Vehicle | Conductor, Overhead | Burned/flashed | 2023 | Tier 2 - Elevated | Distribution Circuit | 6 | 29 | 20230629 | 2148981 | Sus | Y | 3rdParty¦Vehicle¦ConductorOverhead¦Burnedflashed
23-0087361 | Unknown Cause | Patrol - found nothing |  |  | 2023 | Tier 2 - Elevated | Distribution Circuit | 6 | 29 | 20230629 | 2149344 | Sus | Y | UnknownCause¦Patrolfoundnothing¦¦
23-0087610 | Company Initiated | Construction Activity/equip, company | Transformer | Leaking | 2023 | Tier 2 - Elevated | Transformer only | 6 | 30 | 20230630 | 2149539 | Sus | Y | CompanyInitiated¦ConstructionActivityequipcompany¦Transformer¦Leaking
23-0087730 | Equipment Failure/Involved | Overhead | Transformer (OH) | Failed/Faulted | 2023 | Tier 2 - Elevated | Transformer only | 6 | 30 | 20230630 | 2149910 | Sus | Y | EquipmentFailureInvolved¦Overhead¦Transformer(OH)¦FailedFaulted
23-0087837 | Equipment Failure/Involved | Overhead | Transformer (OH) | Failed/Faulted | 2023 | Tier 2 - Elevated | Distribution Circuit | 7 | 1 | 20230701 | 2150493 | Sus | Y | EquipmentFailureInvolved¦Overhead¦Transformer(OH)¦FailedFaulted
23-0087885 | Equipment Failure/Involved | Overhead | Cutout, fuse holder | Normal | 2023 | Tier 2 - Extreme | Distribution Circuit | 7 | 1 | 20230701 | 2150643 | Sus | Y | EquipmentFailureInvolved¦Overhead¦Cutoutfuseholder¦Normal
23-0088108 | Unknown Cause | Patrol - found nothing |  |  | 2023 | Tier 2 - Elevated | Distribution Circuit | 7 | 2 | 20230702 | 2151862 | Sus | Y | UnknownCause¦Patrolfoundnothing¦¦
23-0088167 | Equipment Failure/Involved | Overhead | Transformer (OH) | Broken | 2023 | Tier 2 - Elevated | Distribution Circuit | 7 | 2 | 20230702 | 2152110 | Sus | Y | EquipmentFailureInvolved¦Overhead¦Transformer(OH)¦Broken
23-0088230 | Unknown Cause | Patrol - found nothing |  |  | 2023 | Tier 2 - Elevated | Distribution Circuit | 7 | 2 | 20230702 | 2152546 | Sus | Y | UnknownCause¦Patrolfoundnothing¦¦
23-0088297 | Company Initiated | Other Circuits | Conductor, Overhead | Normal | 2023 | Tier 2 - Elevated | Distribution Circuit | 7 | 3 | 20230703 | 2152932 | Sus | Y | CompanyInitiated¦OtherCircuits¦ConductorOverhead¦Normal
23-0088699 | Equipment Failure/Involved | Overhead | Transformer (OH) | Failed/Faulted | 2023 | Tier 2 - Extreme | Distribution Circuit | 7 | 3 | 20230703 | 2153860 | Sus | Y | EquipmentFailureInvolved¦Overhead¦Transformer(OH)¦FailedFaulted
23-0088703 | Equipment Failure/Involved | Overhead | Crossarm, Wood | Broken | 2023 | Tier 2 - Elevated | Distribution Circuit | 7 | 4 | 20230704 | 2153894 | Sus | Y | EquipmentFailureInvolved¦Overhead¦CrossarmWood¦Broken
23-0089334 | Equipment Failure/Involved | Overhead | Cutout, fuse holder | Broken | 2023 | Tier 2 - Elevated | Transformer only | 7 | 6 | 20230706 | 2155324 | Sus | Y | EquipmentFailureInvolved¦Overhead¦Cutoutfuseholder¦Broken
23-0089443 | Unknown Cause | Patrol - found nothing |  |  | 2023 | Tier 2 - Extreme | Distribution Circuit | 7 | 6 | 20230706 | 2155487 | Sus | Y | UnknownCause¦Patrolfoundnothing¦¦
23-0089771 | Equipment Failure/Involved | Overhead | Transformer (OH) | Arcing | 2023 | Tier 2 - Elevated | Distribution Circuit | 7 | 7 | 20230707 | 2156172 | Sus | Y | EquipmentFailureInvolved¦Overhead¦Transformer(OH)¦Arcing
23-0090032 | Equipment Failure/Involved | Overhead | Pole-Wood | Broken | 2023 | Tier 2 - Elevated | Distribution Circuit | 7 | 7 | 20230707 | 2156719 | Sus | Y | EquipmentFailureInvolved¦Overhead¦PoleWood¦Broken
23-0090202 | Equipment Failure/Involved | Overhead | Other | Broken | 2023 | Tier 2 - Elevated | Distribution Circuit | 7 | 9 | 20230709 | 2157608 | Sus | Y | EquipmentFailureInvolved¦Overhead¦Other¦Broken
23-0090250 | Equipment Failure/Involved | Overhead | Transformer (OH) | Failed/Faulted | 2023 | Tier 2 - Extreme | Transformer only | 7 | 9 | 20230709 | 2157741 | Sus | Y | EquipmentFailureInvolved¦Overhead¦Transformer(OH)¦FailedFaulted
23-0090658 | Unknown Cause | Patrol - found nothing |  |  | 2023 | Tier 2 - Elevated | Distribution Circuit | 7 | 10 | 20230710 | 2158996 | Sus | Y | UnknownCause¦Patrolfoundnothing¦¦
23-0090611 | Equipment Failure/Involved | Overhead | Pole-Wood | Deteriorated | 2023 | Tier 2 - Extreme | Distribution Circuit | 7 | 10 | 20230710 | 2159020 | Sus | Y | EquipmentFailureInvolved¦Overhead¦PoleWood¦Deteriorated
23-0090771 | Equipment Failure/Involved | Overhead | Cutout, fuse holder | Broken | 2023 | Tier 2 - Extreme | Transformer only | 7 | 11 | 20230711 | 2159769 | Sus | Y | EquipmentFailureInvolved¦Overhead¦Cutoutfuseholder¦Broken
23-0091000 | Equipment Failure/Involved | Overhead | Crossarm, Wood | Broken | 2023 | Tier 2 - Elevated | Distribution Circuit | 7 | 11 | 20230711 | 2160099 | Sus | Y | EquipmentFailureInvolved¦Overhead¦CrossarmWood¦Broken
23-0091142 | Company Initiated | Personnel, company | Fuse | Normal | 2023 | Tier 2 - Extreme | Distribution Circuit | 7 | 12 | 20230712 | 2160455 | Sus | Y | CompanyInitiated¦Personnelcompany¦Fuse¦Normal
23-0086286 | Company Initiated | Return Circuit Normal | Conductor, Overhead | Normal | 2023 | Tier 2 - Elevated | Distribution Circuit | 7 | 12 | 20230712 | 2160666 | Sus | Y | CompanyInitiated¦ReturnCircuitNormal¦ConductorOverhead¦Normal
23-0091461 | Equipment Failure/Involved | Overhead | Crossarm, Wood | Broken | 2023 | Tier 2 - Elevated | Distribution Circuit | 7 | 12 | 20230712 | 2161037 | Sus | Y | EquipmentFailureInvolved¦Overhead¦CrossarmWood¦Broken
23-0091433 | Equipment Failure/Involved | Overhead | Pole-Wood | Deteriorated | 2023 | Tier 2 - Elevated | Distribution Circuit | 7 | 13 | 20230713 | 2161269 | Sus | Y | EquipmentFailureInvolved¦Overhead¦PoleWood¦Deteriorated
23-0091733 | Animal | Squirrel | Cutout, fuse holder | Normal | 2023 | Tier 2 - Elevated | Distribution Circuit | 7 | 13 | 20230713 | 2161535 | Sus | Y | Animal¦Squirrel¦Cutoutfuseholder¦Normal
23-0091780 | Equipment Failure/Involved | Overhead | Conductor, Overhead | Together | 2023 | Tier 2 - Extreme | Distribution Circuit | 7 | 13 | 20230713 | 2161642 | Sus | Y | EquipmentFailureInvolved¦Overhead¦ConductorOverhead¦Together
23-0092510 | Unknown Cause | Patrol - found nothing |  |  | 2023 | Tier 2 - Elevated | Distribution Circuit | 7 | 14 | 20230714 | 2163007 | Sus | Y | UnknownCause¦Patrolfoundnothing¦¦
23-0092632 | Equipment Failure/Involved | Overhead | Connector or Splice (OH) | Broken, wire on ground | 2023 | Tier 2 - Extreme | Distribution Circuit | 7 | 15 | 20230715 | 2163487 | Sus | Y | EquipmentFailureInvolved¦Overhead¦ConnectororSplice(OH)¦Brokenwireonground
23-0092763 | Unknown Cause | Patrol - found nothing |  |  | 2023 | Tier 2 - Elevated | Distribution Circuit | 7 | 16 | 20230716 | 2163994 | Sus | Y | UnknownCause¦Patrolfoundnothing¦¦
23-0092869 | Equipment Failure/Involved | Electrical Overload | Recloser | Normal | 2023 | Tier 2 - Elevated | Distribution Circuit | 7 | 16 | 20230716 | 2164487 | Sus | Y | EquipmentFailureInvolved¦ElectricalOverload¦Recloser¦Normal
23-0092869 | Equipment Failure/Involved | Electrical Overload | Recloser | Normal | 2023 | Tier 2 - Elevated | Distribution Circuit | 7 | 16 | 20230716 | 2164605 | Sus | Y | EquipmentFailureInvolved¦ElectricalOverload¦Recloser¦Normal
23-0093358 | Unknown Cause | Patrol - found nothing |  |  | 2023 | Tier 2 - Extreme | Distribution Circuit | 7 | 17 | 20230717 | 2165637 | Sus | Y | UnknownCause¦Patrolfoundnothing¦¦
23-0093241 | Company Initiated | Personnel, company | Conductor, Overhead | Normal | 2023 | Tier 2 - Extreme | Distribution Circuit | 7 | 17 | 20230717 | 2165645 | Sus | Y | CompanyInitiated¦Personnelcompany¦ConductorOverhead¦Normal
23-0093425 | Equipment Failure/Involved | Overhead | Transformer (OH) | Failed/Faulted | 2023 | Tier 2 - Extreme | Transformer only | 7 | 17 | 20230717 | 2165997 | Sus | Y | EquipmentFailureInvolved¦Overhead¦Transformer(OH)¦FailedFaulted
23-0093797 | Equipment Failure/Involved | Overhead | Transformer (OH) | Failed/Faulted | 2023 | Tier 2 - Extreme | Transformer only | 7 | 18 | 20230718 | 2166639 | Sus | Y | EquipmentFailureInvolved¦Overhead¦Transformer(OH)¦FailedFaulted
23-0093888 | Equipment Failure/Involved | Overhead | Crossarm, Wood | Broken | 2023 | Tier 2 - Elevated | Distribution Circuit | 7 | 18 | 20230718 | 2166876 | Sus | Y | EquipmentFailureInvolved¦Overhead¦CrossarmWood¦Broken
23-0094002 | Animal | Squirrel | Transformer (OH) | Failed/Faulted | 2023 | Tier 2 - Extreme | Distribution Circuit | 7 | 19 | 20230719 | 2167411 | Sus | Y | Animal¦Squirrel¦Transformer(OH)¦FailedFaulted
23-0094319 | Equipment Failure/Involved | Underground | Transformer (UG) | Failed/Faulted | 2023 | Tier 2 - Extreme | Distribution Circuit | 7 | 19 | 20230719 | 2167885 | Sus | Y | EquipmentFailureInvolved¦Underground¦Transformer(UG)¦FailedFaulted
23-0094302 | Vegetation | Tree - fell into line | Conductor, Overhead | Normal | 2023 | Tier 2 - Extreme | Distribution Circuit | 7 | 19 | 20230719 | 2168301 | Sus | Y | Vegetation¦Treefellintoline¦ConductorOverhead¦Normal
23-0094479 | Equipment Failure/Involved | Overhead | Transformer (OH) | Failed/Faulted | 2023 | Tier 2 - Elevated | Transformer only | 7 | 19 | 20230719 | 2168534 | Sus | Y | EquipmentFailureInvolved¦Overhead¦Transformer(OH)¦FailedFaulted
23-0094829 | Equipment Failure/Involved | Overhead | Crossarm, Wood | Deteriorated | 2023 | Tier 2 - Elevated | Distribution Circuit | 7 | 20 | 20230720 | 2169153 | Sus | Y | EquipmentFailureInvolved¦Overhead¦CrossarmWood¦Deteriorated
23-0094852 | Equipment Failure/Involved | Overhead | Pole-Wood | Deteriorated | 2023 | Tier 2 - Elevated | Distribution Circuit | 7 | 20 | 20230720 | 2169175 | Sus | Y | EquipmentFailureInvolved¦Overhead¦PoleWood¦Deteriorated
23-0095074 | Company Initiated | Coordination failure | Conductor, Overhead | Normal | 2023 | Tier 2 - Elevated | Distribution Circuit | 7 | 21 | 20230721 | 2169703 | Sus | Y | CompanyInitiated¦Coordinationfailure¦ConductorOverhead¦Normal
23-0095130 | Equipment Failure/Involved | Overhead | Connector or Splice (OH) | Broken | 2023 | Tier 2 - Elevated | Distribution Circuit | 7 | 21 | 20230721 | 2169794 | Sus | Y | EquipmentFailureInvolved¦Overhead¦ConnectororSplice(OH)¦Broken
23-0095360 | Equipment Failure/Involved | Overhead | Transformer | Malfunctioning | 2023 | Tier 2 - Elevated | Transformer only | 7 | 21 | 20230721 | 2169988 | Sus | Y | EquipmentFailureInvolved¦Overhead¦Transformer¦Malfunctioning
23-0095365 | Equipment Failure/Involved | Overhead | Crossarm, Wood | Broken | 2023 | Tier 2 - Elevated | Distribution Circuit | 7 | 21 | 20230721 | 2170094 | Sus | Y | EquipmentFailureInvolved¦Overhead¦CrossarmWood¦Broken
23-0095505 | Unknown Cause | Patrol - found nothing |  |  | 2023 | Tier 2 - Elevated | Distribution Circuit | 7 | 22 | 20230722 | 2170595 | Sus | Y | UnknownCause¦Patrolfoundnothing¦¦
23-0095508 | Unknown Cause | Patrol - found nothing |  |  | 2023 | Tier 2 - Elevated | Distribution Circuit | 7 | 22 | 20230722 | 2170606 | Sus | Y | UnknownCause¦Patrolfoundnothing¦¦
23-0095787 | Equipment Failure/Involved | Overhead | Pole-Wood | Deteriorated | 2023 | Tier 2 - Extreme | Distribution Circuit | 7 | 24 | 20230724 | 2172137 | Sus | Y | EquipmentFailureInvolved¦Overhead¦PoleWood¦Deteriorated
23-0096201 | Environmental/External | Fire, Forest/Grass | Conductor, Overhead | Normal | 2023 | Tier 2 - Elevated | Distribution Circuit | 7 | 24 | 20230724 | 2172818 | Sus | Y | EnvironmentalExternal¦FireForestGrass¦ConductorOverhead¦Normal
23-0096203 | Vegetation | Tree - fell into line | Conductor, Overhead | Normal | 2023 | Tier 2 - Elevated | Distribution Circuit | 7 | 24 | 20230724 | 2172835 | Sus | Y | Vegetation¦Treefellintoline¦ConductorOverhead¦Normal
23-0096335 | Equipment Failure/Involved | Overhead | Fuse | Malfunctioning | 2023 | Tier 2 - Extreme | Transformer only | 7 | 25 | 20230725 | 2173098 | Sus | Y | EquipmentFailureInvolved¦Overhead¦Fuse¦Malfunctioning
23-0096599 | Equipment Failure/Involved | Overhead | Pole-Wood | Deteriorated | 2023 | Tier 2 - Elevated | Distribution Circuit | 7 | 25 | 20230725 | 2173629 | Sus | Y | EquipmentFailureInvolved¦Overhead¦PoleWood¦Deteriorated
23-0096599 | Equipment Failure/Involved | Overhead | Pole-Wood | Deteriorated | 2023 | Tier 2 - Elevated | Distribution Circuit | 7 | 25 | 20230725 | 2173629 | Sus | Y | EquipmentFailureInvolved¦Overhead¦PoleWood¦Deteriorated
23-0096925 | Equipment Failure/Involved | Overhead | Pole-Wood | Deteriorated | 2023 | Tier 2 - Elevated | Distribution Circuit | 7 | 26 | 20230726 | 2174195 | Sus | Y | EquipmentFailureInvolved¦Overhead¦PoleWood¦Deteriorated
23-0097087 | Equipment Failure/Involved | Overhead | Conductor, Overhead | Deteriorated | 2023 | Tier 2 - Elevated | Distribution Circuit | 7 | 26 | 20230726 | 2174505 | Sus | Y | EquipmentFailureInvolved¦Overhead¦ConductorOverhead¦Deteriorated
23-0097298 | Equipment Failure/Involved | Overhead | Pole-Wood | Broken | 2023 | Tier 2 - Elevated | Distribution Circuit | 7 | 26 | 20230726 | 2174904 | Sus | Y | EquipmentFailureInvolved¦Overhead¦PoleWood¦Broken
23-0097720 | Equipment Failure/Involved | Overhead | Other | Broken | 2023 | Tier 2 - Elevated | Distribution Circuit | 7 | 27 | 20230727 | 2175512 | Sus | Y | EquipmentFailureInvolved¦Overhead¦Other¦Broken
23-0097693 | Equipment Failure/Involved | Overhead | Crossarm, Wood | Broken | 2023 | Tier 2 - Elevated | Distribution Circuit | 7 | 27 | 20230727 | 2175585 | Sus | Y | EquipmentFailureInvolved¦Overhead¦CrossarmWood¦Broken
23-0098110 | 3rd Party | Vehicle | Anchor or Guy | Broken | 2023 | Tier 2 - Extreme | Distribution Circuit | 7 | 28 | 20230728 | 2176527 | Sus | Y | 3rdParty¦Vehicle¦AnchororGuy¦Broken
23-0098282 | Equipment Failure/Involved | Overhead | Pole-Wood | Broken | 2023 | Tier 2 - Extreme | Transformer only | 7 | 29 | 20230729 | 2176965 | Sus | Y | EquipmentFailureInvolved¦Overhead¦PoleWood¦Broken
23-0098301 | Equipment Failure/Involved | Overhead | Transformer (OH) | Failed/Faulted | 2023 | Tier 2 - Elevated | Transformer only | 7 | 29 | 20230729 | 2177049 | Sus | Y | EquipmentFailureInvolved¦Overhead¦Transformer(OH)¦FailedFaulted
23-0098384 | Unknown Cause | Patrol - found nothing |  |  | 2023 | Tier 2 - Elevated | Transformer only | 7 | 29 | 20230729 | 2177259 | Sus | Y | UnknownCause¦Patrolfoundnothing¦¦
23-0098430 | Unknown Cause | Patrol - found nothing |  |  | 2023 | Tier 2 - Elevated | Distribution Circuit | 7 | 30 | 20230730 | 2177545 | Sus | Y | UnknownCause¦Patrolfoundnothing¦¦
23-0098481 | Equipment Failure/Involved | Overhead | Transformer | Failed/Faulted | 2023 | Tier 2 - Elevated | Transformer only | 7 | 30 | 20230730 | 2177788 | Sus | Y | EquipmentFailureInvolved¦Overhead¦Transformer¦FailedFaulted
23-0098701 | 3rd Party | Customer Equipment | Recloser | Normal | 2023 | Tier 2 - Elevated | Distribution Circuit | 7 | 31 | 20230731 | 2178475 | Sus | Y | 3rdParty¦CustomerEquipment¦Recloser¦Normal
23-0098787 | Unknown Cause | Patrol - found nothing |  |  | 2023 | Tier 2 - Elevated | Distribution Circuit | 7 | 31 | 20230731 | 2178568 | Sus | Y | UnknownCause¦Patrolfoundnothing¦¦
23-0098949 | Animal | Other | Conductor, Overhead | Normal | 2023 | Tier 2 - Elevated | Distribution Circuit | 8 | 1 | 20230801 | 2179145 | Sus | Y | Animal¦Other¦ConductorOverhead¦Normal
23-0099191 | Unknown Cause | Patrol - found nothing |  |  | 2023 | Tier 2 - Elevated | Distribution Circuit | 8 | 1 | 20230801 | 2179628 | Sus | Y | UnknownCause¦Patrolfoundnothing¦¦
23-0099066 | 3rd Party | Vehicle | Anchor or Guy | Broken | 2023 | Tier 2 - Elevated | Distribution Circuit | 8 | 1 | 20230801 | 2179470 | Sus | Y | 3rdParty¦Vehicle¦AnchororGuy¦Broken
23-0099177 | Company Initiated | Personnel, company | Fuse | Normal | 2023 | Tier 2 - Elevated | Distribution Circuit | 8 | 1 | 20230801 | 2179610 | Sus | Y | CompanyInitiated¦Personnelcompany¦Fuse¦Normal
23-0099330 | Unknown Cause | Patrol - found nothing |  |  | 2023 | Tier 2 - Elevated | Distribution Circuit | 8 | 1 | 20230801 | 2179880 | Sus | Y | UnknownCause¦Patrolfoundnothing¦¦
23-0099525 | Unknown Cause | Patrol - found nothing |  |  | 2023 | Tier 2 - Extreme | Distribution Circuit | 8 | 2 | 20230802 | 2180480 | Sus | Y | UnknownCause¦Patrolfoundnothing¦¦
23-0099593 | Unknown Cause | Patrol - found nothing |  |  | 2023 | Tier 2 - Extreme | Distribution Circuit | 8 | 2 | 20230802 | 2180636 | Sus | Y | UnknownCause¦Patrolfoundnothing¦¦
23-0099789 | Equipment Failure/Involved | Overhead | Crossarm, Wood | Broken | 2023 | Tier 2 - Elevated | Distribution Circuit | 8 | 2 | 20230802 | 2181044 | Sus | Y | EquipmentFailureInvolved¦Overhead¦CrossarmWood¦Broken
23-0099741 | Equipment Failure/Involved | Underground | Transformer (UG) | Leaking | 2023 | Tier 2 - Extreme | Distribution Circuit | 8 | 3 | 20230803 | 2181077 | Sus | Y | EquipmentFailureInvolved¦Underground¦Transformer(UG)¦Leaking
23-0100057 | Unknown Cause | Patrol - found nothing |  |  | 2023 | Tier 2 - Extreme | Distribution Circuit | 8 | 3 | 20230803 | 2181494 | Sus | Y | UnknownCause¦Patrolfoundnothing¦¦
23-0100139 | 3rd Party | Vehicle | Conductor, Overhead | Together | 2023 | Tier 2 - Elevated | Distribution Circuit | 8 | 3 | 20230803 | 2181641 | Sus | Y | 3rdParty¦Vehicle¦ConductorOverhead¦Together
23-0100254 | Equipment Failure/Involved | Overhead | Insulator | Broken | 2023 | Tier 2 - Extreme | Distribution Circuit | 8 | 3 | 20230803 | 2181797 | Sus | Y | EquipmentFailureInvolved¦Overhead¦Insulator¦Broken
23-0100327 | Equipment Failure/Involved | Overhead | Pole-Wood | Deteriorated | 2023 | Tier 2 - Elevated | Distribution Circuit | 8 | 3 | 20230803 | 2181975 | Sus | Y | EquipmentFailureInvolved¦Overhead¦PoleWood¦Deteriorated
23-0100764 | Unknown Cause | Patrol - found nothing |  |  | 2023 | Tier 2 - Elevated | Distribution Circuit | 8 | 4 | 20230804 | 2182612 | Sus | Y | UnknownCause¦Patrolfoundnothing¦¦
23-0100775 | Environmental/External | Fire, Forest/Grass | Pole-Wood | Normal | 2023 | Tier 2 - Elevated | Distribution Circuit | 8 | 4 | 20230804 | 2182653 | Sus | Y | EnvironmentalExternal¦FireForestGrass¦PoleWood¦Normal
23-0100798 | Equipment Failure/Involved | Overhead | Transformer (OH) | Failed/Faulted | 2023 | Tier 2 - Elevated | Transformer only | 8 | 4 | 20230804 | 2182670 | Sus | Y | EquipmentFailureInvolved¦Overhead¦Transformer(OH)¦FailedFaulted
23-0100840 | 3rd Party | Tree - cutting, 3rd party | Conductor, Overhead | Broken, wire on ground | 2023 | Tier 2 - Elevated | Distribution Circuit | 8 | 5 | 20230805 | 2182844 | Sus | Y | 3rdParty¦Treecutting3rdparty¦ConductorOverhead¦Brokenwireonground
23-0101777 | Equipment Failure/Involved | Overhead | Woodpin | Broken | 2023 | Tier 2 - Elevated | Distribution Circuit | 8 | 8 | 20230808 | 2185824 | Sus | Y | EquipmentFailureInvolved¦Overhead¦Woodpin¦Broken
23-0101980 | Vegetation | Tree - branch fell on line | Pole-Wood | Broken, wire on ground | 2023 | Tier 2 - Extreme | Distribution Circuit | 8 | 9 | 20230809 | 2186226 | Sus | Y | Vegetation¦Treebranchfellonline¦PoleWood¦Brokenwireonground
23-0102136 | Unknown Cause | Patrol - found nothing |  |  | 2023 | Tier 2 - Extreme | Distribution Circuit | 8 | 9 | 20230809 | 2186634 | Sus | Y | UnknownCause¦Patrolfoundnothing¦¦
23-0102355 | Unknown Cause | Patrol - found nothing |  |  | 2023 | Tier 2 - Extreme | Distribution Circuit | 8 | 9 | 20230809 | 2186904 | Sus | Y | UnknownCause¦Patrolfoundnothing¦¦
23-0102408 | Unknown Cause | Patrol - found nothing |  |  | 2023 | Tier 2 - Elevated | Distribution Circuit | 8 | 9 | 20230809 | 2187116 | Sus | Y | UnknownCause¦Patrolfoundnothing¦¦
23-0102560 | Equipment Failure/Involved | Underground | Conductor, Underground | Broken | 2023 | Tier 2 - Elevated | Transformer only | 8 | 10 | 20230810 | 2187307 | Sus | Y | EquipmentFailureInvolved¦Underground¦ConductorUnderground¦Broken
23-0103004 | Equipment Failure/Involved | Overhead | Pole-Wood | Deteriorated | 2023 | Tier 2 - Elevated | Transformer only | 8 | 10 | 20230810 | 2188242 | Sus | Y | EquipmentFailureInvolved¦Overhead¦PoleWood¦Deteriorated
23-0103039 | Equipment Failure/Involved | Overhead | Pole-Wood | Broken | 2023 | Tier 2 - Elevated | Distribution Circuit | 8 | 10 | 20230810 | 2188265 | Sus | Y | EquipmentFailureInvolved¦Overhead¦PoleWood¦Broken
23-0103212 | Unknown Cause | Patrol - found nothing |  |  | 2023 | Tier 2 - Extreme | Distribution Circuit | 8 | 11 | 20230811 | 2188513 | Sus | Y | UnknownCause¦Patrolfoundnothing¦¦
23-0103475 | Equipment Failure/Involved | Overhead | Conductor, Overhead | Deteriorated | 2023 | Tier 2 - Extreme | Distribution Circuit | 8 | 11 | 20230811 | 2188974 | Sus | Y | EquipmentFailureInvolved¦Overhead¦ConductorOverhead¦Deteriorated
23-0103616 | Equipment Failure/Involved | Overhead | Transformer (OH) | Broken | 2023 | Tier 2 - Elevated | Transformer only | 8 | 12 | 20230812 | 2189155 | Sus | Y | EquipmentFailureInvolved¦Overhead¦Transformer(OH)¦Broken
23-0103665 | Unknown Cause | Patrol - found nothing |  |  | 2023 | Tier 2 - Elevated | Distribution Circuit | 8 | 12 | 20230812 | 2189359 | Sus | Y | UnknownCause¦Patrolfoundnothing¦¦
23-0103755 | 3rd Party | Vehicle | Anchor or Guy | Broken | 2023 | Tier 2 - Elevated | Distribution Circuit | 8 | 13 | 20230813 | 2189636 | Sus | Y | 3rdParty¦Vehicle¦AnchororGuy¦Broken
23-0103941 | Unknown Cause | Patrol - found nothing |  |  | 2023 | Tier 2 - Extreme | Distribution Circuit | 8 | 14 | 20230814 | 2190279 | Sus | Y | UnknownCause¦Patrolfoundnothing¦¦
23-0104033 | Equipment Failure/Involved | Overhead | Transformer (OH) | Deteriorated | 2023 | Tier 2 - Elevated | Transformer only | 8 | 14 | 20230814 | 2190491 | Sus | Y | EquipmentFailureInvolved¦Overhead¦Transformer(OH)¦Deteriorated
23-0104225 | Unknown Cause | Patrol - found nothing |  |  | 2023 | Tier 2 - Elevated | Distribution Circuit | 8 | 14 | 20230814 | 2190725 | Sus | Y | UnknownCause¦Patrolfoundnothing¦¦
23-0104290 | Equipment Failure/Involved | Overhead | Transformer (OH) | Normal | 2023 | Tier 2 - Extreme | Transformer only | 8 | 14 | 20230814 | 2190909 | Sus | Y | EquipmentFailureInvolved¦Overhead¦Transformer(OH)¦Normal
23-0104546 | Equipment Failure/Involved | Overhead | Transformer | Failed/Faulted | 2023 | Tier 2 - Elevated | Transformer only | 8 | 15 | 20230815 | 2191482 | Sus | Y | EquipmentFailureInvolved¦Overhead¦Transformer¦FailedFaulted
23-0104781 | Vegetation | Tree - branch fell on line | Conductor, Overhead | Together | 2023 | Tier 2 - Extreme | Distribution Circuit | 8 | 15 | 20230815 | 2192052 | Sus | Y | Vegetation¦Treebranchfellonline¦ConductorOverhead¦Together
23-0104844 | Equipment Failure/Involved | Overhead | Conductor, Overhead | Deteriorated | 2023 | Tier 2 - Elevated | Distribution Circuit | 8 | 15 | 20230815 | 2192091 | Sus | Y | EquipmentFailureInvolved¦Overhead¦ConductorOverhead¦Deteriorated
23-0106010 | Equipment Failure/Involved | Overhead | Pole-Wood | Broken | 2023 | Tier 2 - Extreme | Distribution Circuit | 8 | 18 | 20230818 | 2194770 | Sus | Y | EquipmentFailureInvolved¦Overhead¦PoleWood¦Broken
23-0106152 | Unknown Cause | Patrol - found nothing |  |  | 2023 | Tier 2 - Elevated | Distribution Circuit | 8 | 18 | 20230818 | 2194979 | Sus | Y | UnknownCause¦Patrolfoundnothing¦¦
23-0106370 | Equipment Failure/Involved | Overhead | Transformer (OH) | Failed/Faulted | 2023 | Tier 2 - Elevated | Transformer only | 8 | 19 | 20230819 | 2195623 | Sus | Y | EquipmentFailureInvolved¦Overhead¦Transformer(OH)¦FailedFaulted
23-0106981 | Equipment Failure/Involved | Overhead | Transformer (OH) | Broken | 2023 | Tier 2 - Extreme | Distribution Circuit | 8 | 21 | 20230821 | 2197902 | Sus | Y | EquipmentFailureInvolved¦Overhead¦Transformer(OH)¦Broken
23-0106986 | 3rd Party | Vehicle | Pole-Wood | Broken | 2023 | Tier 2 - Elevated | Distribution Circuit | 8 | 21 | 20230821 | 2197978 | Sus | Y | 3rdParty¦Vehicle¦PoleWood¦Broken
23-0107171 | Vegetation | Tree - branch fell on line | Conductor, Overhead | Normal | 2023 | Tier 2 - Elevated | Distribution Circuit | 8 | 21 | 20230821 | 2198386 | Sus | Y | Vegetation¦Treebranchfellonline¦ConductorOverhead¦Normal
23-0107500 | Animal | Squirrel | Fuse | Failed/Faulted | 2023 | Tier 2 - Extreme | Transformer only | 8 | 22 | 20230822 | 2199017 | Sus | Y | Animal¦Squirrel¦Fuse¦FailedFaulted
23-0107964 | Animal | Squirrel | Conductor, Overhead | Normal | 2023 | Tier 2 - Elevated | Distribution Circuit | 8 | 23 | 20230823 | 2200044 | Sus | Y | Animal¦Squirrel¦ConductorOverhead¦Normal
23-0108390 | Equipment Failure/Involved | Overhead | Transformer (OH) | Leaking | 2023 | Tier 2 - Elevated | Transformer only | 8 | 24 | 20230824 | 2200773 | Sus | Y | EquipmentFailureInvolved¦Overhead¦Transformer(OH)¦Leaking
23-0108418 | Vegetation | Tree - fell into line | Conductor, Overhead | Broken, wire on ground | 2023 | Tier 2 - Elevated | Distribution Circuit | 8 | 24 | 20230824 | 2200860 | Sus | Y | Vegetation¦Treefellintoline¦ConductorOverhead¦Brokenwireonground
23-0108450 | Vegetation | Tree - fell into line | Service conductor | Broken, wire on ground | 2023 | Tier 2 - Extreme | Distribution Circuit | 8 | 24 | 20230824 | 2200927 | Sus | Y | Vegetation¦Treefellintoline¦Serviceconductor¦Brokenwireonground
23-0108799 | Unknown Cause | Patrol - found nothing |  |  | 2023 | Tier 2 - Elevated | Distribution Circuit | 8 | 24 | 20230824 | 2201623 | Sus | Y | UnknownCause¦Patrolfoundnothing¦¦
23-0108732 | Equipment Failure/Involved | Overhead | Connector or Splice (OH) | Broken | 2023 | Tier 2 - Elevated | Distribution Circuit | 8 | 24 | 20230824 | 2201617 | Sus | Y | EquipmentFailureInvolved¦Overhead¦ConnectororSplice(OH)¦Broken
23-0109230 | Equipment Failure/Involved | Overhead | Pole-Wood | Deteriorated | 2023 | Tier 2 - Elevated | Distribution Circuit | 8 | 25 | 20230825 | 2202293 | Sus | Y | EquipmentFailureInvolved¦Overhead¦PoleWood¦Deteriorated
23-0109387 | Animal | Bird found | Fuse | Normal | 2023 | Tier 2 - Elevated | Distribution Circuit | 8 | 26 | 20230826 | 2202804 | Sus | Y | Animal¦Birdfound¦Fuse¦Normal
23-0109953 | Equipment Failure/Involved | Overhead | Fuse | Failed/Faulted | 2023 | Tier 2 - Elevated | Transformer only | 8 | 28 | 20230828 | 2204364 | Sus | Y | EquipmentFailureInvolved¦Overhead¦Fuse¦FailedFaulted
23-0110381 | Vegetation | Tree - branch fell on line | Conductor, Overhead | Normal | 2023 | Tier 2 - Elevated | Distribution Circuit | 8 | 29 | 20230829 | 2205191 | Sus | Y | Vegetation¦Treebranchfellonline¦ConductorOverhead¦Normal
23-0110460 | Equipment Failure/Involved | Overhead | Crossarm, Wood | Deteriorated | 2023 | Tier 2 - Extreme | Transformer only | 8 | 29 | 20230829 | 2205417 | Sus | Y | EquipmentFailureInvolved¦Overhead¦CrossarmWood¦Deteriorated
23-0110268 | Wildfire Mitigation | Public Safety Power Shut-off | Conductor, Overhead | Normal | 2023 | Tier 2 - Extreme | Distribution Circuit | 8 | 30 | 20230830 | 2205490 | Sus | Y | WildfireMitigation¦PublicSafetyPowerShutoff¦ConductorOverhead¦Normal
23-0110215 | Wildfire Mitigation | Public Safety Power Shut-off | Conductor, Overhead | Normal | 2023 | Tier 2 - Extreme | Distribution Circuit | 8 | 30 | 20230830 | 2205491 | Sus | Y | WildfireMitigation¦PublicSafetyPowerShutoff¦ConductorOverhead¦Normal
23-0110215 | Wildfire Mitigation | Public Safety Power Shut-off | Conductor, Overhead | Normal | 2023 | Tier 2 - Elevated | Distribution Circuit | 8 | 30 | 20230830 | 2205520 | Sus | Y | WildfireMitigation¦PublicSafetyPowerShutoff¦ConductorOverhead¦Normal
23-0110234 | Wildfire Mitigation | Public Safety Power Shut-off | Conductor, Overhead | Normal | 2023 | Tier 2 - Extreme | Distribution Circuit | 8 | 30 | 20230830 | 2205514 | Sus | Y | WildfireMitigation¦PublicSafetyPowerShutoff¦ConductorOverhead¦Normal
23-0110234 | Wildfire Mitigation | Public Safety Power Shut-off | Insulator | Broken | 2023 | Tier 2 - Elevated | Distribution Circuit | 8 | 30 | 20230830 | 2205516 | Sus | Y | WildfireMitigation¦PublicSafetyPowerShutoff¦Insulator¦Broken
23-0110318 | Wildfire Mitigation | Public Safety Power Shut-off | Conductor, Overhead | Normal | 2023 | Tier 2 - Extreme | Distribution Circuit | 8 | 30 | 20230830 | 2205496 | Sus | Y | WildfireMitigation¦PublicSafetyPowerShutoff¦ConductorOverhead¦Normal
23-0110318 | Wildfire Mitigation | Public Safety Power Shut-off | Conductor, Overhead | Normal | 2023 | Tier 2 - Elevated | Distribution Circuit | 8 | 30 | 20230830 | 2205499 | Sus | Y | WildfireMitigation¦PublicSafetyPowerShutoff¦ConductorOverhead¦Normal
23-0110318 | Wildfire Mitigation | Public Safety Power Shut-off | Conductor, Overhead | Normal | 2023 | Tier 2 - Elevated | Distribution Circuit | 8 | 30 | 20230830 | 2205509 | Sus | Y | WildfireMitigation¦PublicSafetyPowerShutoff¦ConductorOverhead¦Normal
23-0110270 | Wildfire Mitigation | Public Safety Power Shut-off | Conductor, Overhead | Normal | 2023 | Tier 2 - Elevated | Distribution Circuit | 8 | 30 | 20230830 | 2205519 | Sus | Y | WildfireMitigation¦PublicSafetyPowerShutoff¦ConductorOverhead¦Normal
23-0110298 | Wildfire Mitigation | Public Safety Power Shut-off | Conductor, Overhead | Normal | 2023 | Tier 2 - Elevated | Distribution Circuit | 8 | 30 | 20230830 | 2205572 | Sus | Y | WildfireMitigation¦PublicSafetyPowerShutoff¦ConductorOverhead¦Normal
23-0110284 | Wildfire Mitigation | Public Safety Power Shut-off | Conductor, Overhead | Normal | 2023 | Tier 2 - Elevated | Distribution Circuit | 8 | 30 | 20230830 | 2205564 | Sus | Y | WildfireMitigation¦PublicSafetyPowerShutoff¦ConductorOverhead¦Normal
23-0110284 | Wildfire Mitigation | Public Safety Power Shut-off | Conductor, Overhead | Normal | 2023 | Tier 2 - Elevated | Distribution Circuit | 8 | 30 | 20230830 | 2205569 | Sus | Y | WildfireMitigation¦PublicSafetyPowerShutoff¦ConductorOverhead¦Normal
23-0110284 | Wildfire Mitigation | Public Safety Power Shut-off | Conductor, Overhead | Normal | 2023 | Tier 2 - Elevated | Distribution Circuit | 8 | 30 | 20230830 | 2205573 | Sus | Y | WildfireMitigation¦PublicSafetyPowerShutoff¦ConductorOverhead¦Normal
23-0110284 | Wildfire Mitigation | Public Safety Power Shut-off | Conductor, Overhead | Normal | 2023 | Tier 2 - Elevated | Distribution Circuit | 8 | 30 | 20230830 | 2205574 | Sus | Y | WildfireMitigation¦PublicSafetyPowerShutoff¦ConductorOverhead¦Normal
23-0110298 | Wildfire Mitigation | Public Safety Power Shut-off | Conductor, Overhead | Normal | 2023 | Tier 2 - Elevated | Distribution Circuit | 8 | 30 | 20230830 | 2205552 | Sus | Y | WildfireMitigation¦PublicSafetyPowerShutoff¦ConductorOverhead¦Normal
23-0110298 | Wildfire Mitigation | Public Safety Power Shut-off | Conductor, Overhead | Normal | 2023 | Tier 2 - Elevated | Distribution Circuit | 8 | 30 | 20230830 | 2205563 | Sus | Y | WildfireMitigation¦PublicSafetyPowerShutoff¦ConductorOverhead¦Normal
23-0110298 | Wildfire Mitigation | Public Safety Power Shut-off | Conductor, Overhead | Normal | 2023 | Tier 2 - Elevated | Distribution Circuit | 8 | 30 | 20230830 | 2205565 | Sus | Y | WildfireMitigation¦PublicSafetyPowerShutoff¦ConductorOverhead¦Normal
23-0110298 | Wildfire Mitigation | Public Safety Power Shut-off | Conductor, Overhead | Normal | 2023 | Tier 2 - Elevated | Distribution Circuit | 8 | 30 | 20230830 | 2205566 | Sus | Y | WildfireMitigation¦PublicSafetyPowerShutoff¦ConductorOverhead¦Normal
23-0110298 | Wildfire Mitigation | Public Safety Power Shut-off | Conductor, Overhead | Normal | 2023 | Tier 2 - Elevated | Distribution Circuit | 8 | 30 | 20230830 | 2205568 | Sus | Y | WildfireMitigation¦PublicSafetyPowerShutoff¦ConductorOverhead¦Normal
23-0110748 | 3rd Party | Tree - cutting, 3rd party | Conductor, Overhead | Normal | 2023 | Tier 2 - Elevated | Distribution Circuit | 8 | 30 | 20230830 | 2205974 | Sus | Y | 3rdParty¦Treecutting3rdparty¦ConductorOverhead¦Normal
23-0111176 | Unknown Cause | Patrol - found nothing |  |  | 2023 | Tier 2 - Elevated | Distribution Circuit | 8 | 31 | 20230831 | 2206658 | Sus | Y | UnknownCause¦Patrolfoundnothing¦¦
23-0111445 | Equipment Failure/Involved | Overhead | Insulator | Broken | 2023 | Tier 2 - Elevated | Distribution Circuit | 8 | 31 | 20230831 | 2207266 | Sus | Y | EquipmentFailureInvolved¦Overhead¦Insulator¦Broken
23-0111829 | Environmental/External | Lightning | Transformer (OH) | Failed/Faulted | 2023 | Tier 2 - Extreme | Transformer only | 9 | 1 | 20230901 | 2207750 | Sus | Y | EnvironmentalExternal¦Lightning¦Transformer(OH)¦FailedFaulted
23-0111740 | 3rd Party | Other | Pole-Wood | Broken | 2023 | Tier 2 - Elevated | Distribution Circuit | 9 | 1 | 20230901 | 2207769 | Sus | Y | 3rdParty¦Other¦PoleWood¦Broken
23-0111837 | Environmental/External | Lightning | Transformer (OH) | Failed/Faulted | 2023 | Tier 2 - Extreme | Transformer only | 9 | 1 | 20230901 | 2207876 | Sus | Y | EnvironmentalExternal¦Lightning¦Transformer(OH)¦FailedFaulted
23-0111853 | Equipment Failure/Involved | Overhead | Pole-Wood | Deteriorated | 2023 | Tier 2 - Elevated | Distribution Circuit | 9 | 1 | 20230901 | 2207900 | Sus | Y | EquipmentFailureInvolved¦Overhead¦PoleWood¦Deteriorated
23-0111983 | Unknown Cause | Patrol - not conducted |  |  | 2023 | Tier 2 - Extreme | Distribution Circuit | 9 | 1 | 20230901 | 2208033 | Sus | Y | UnknownCause¦Patrolnotconducted¦¦
23-0111993 | Environmental/External | Lightning | Conductor, Overhead | Normal | 2023 | Tier 2 - Extreme | Distribution Circuit | 9 | 1 | 20230901 | 2208124 | Sus | Y | EnvironmentalExternal¦Lightning¦ConductorOverhead¦Normal
23-0112002 | Equipment Failure/Involved | Overhead | Conductor, Overhead | Broken | 2023 | Tier 2 - Elevated | Distribution Circuit | 9 | 1 | 20230901 | 2208149 | Sus | Y | EquipmentFailureInvolved¦Overhead¦ConductorOverhead¦Broken
23-0112011 | Unknown Cause | Patrol - found nothing |  |  | 2023 | Tier 2 - Elevated | Distribution Circuit | 9 | 1 | 20230901 | 2208203 | Sus | Y | UnknownCause¦Patrolfoundnothing¦¦
23-0112077 | Environmental/External | Lightning | Transformer (OH) | Burned/flashed | 2023 | Tier 2 - Extreme | Transformer only | 9 | 2 | 20230902 | 2208328 | Sus | Y | EnvironmentalExternal¦Lightning¦Transformer(OH)¦Burnedflashed
23-0112089 | Equipment Failure/Involved | Overhead | Secondary | Broken | 2023 | Tier 2 - Extreme | Transformer only | 9 | 2 | 20230902 | 2208485 | Sus | Y | EquipmentFailureInvolved¦Overhead¦Secondary¦Broken
23-0112109 | Equipment Failure/Involved | Overhead | Bushing | Failed/Faulted | 2023 | Tier 2 - Elevated | Transformer only | 9 | 2 | 20230902 | 2208574 | Sus | Y | EquipmentFailureInvolved¦Overhead¦Bushing¦FailedFaulted
23-0112246 | Vegetation | Tree - branch fell on line | Transformer (OH) | Broken, wire on ground | 2023 | Tier 2 - Elevated | Transformer only | 9 | 3 | 20230903 | 2209103 | Sus | Y | Vegetation¦Treebranchfellonline¦Transformer(OH)¦Brokenwireonground
23-0112261 | Equipment Failure/Involved | Overhead | Cutout, fuse holder | Broken | 2023 | Tier 2 - Elevated | Distribution Circuit | 9 | 3 | 20230903 | 2209171 | Sus | Y | EquipmentFailureInvolved¦Overhead¦Cutoutfuseholder¦Broken
23-0112286 | Equipment Failure/Involved | Overhead | Transformer (OH) | Failed/Faulted | 2023 | Tier 2 - Elevated | Transformer only | 9 | 4 | 20230904 | 2209252 | Sus | Y | EquipmentFailureInvolved¦Overhead¦Transformer(OH)¦FailedFaulted
23-0112809 | Equipment Failure/Involved | Overhead | Crossarm, Wood | Broken | 2023 | Tier 2 - Extreme | Distribution Circuit | 9 | 5 | 20230905 | 2210441 | Sus | Y | EquipmentFailureInvolved¦Overhead¦CrossarmWood¦Broken
23-0112865 | Equipment Failure/Involved | Overhead | Pole-Wood | Deteriorated | 2023 | Tier 2 - Elevated | Distribution Circuit | 9 | 6 | 20230906 | 2210528 | Sus | Y | EquipmentFailureInvolved¦Overhead¦PoleWood¦Deteriorated
23-0113413 | Equipment Failure/Involved | Overhead | Transformer (OH) | Failed/Faulted | 2023 | Tier 2 - Elevated | Transformer only | 9 | 6 | 20230906 | 2211316 | Sus | Y | EquipmentFailureInvolved¦Overhead¦Transformer(OH)¦FailedFaulted
23-0113957 | Equipment Failure/Involved | Overhead | Crossarm, Wood | Broken | 2023 | Tier 2 - Elevated | Distribution Circuit | 9 | 8 | 20230908 | 2212393 | Sus | Y | EquipmentFailureInvolved¦Overhead¦CrossarmWood¦Broken
23-0114648 | Animal | Bird found | Lightning Arrestor | Burned/flashed | 2023 | Tier 2 - Extreme | Distribution Circuit | 9 | 10 | 20230910 | 2214645 | Sus | Y | Animal¦Birdfound¦LightningArrestor¦Burnedflashed
23-0114735 | Vegetation | Tree - fell into line | Pole-Wood | Broken | 2023 | Tier 2 - Extreme | Distribution Circuit | 9 | 10 | 20230910 | 2214963 | Sus | Y | Vegetation¦Treefellintoline¦PoleWood¦Broken
23-0115665 | Equipment Failure/Involved | Overhead | Pole-Wood | Deteriorated | 2023 | Tier 2 - Extreme | Distribution Circuit | 9 | 12 | 20230912 | 2217134 | Sus | Y | EquipmentFailureInvolved¦Overhead¦PoleWood¦Deteriorated
23-0115935 | Animal | Squirrel | Fuse | Failed/Faulted | 2023 | Tier 2 - Elevated | Transformer only | 9 | 13 | 20230913 | 2217373 | Sus | Y | Animal¦Squirrel¦Fuse¦FailedFaulted
23-0115976 | Unknown Cause | Patrol - not conducted |  |  | 2023 | Tier 2 - Extreme | Transformer only | 9 | 13 | 20230913 | 2217447 | Sus | Y | UnknownCause¦Patrolnotconducted¦¦
23-0116047 | Unknown Cause | Patrol - found nothing |  |  | 2023 | Tier 2 - Extreme | Distribution Circuit | 9 | 13 | 20230913 | 2217752 | Sus | Y | UnknownCause¦Patrolfoundnothing¦¦
23-0116236 | Equipment Failure/Involved | Overhead | Transformer (OH) | Failed/Faulted | 2023 | Tier 2 - Elevated | Transformer only | 9 | 13 | 20230913 | 2218070 | Sus | Y | EquipmentFailureInvolved¦Overhead¦Transformer(OH)¦FailedFaulted
23-0116396 | Equipment Failure/Involved | Overhead | Transformer (OH) | Failed/Faulted | 2023 | Tier 2 - Elevated | Distribution Circuit | 9 | 13 | 20230913 | 2218373 | Sus | Y | EquipmentFailureInvolved¦Overhead¦Transformer(OH)¦FailedFaulted
23-0116778 | Company Initiated | Construction Activity/equip, company | Transformer (UG) | Normal | 2023 | Tier 2 - Extreme | Transformer only | 9 | 14 | 20230914 | 2218940 | Sus | Y | CompanyInitiated¦ConstructionActivityequipcompany¦Transformer(UG)¦Normal
23-0116613 | Equipment Failure/Involved | Overhead | Pole-Wood | Broken | 2023 | Tier 2 - Extreme | Distribution Circuit | 9 | 14 | 20230914 | 2219028 | Sus | Y | EquipmentFailureInvolved¦Overhead¦PoleWood¦Broken
23-0116904 | Equipment Failure/Involved | Overhead | Pole-Wood | Deteriorated | 2023 | Tier 2 - Elevated | Distribution Circuit | 9 | 14 | 20230914 | 2219197 | Sus | Y | EquipmentFailureInvolved¦Overhead¦PoleWood¦Deteriorated
23-0117523 | Animal | Squirrel | Fuse | Failed/Faulted | 2023 | Tier 2 - Elevated | Distribution Circuit | 9 | 17 | 20230917 | 2220937 | Sus | Y | Animal¦Squirrel¦Fuse¦FailedFaulted
23-0117646 | Company Initiated | Personnel, company | Fuse | Normal | 2023 | Tier 2 - Elevated | Distribution Circuit | 9 | 18 | 20230918 | 2221242 | Sus | Y | CompanyInitiated¦Personnelcompany¦Fuse¦Normal
23-0117664 | Unknown Cause | Patrol - found nothing |  |  | 2023 | Tier 2 - Elevated | Distribution Circuit | 9 | 18 | 20230918 | 2221308 | Sus | Y | UnknownCause¦Patrolfoundnothing¦¦
23-0117740 | Unknown Cause | Patrol - found nothing |  |  | 2023 | Tier 2 - Elevated | Distribution Circuit | 9 | 18 | 20230918 | 2221542 | Sus | Y | UnknownCause¦Patrolfoundnothing¦¦
23-0117821 | Equipment Failure/Involved | Overhead | Insulator | Failed/Faulted | 2023 | Tier 2 - Extreme | Distribution Circuit | 9 | 18 | 20230918 | 2221674 | Sus | Y | EquipmentFailureInvolved¦Overhead¦Insulator¦FailedFaulted
23-0117870 | Equipment Failure/Involved | Overhead | Service conductor | Deteriorated | 2023 | Tier 2 - Elevated | Transformer only | 9 | 18 | 20230918 | 2221741 | Sus | Y | EquipmentFailureInvolved¦Overhead¦Serviceconductor¦Deteriorated
23-0117984 | Equipment Failure/Involved | Overhead | Connector or Splice (OH) | Deteriorated | 2023 | Tier 2 - Extreme | Distribution Circuit | 9 | 18 | 20230918 | 2221925 | Sus | Y | EquipmentFailureInvolved¦Overhead¦ConnectororSplice(OH)¦Deteriorated
23-0118198 | Company Initiated | Coordination failure | Conductor, Overhead | Normal | 2023 | Tier 2 - Extreme | Distribution Circuit | 9 | 19 | 20230919 | 2222483 | Sus | Y | CompanyInitiated¦Coordinationfailure¦ConductorOverhead¦Normal
23-0118243 | Equipment Failure/Involved | Overhead | Cutout, fuse holder | Normal | 2023 | Tier 2 - Elevated | Distribution Circuit | 9 | 19 | 20230919 | 2222545 | Sus | Y | EquipmentFailureInvolved¦Overhead¦Cutoutfuseholder¦Normal
23-0118213 | Equipment Failure/Involved | Overhead | Pole-Wood | Deteriorated | 2023 | Tier 2 - Elevated | Distribution Circuit | 9 | 19 | 20230919 | 2222560 | Sus | Y | EquipmentFailureInvolved¦Overhead¦PoleWood¦Deteriorated
23-0118327 | Unknown Cause | Patrol - found nothing |  |  | 2023 | Tier 2 - Elevated | Distribution Circuit | 9 | 19 | 20230919 | 2222617 | Sus | Y | UnknownCause¦Patrolfoundnothing¦¦
23-0118631 | Company Initiated | Personnel, company | Fuse | Normal | 2023 | Tier 2 - Extreme | Distribution Circuit | 9 | 20 | 20230920 | 2223164 | Sus | Y | CompanyInitiated¦Personnelcompany¦Fuse¦Normal
23-0118727 | Unknown Cause | Patrol - found nothing |  |  | 2023 | Tier 2 - Extreme | Distribution Circuit | 9 | 20 | 20230920 | 2223351 | Sus | Y | UnknownCause¦Patrolfoundnothing¦¦
23-0118595 | Wildfire Mitigation | Public Safety Power Shut-off | Conductor, Overhead | Normal | 2023 | Tier 2 - Elevated | Distribution Circuit | 9 | 20 | 20230920 | 2223763 | Sus | Y | WildfireMitigation¦PublicSafetyPowerShutoff¦ConductorOverhead¦Normal
23-0118595 | Wildfire Mitigation | Public Safety Power Shut-off | Conductor, Overhead | Normal | 2023 | Tier 2 - Elevated | Distribution Circuit | 9 | 20 | 20230920 | 2223766 | Sus | Y | WildfireMitigation¦PublicSafetyPowerShutoff¦ConductorOverhead¦Normal
23-0118595 | Wildfire Mitigation | Public Safety Power Shut-off | Conductor, Overhead | Normal | 2023 | Tier 2 - Elevated | Distribution Circuit | 9 | 20 | 20230920 | 2223775 | Sus | Y | WildfireMitigation¦PublicSafetyPowerShutoff¦ConductorOverhead¦Normal
23-0118595 | Wildfire Mitigation | Public Safety Power Shut-off | Conductor, Overhead | Normal | 2023 | Tier 2 - Elevated | Distribution Circuit | 9 | 20 | 20230920 | 2223764 | Sus | Y | WildfireMitigation¦PublicSafetyPowerShutoff¦ConductorOverhead¦Normal
23-0118557 | Wildfire Mitigation | Public Safety Power Shut-off | Conductor, Overhead | Normal | 2023 | Tier 2 - Elevated | Distribution Circuit | 9 | 20 | 20230920 | 2223765 | Sus | Y | WildfireMitigation¦PublicSafetyPowerShutoff¦ConductorOverhead¦Normal
23-0118557 | Wildfire Mitigation | Public Safety Power Shut-off | Conductor, Overhead | Normal | 2023 | Tier 2 - Elevated | Distribution Circuit | 9 | 20 | 20230920 | 2223767 | Sus | Y | WildfireMitigation¦PublicSafetyPowerShutoff¦ConductorOverhead¦Normal
23-0118557 | Wildfire Mitigation | Public Safety Power Shut-off | Conductor, Overhead | Normal | 2023 | Tier 2 - Elevated | Distribution Circuit | 9 | 20 | 20230920 | 2223768 | Sus | Y | WildfireMitigation¦PublicSafetyPowerShutoff¦ConductorOverhead¦Normal
23-0118557 | Wildfire Mitigation | Public Safety Power Shut-off | Conductor, Overhead | Normal | 2023 | Tier 2 - Elevated | Distribution Circuit | 9 | 20 | 20230920 | 2223772 | Sus | Y | WildfireMitigation¦PublicSafetyPowerShutoff¦ConductorOverhead¦Normal
23-0118557 | Wildfire Mitigation | Public Safety Power Shut-off | Conductor, Overhead | Normal | 2023 | Tier 2 - Elevated | Distribution Circuit | 9 | 20 | 20230920 | 2223773 | Sus | Y | WildfireMitigation¦PublicSafetyPowerShutoff¦ConductorOverhead¦Normal
23-0118557 | Wildfire Mitigation | Public Safety Power Shut-off | Conductor, Overhead | Normal | 2023 | Tier 2 - Elevated | Distribution Circuit | 9 | 20 | 20230920 | 2223774 | Sus | Y | WildfireMitigation¦PublicSafetyPowerShutoff¦ConductorOverhead¦Normal
23-0119320 | Equipment Failure/Involved | Overhead | Fuse | Failed/Faulted | 2023 | Tier 2 - Elevated | Transformer only | 9 | 21 | 20230921 | 2224012 | Sus | Y | EquipmentFailureInvolved¦Overhead¦Fuse¦FailedFaulted
23-0119484 | Equipment Failure/Involved | Overhead | Capacitor | Failed/Faulted | 2023 | Tier 2 - Elevated | Distribution Circuit | 9 | 21 | 20230921 | 2224324 | Sus | Y | EquipmentFailureInvolved¦Overhead¦Capacitor¦FailedFaulted
23-0119432 | Company Initiated | Improper Construction | Conductor, Overhead | Normal | 2023 | Tier 2 - Elevated | Distribution Circuit | 9 | 21 | 20230921 | 2224336 | Sus | Y | CompanyInitiated¦ImproperConstruction¦ConductorOverhead¦Normal
23-0119730 | Equipment Failure/Involved | Overhead | Secondary | Broken | 2023 | Tier 2 - Elevated | Transformer only | 9 | 22 | 20230922 | 2224805 | Sus | Y | EquipmentFailureInvolved¦Overhead¦Secondary¦Broken
23-0092349 | Company Initiated | Return Circuit Normal | Conductor, Overhead | Normal | 2023 | Tier 2 - Extreme | Distribution Circuit | 9 | 22 | 20230922 | 2224821 | Sus | Y | CompanyInitiated¦ReturnCircuitNormal¦ConductorOverhead¦Normal
23-0119840 | 3rd Party | Tree - cutting, 3rd party | Service conductor | Broken, wire on ground | 2023 | Tier 2 - Elevated | Transformer only | 9 | 22 | 20230922 | 2224831 | Sus | Y | 3rdParty¦Treecutting3rdparty¦Serviceconductor¦Brokenwireonground
23-0119776 | Unknown Cause | Patrol - found nothing |  |  | 2023 | Tier 2 - Extreme | Distribution Circuit | 9 | 22 | 20230922 | 2224862 | Sus | Y | UnknownCause¦Patrolfoundnothing¦¦
23-0119936 | Equipment Failure/Involved | Overhead | Pole-Wood | Deteriorated | 2023 | Tier 2 - Elevated | Distribution Circuit | 9 | 22 | 20230922 | 2225010 | Sus | Y | EquipmentFailureInvolved¦Overhead¦PoleWood¦Deteriorated
23-0120119 | Equipment Failure/Involved | Overhead | Transformer (OH) | Leaking | 2023 | Tier 2 - Elevated | Transformer only | 9 | 23 | 20230923 | 2225695 | Sus | Y | EquipmentFailureInvolved¦Overhead¦Transformer(OH)¦Leaking
23-0121168 | Equipment Failure/Involved | Overhead | Fuse | Burned Open | 2023 | Tier 2 - Extreme | Transformer only | 9 | 26 | 20230926 | 2227747 | Sus | Y | EquipmentFailureInvolved¦Overhead¦Fuse¦BurnedOpen
23-0121801 | Unknown Cause | Patrol - found nothing |  |  | 2023 | Tier 2 - Extreme | Distribution Circuit | 9 | 27 | 20230927 | 2228998 | Sus | Y | UnknownCause¦Patrolfoundnothing¦¦
23-0121866 | Unknown Cause | Patrol - found nothing |  |  | 2023 | Tier 2 - Elevated | Distribution Circuit | 9 | 28 | 20230928 | 2229141 | Sus | Y | UnknownCause¦Patrolfoundnothing¦¦
23-0121949 | Unknown Cause | Patrol - not conducted |  |  | 2023 | Tier 2 - Elevated | Transformer only | 9 | 28 | 20230928 | 2229362 | Sus | Y | UnknownCause¦Patrolnotconducted¦¦
23-0122577 | Unknown Cause | Patrol - found nothing |  |  | 2023 | Tier 2 - Extreme | Distribution Circuit | 9 | 29 | 20230929 | 2230442 | Sus | Y | UnknownCause¦Patrolfoundnothing¦¦
23-0122592 | Equipment Failure/Involved | Overhead | Service conductor | Deteriorated | 2023 | Tier 2 - Elevated | Transformer only | 9 | 29 | 20230929 | 2230468 | Sus | Y | EquipmentFailureInvolved¦Overhead¦Serviceconductor¦Deteriorated
23-0122572 | Equipment Failure/Involved | Overhead | Pole-Wood | Deteriorated | 2023 | Tier 2 - Extreme | Distribution Circuit | 9 | 29 | 20230929 | 2230384 | Sus | Y | EquipmentFailureInvolved¦Overhead¦PoleWood¦Deteriorated
23-0122771 | Equipment Failure/Involved | Overhead | Transformer (OH) | Broken | 2023 | Tier 2 - Elevated | Distribution Circuit | 9 | 29 | 20230929 | 2230756 | Sus | Y | EquipmentFailureInvolved¦Overhead¦Transformer(OH)¦Broken
23-0122776 | Environmental/External | Lightning | Conductor, Overhead | Normal | 2023 | Tier 2 - Extreme | Distribution Circuit | 9 | 29 | 20230929 | 2230819 | Sus | Y | EnvironmentalExternal¦Lightning¦ConductorOverhead¦Normal
23-0122806 | Unknown Cause | Patrol - found nothing |  |  | 2023 | Tier 2 - Extreme | Distribution Circuit | 9 | 29 | 20230929 | 2230861 | Sus | Y | UnknownCause¦Patrolfoundnothing¦¦
23-0122895 | Unknown Cause | Patrol - not conducted |  |  | 2023 | Tier 2 - Elevated | Distribution Circuit | 9 | 30 | 20230930 | 2231429 | Sus | Y | UnknownCause¦Patrolnotconducted¦¦
23-0122899 | Environmental/External | Lightning | Transformer | Malfunctioning | 2023 | Tier 2 - Extreme | Transformer only | 9 | 30 | 20230930 | 2231268 | Sus | Y | EnvironmentalExternal¦Lightning¦Transformer¦Malfunctioning
23-0123012 | Environmental/External | Lightning | Transformer (OH) | Failed/Faulted | 2023 | Tier 2 - Extreme | Transformer only | 9 | 30 | 20230930 | 2231730 | Sus | Y | EnvironmentalExternal¦Lightning¦Transformer(OH)¦FailedFaulted
23-0123019 | Unknown Cause | Patrol - found nothing |  |  | 2023 | Tier 2 - Elevated | Distribution Circuit | 9 | 30 | 20230930 | 2231848 | Sus | Y | UnknownCause¦Patrolfoundnothing¦¦
23-0123013 | Unknown Cause | Patrol - found nothing | Fuse | Failed/Faulted | 2023 | Tier 2 - Elevated | Distribution Circuit | 9 | 30 | 20230930 | 2231783 | Sus | Y | UnknownCause¦Patrolfoundnothing¦Fuse¦FailedFaulted
23-0123037 | Environmental/External | Lightning | Transformer (OH) | Burned/flashed | 2023 | Tier 2 - Elevated | Distribution Circuit | 9 | 30 | 20230930 | 2231881 | Sus | Y | EnvironmentalExternal¦Lightning¦Transformer(OH)¦Burnedflashed
23-0123084 | Equipment Failure/Involved | Overhead | Fuse | Failed/Faulted | 2023 | Tier 2 - Extreme | Transformer only | 9 | 30 | 20230930 | 2231878 | Sus | Y | EquipmentFailureInvolved¦Overhead¦Fuse¦FailedFaulted
23-0123087 | Unknown Cause | Patrol - found nothing |  |  | 2023 | Tier 2 - Elevated | Transformer only | 10 | 1 | 20231001 | 2232065 | Sus | Y | UnknownCause¦Patrolfoundnothing¦¦
23-0123099 | Animal | Bird found | Transformer (OH) | Burned/flashed | 2023 | Tier 2 - Elevated | Transformer only | 10 | 1 | 20231001 | 2232128 | Sus | Y | Animal¦Birdfound¦Transformer(OH)¦Burnedflashed
23-0123105 | Environmental/External | Lightning | Transformer | Failed/Faulted | 2023 | Tier 2 - Extreme | Transformer only | 10 | 1 | 20231001 | 2232175 | Sus | Y | EnvironmentalExternal¦Lightning¦Transformer¦FailedFaulted
23-0123107 | Unknown Cause | Patrol - found nothing |  |  | 2023 | Tier 2 - Elevated | Distribution Circuit | 10 | 1 | 20231001 | 2232204 | Sus | Y | UnknownCause¦Patrolfoundnothing¦¦
23-0123160 | Environmental/External | Lightning | Transformer (OH) | Failed/Faulted | 2023 | Tier 2 - Extreme | Transformer only | 10 | 1 | 20231001 | 2232289 | Sus | Y | EnvironmentalExternal¦Lightning¦Transformer(OH)¦FailedFaulted
23-0123164 | Unknown Cause | Patrol - found nothing |  |  | 2023 | Tier 2 - Elevated | Distribution Circuit | 10 | 1 | 20231001 | 2232323 | Sus | Y | UnknownCause¦Patrolfoundnothing¦¦
23-0123528 | Equipment Failure/Involved | Overhead | Pole-Wood | Deteriorated | 2023 | Tier 2 - Elevated | Transformer only | 10 | 2 | 20231002 | 2233137 | Sus | Y | EquipmentFailureInvolved¦Overhead¦PoleWood¦Deteriorated
23-0123904 | Unknown Cause | Patrol - found nothing |  |  | 2023 | Tier 2 - Elevated | Distribution Circuit | 10 | 3 | 20231003 | 2233859 | Sus | Y | UnknownCause¦Patrolfoundnothing¦¦
23-0124293 | Vegetation | Tree - fell into line | Crossarm, Wood | Broken | 2023 | Tier 2 - Elevated | Distribution Circuit | 10 | 4 | 20231004 | 2234411 | Sus | Y | Vegetation¦Treefellintoline¦CrossarmWood¦Broken
23-0124282 | Vegetation | Tree - fell into line | Pole-Wood | Broken | 2023 | Tier 2 - Extreme | Distribution Circuit | 10 | 4 | 20231004 | 2234473 | Sus | Y | Vegetation¦Treefellintoline¦PoleWood¦Broken
23-0124579 | Equipment Failure/Involved | Overhead | Pole-Wood | Deteriorated | 2023 | Tier 2 - Extreme | Distribution Circuit | 10 | 4 | 20231004 | 2234875 | Sus | Y | EquipmentFailureInvolved¦Overhead¦PoleWood¦Deteriorated
23-0124687 | Equipment Failure/Involved | Overhead | Secondary | Deteriorated | 2023 | Tier 2 - Elevated | Transformer only | 10 | 5 | 20231005 | 2235152 | Sus | Y | EquipmentFailureInvolved¦Overhead¦Secondary¦Deteriorated
23-0124795 | Equipment Failure/Involved | Overhead | Secondary | Burned Open | 2023 | Tier 2 - Elevated | Transformer only | 10 | 5 | 20231005 | 2235538 | Sus | Y | EquipmentFailureInvolved¦Overhead¦Secondary¦BurnedOpen
23-0125055 | Environmental/External | Lightning | Transformer (OH) | Burned/flashed | 2023 | Tier 2 - Elevated | Transformer only | 10 | 5 | 20231005 | 2235772 | Sus | Y | EnvironmentalExternal¦Lightning¦Transformer(OH)¦Burnedflashed
23-0125101 | Unknown Cause | Patrol - not conducted |  |  | 2023 | Tier 2 - Extreme | Distribution Circuit | 10 | 5 | 20231005 | 2236057 | Sus | Y | UnknownCause¦Patrolnotconducted¦¦
23-0125399 | Unknown Cause | Patrol - found nothing |  |  | 2023 | Tier 2 - Elevated | Transformer only | 10 | 6 | 20231006 | 2236535 | Sus | Y | UnknownCause¦Patrolfoundnothing¦¦
23-0125641 | Equipment Failure/Involved | Overhead | Fuse | Normal | 2023 | Tier 2 - Extreme | Transformer only | 10 | 6 | 20231006 | 2237011 | Sus | Y | EquipmentFailureInvolved¦Overhead¦Fuse¦Normal
23-0125656 | Vegetation | Tree - fell into line | Conductor, Overhead | Normal | 2023 | Tier 2 - Extreme | Distribution Circuit | 10 | 6 | 20231006 | 2237205 | Sus | Y | Vegetation¦Treefellintoline¦ConductorOverhead¦Normal
23-0125717 | 3rd Party | Other | Conductor, Overhead | Normal | 2023 | Tier 2 - Elevated | Transformer only | 10 | 7 | 20231007 | 2237620 | Sus | Y | 3rdParty¦Other¦ConductorOverhead¦Normal
23-0125761 | Company Initiated | Personnel, company | Recloser | Normal | 2023 | Tier 2 - Elevated | Distribution Circuit | 10 | 7 | 20231007 | 2237740 | Sus | Y | CompanyInitiated¦Personnelcompany¦Recloser¦Normal
23-0125830 | Equipment Failure/Involved | Overhead | Conductor, Overhead | Broken, wire on ground | 2023 | Tier 2 - Elevated | Distribution Circuit | 10 | 8 | 20231008 | 2238085 | Sus | Y | EquipmentFailureInvolved¦Overhead¦ConductorOverhead¦Brokenwireonground
23-0125844 | Unknown Cause | Patrol - found nothing |  |  | 2023 | Tier 2 - Elevated | Distribution Circuit | 10 | 8 | 20231008 | 2238163 | Sus | Y | UnknownCause¦Patrolfoundnothing¦¦
23-0126153 | Vegetation | Tree - branch fell on line | Conductor, Overhead | Normal | 2023 | Tier 2 - Elevated | Distribution Circuit | 10 | 9 | 20231009 | 2239126 | Sus | Y | Vegetation¦Treebranchfellonline¦ConductorOverhead¦Normal
23-0126179 | Equipment Failure/Involved | Overhead | Insulator | Broken | 2023 | Tier 2 - Elevated | Distribution Circuit | 10 | 9 | 20231009 | 2239166 | Sus | Y | EquipmentFailureInvolved¦Overhead¦Insulator¦Broken
23-0126268 | Equipment Failure/Involved | Overhead | Conductor, Overhead | Broken | 2023 | Tier 2 - Extreme | Distribution Circuit | 10 | 9 | 20231009 | 2239388 | Sus | Y | EquipmentFailureInvolved¦Overhead¦ConductorOverhead¦Broken
23-0126804 | Unknown Cause | Patrol - found nothing |  |  | 2023 | Tier 2 - Elevated | Transformer only | 10 | 10 | 20231010 | 2240331 | Sus | Y | UnknownCause¦Patrolfoundnothing¦¦
23-0126934 | Unknown Cause | Patrol - found nothing |  |  | 2023 | Tier 2 - Elevated | Distribution Circuit | 10 | 11 | 20231011 | 2240730 | Sus | Y | UnknownCause¦Patrolfoundnothing¦¦
23-0127260 | Equipment Failure/Involved | Overhead | Pole-Wood | Deteriorated | 2023 | Tier 2 - Extreme | Distribution Circuit | 10 | 11 | 20231011 | 2241312 | Sus | Y | EquipmentFailureInvolved¦Overhead¦PoleWood¦Deteriorated
23-0127464 | Vegetation | Tree - fell into line | Conductor, Overhead | Normal | 2023 | Tier 2 - Elevated | Distribution Circuit | 10 | 12 | 20231012 | 2241764 | Sus | Y | Vegetation¦Treefellintoline¦ConductorOverhead¦Normal
23-0127762 | Equipment Failure/Involved | Overhead | Transformer (OH) | Broken | 2023 | Tier 2 - Elevated | Transformer only | 10 | 12 | 20231012 | 2242189 | Sus | Y | EquipmentFailureInvolved¦Overhead¦Transformer(OH)¦Broken
23-0127793 | Equipment Failure/Involved | Overhead | Pole-Wood | Broken | 2023 | Tier 2 - Elevated | Distribution Circuit | 10 | 13 | 20231013 | 2242259 | Sus | Y | EquipmentFailureInvolved¦Overhead¦PoleWood¦Broken
23-0128397 | 3rd Party | Vehicle | Pole-Wood | Broken | 2023 | Tier 2 - Extreme | Distribution Circuit | 10 | 15 | 20231015 | 2243775 | Sus | Y | 3rdParty¦Vehicle¦PoleWood¦Broken
23-0128468 | Equipment Failure/Involved | Overhead | Jumper | Burned Open | 2023 | Tier 2 - Extreme | Transformer only | 10 | 15 | 20231015 | 2243976 | Sus | Y | EquipmentFailureInvolved¦Overhead¦Jumper¦BurnedOpen
23-0128560 | Equipment Failure/Involved | Overhead | Conductor, Overhead | Broken | 2023 | Tier 2 - Extreme | Distribution Circuit | 10 | 16 | 20231016 | 2244230 | Sus | Y | EquipmentFailureInvolved¦Overhead¦ConductorOverhead¦Broken
23-0128565 | Equipment Failure/Involved | Overhead | Lightning Arrestor | Broken | 2023 | Tier 2 - Extreme | Distribution Circuit | 10 | 16 | 20231016 | 2244250 | Sus | Y | EquipmentFailureInvolved¦Overhead¦LightningArrestor¦Broken
23-0129150 | 3rd Party | Vehicle | Pole-Wood | Broken | 2023 | Tier 2 - Elevated | Distribution Circuit | 10 | 17 | 20231017 | 2245334 | Sus | Y | 3rdParty¦Vehicle¦PoleWood¦Broken
23-0129870 | Equipment Failure/Involved | Overhead | Insulator | Broken | 2023 | Tier 2 - Elevated | Distribution Circuit | 10 | 18 | 20231018 | 2246470 | Sus | Y | EquipmentFailureInvolved¦Overhead¦Insulator¦Broken
23-0130355 | Equipment Failure/Involved | Overhead | Crossarm, Wood | Deteriorated | 2023 | Tier 2 - Elevated | Distribution Circuit | 10 | 19 | 20231019 | 2247118 | Sus | Y | EquipmentFailureInvolved¦Overhead¦CrossarmWood¦Deteriorated
23-0130443 | Company Initiated | Personnel, company | Conductor, Overhead | Normal | 2023 | Tier 2 - Elevated | Distribution Circuit | 10 | 20 | 20231020 | 2247292 | Sus | Y | CompanyInitiated¦Personnelcompany¦ConductorOverhead¦Normal
23-0130704 | Company Initiated | Personnel, company | Recloser | Normal | 2023 | Tier 2 - Extreme | Distribution Circuit | 10 | 20 | 20231020 | 2247744 | Sus | Y | CompanyInitiated¦Personnelcompany¦Recloser¦Normal
23-0130799 | Unknown Cause | Patrol - found nothing |  |  | 2023 | Tier 2 - Extreme | Distribution Circuit | 10 | 20 | 20231020 | 2247842 | Sus | Y | UnknownCause¦Patrolfoundnothing¦¦
23-0130922 | Equipment Failure/Involved | Overhead | Pole-Wood | Broken | 2023 | Tier 2 - Elevated | Distribution Circuit | 10 | 21 | 20231021 | 2248410 | Sus | Y | EquipmentFailureInvolved¦Overhead¦PoleWood¦Broken
23-0131269 | 3rd Party | Other | Jumper |  | 2023 | Tier 2 - Elevated | Transformer only | 10 | 23 | 20231023 | 2249565 | Sus | Y | 3rdParty¦Other¦Jumper¦
23-0132116 | Unknown Cause | Patrol - found nothing |  |  | 2023 | Tier 2 - Elevated | Distribution Circuit | 10 | 25 | 20231025 | 2251103 | Sus | Y | UnknownCause¦Patrolfoundnothing¦¦
23-0132577 | Vegetation | Tree - fell into line | Service conductor | Broken, wire on ground | 2023 | Tier 2 - Elevated | Transformer only | 10 | 25 | 20231025 | 2251842 | Sus | Y | Vegetation¦Treefellintoline¦Serviceconductor¦Brokenwireonground
23-0132580 | Equipment Failure/Involved | Overhead | Transformer (OH) | Failed/Faulted | 2023 | Tier 2 - Elevated | Transformer only | 10 | 25 | 20231025 | 2251845 | Sus | Y | EquipmentFailureInvolved¦Overhead¦Transformer(OH)¦FailedFaulted
23-0132594 | Vegetation | Tree - fell into line | Conductor, Overhead | Normal | 2023 | Tier 2 - Elevated | Distribution Circuit | 10 | 25 | 20231025 | 2251865 | Sus | Y | Vegetation¦Treefellintoline¦ConductorOverhead¦Normal
23-0132592 | Vegetation | Tree - branch fell on line | Conductor, Overhead | Normal | 2023 | Tier 2 - Elevated | Distribution Circuit | 10 | 25 | 20231025 | 2251861 | Sus | Y | Vegetation¦Treebranchfellonline¦ConductorOverhead¦Normal
23-0132919 | Equipment Failure/Involved | Overhead | Secondary | Deteriorated | 2023 | Tier 2 - Elevated | Transformer only | 10 | 26 | 20231026 | 2252576 | Sus | Y | EquipmentFailureInvolved¦Overhead¦Secondary¦Deteriorated
23-0133019 | Equipment Failure/Involved | Overhead | Pole-Wood | Deteriorated | 2023 | Tier 2 - Elevated | Distribution Circuit | 10 | 26 | 20231026 | 2252851 | Sus | Y | EquipmentFailureInvolved¦Overhead¦PoleWood¦Deteriorated
23-0133475 | 3rd Party | Customer Equipment | Conductor, Overhead | Normal | 2023 | Tier 2 - Extreme | Distribution Circuit | 10 | 28 | 20231028 | 2253891 | Sus | Y | 3rdParty¦CustomerEquipment¦ConductorOverhead¦Normal
23-0133530 | Equipment Failure/Involved | Overhead | Conductor, Overhead | Broken | 2023 | Tier 2 - Elevated | Distribution Circuit | 10 | 28 | 20231028 | 2254162 | Sus | Y | EquipmentFailureInvolved¦Overhead¦ConductorOverhead¦Broken
23-0133771 | Vegetation | Tree - branch fell on line | Service conductor | Broken, wire on ground | 2023 | Tier 2 - Elevated | Transformer only | 10 | 29 | 20231029 | 2255178 | Sus | Y | Vegetation¦Treebranchfellonline¦Serviceconductor¦Brokenwireonground
23-0133820 | Unknown Cause | Patrol - found nothing |  |  | 2023 | Tier 2 - Extreme | Distribution Circuit | 10 | 30 | 20231030 | 2255300 | Sus | Y | UnknownCause¦Patrolfoundnothing¦¦
23-0135097 | Equipment Failure/Involved | Overhead | Pole-Wood | Deteriorated | 2023 | Tier 2 - Extreme | Distribution Circuit | 11 | 2 | 20231102 | 2258221 | Sus | Y | EquipmentFailureInvolved¦Overhead¦PoleWood¦Deteriorated
23-0135412 | Equipment Failure/Involved | Overhead | Pole-Wood | Deteriorated | 2023 | Tier 2 - Elevated | Distribution Circuit | 11 | 2 | 20231102 | 2258705 | Sus | Y | EquipmentFailureInvolved¦Overhead¦PoleWood¦Deteriorated
23-0135852 | Equipment Failure/Involved | Overhead | Other | Broken | 2023 | Tier 2 - Elevated | Distribution Circuit | 11 | 4 | 20231104 | 2259755 | Sus | Y | EquipmentFailureInvolved¦Overhead¦Other¦Broken
23-0135998 | Equipment Failure/Involved | Electrical Overload | Transformer (OH) | Failed/Faulted | 2023 | Tier 2 - Elevated | Transformer only | 11 | 5 | 20231105 | 2260400 | Sus | Y | EquipmentFailureInvolved¦ElectricalOverload¦Transformer(OH)¦FailedFaulted
23-0136029 | Equipment Failure/Involved | Overhead | Crossarm, Wood | Broken | 2023 | Tier 2 - Elevated | Distribution Circuit | 11 | 5 | 20231105 | 2260711 | Sus | Y | EquipmentFailureInvolved¦Overhead¦CrossarmWood¦Broken
23-0113836 | Company Initiated | Personnel, company | Elbow | Normal | 2023 | Tier 2 - Elevated | Distribution Circuit | 11 | 6 | 20231106 | 2261597 | Sus | Y | CompanyInitiated¦Personnelcompany¦Elbow¦Normal
23-0136393 | Environmental/External | Lightning | Conductor, Overhead | Normal | 2023 | Tier 2 - Elevated | Distribution Circuit | 11 | 6 | 20231106 | 2261844 | Sus | Y | EnvironmentalExternal¦Lightning¦ConductorOverhead¦Normal
23-0136592 | Equipment Failure/Involved | Overhead | Pole-Wood | Deteriorated | 2023 | Tier 2 - Elevated | Distribution Circuit | 11 | 7 | 20231107 | 2262349 | Sus | Y | EquipmentFailureInvolved¦Overhead¦PoleWood¦Deteriorated
23-0136840 | Equipment Failure/Involved | Overhead | Transformer (OH) | Failed/Faulted | 2023 | Tier 2 - Elevated | Transformer only | 11 | 7 | 20231107 | 2262952 | Sus | Y | EquipmentFailureInvolved¦Overhead¦Transformer(OH)¦FailedFaulted
23-0136783 | Equipment Failure/Involved | Overhead | Fuse | Burned Open | 2023 | Tier 2 - Elevated | Transformer only | 11 | 7 | 20231107 | 2262971 | Sus | Y | EquipmentFailureInvolved¦Overhead¦Fuse¦BurnedOpen
23-0137490 | Unknown Cause | Patrol - found nothing |  |  | 2023 | Tier 2 - Extreme | Distribution Circuit | 11 | 9 | 20231109 | 2265118 | Sus | Y | UnknownCause¦Patrolfoundnothing¦¦
23-0137775 | Company Initiated | Personnel, company | Conductor, Overhead | Normal | 2023 | Tier 2 - Extreme | Distribution Circuit | 11 | 10 | 20231110 | 2265957 | Sus | Y | CompanyInitiated¦Personnelcompany¦ConductorOverhead¦Normal
23-0138114 | 3rd Party | Customer Equipment | Metering Equipment | Failed/Faulted | 2023 | Tier 2 - Elevated | Distribution Circuit | 11 | 11 | 20231111 | 2266818 | Sus | Y | 3rdParty¦CustomerEquipment¦MeteringEquipment¦FailedFaulted
23-0132940 | Company Initiated | Return Circuit Normal | Conductor, Underground | Normal | 2023 | Tier 2 - Elevated | Distribution Circuit | 11 | 11 | 20231111 | 2266873 | Sus | Y | CompanyInitiated¦ReturnCircuitNormal¦ConductorUnderground¦Normal
23-0138218 | Equipment Failure/Involved | Overhead | Fuse | Broken | 2023 | Tier 2 - Elevated | Transformer only | 11 | 12 | 20231112 | 2267269 | Sus | Y | EquipmentFailureInvolved¦Overhead¦Fuse¦Broken
23-0138372 | Equipment Failure/Involved | Overhead | Crossarm, Wood | Broken | 2023 | Tier 2 - Extreme | Distribution Circuit | 11 | 13 | 20231113 | 2267735 | Sus | Y | EquipmentFailureInvolved¦Overhead¦CrossarmWood¦Broken
23-0138619 | Equipment Failure/Involved | Overhead | Crossarm, Wood | Broken | 2023 | Tier 2 - Elevated | Distribution Circuit | 11 | 13 | 20231113 | 2268494 | Sus | Y | EquipmentFailureInvolved¦Overhead¦CrossarmWood¦Broken
23-0139161 | Company Initiated | Construction Activity/equip, company | Conductor, Overhead | Normal | 2023 | Tier 2 - Elevated | Distribution Circuit | 11 | 15 | 20231115 | 2269548 | Sus | Y | CompanyInitiated¦ConstructionActivityequipcompany¦ConductorOverhead¦Normal
23-0139646 | Equipment Failure/Involved | Overhead | Crossarm, Wood | Broken | 2023 | Tier 2 - Elevated | Distribution Circuit | 11 | 15 | 20231115 | 2270438 | Sus | Y | EquipmentFailureInvolved¦Overhead¦CrossarmWood¦Broken
23-0139855 | Equipment Failure/Involved | Overhead | Connector or Splice (OH) | Burned Open | 2023 | Tier 2 - Extreme | Transformer only | 11 | 16 | 20231116 | 2270686 | Sus | Y | EquipmentFailureInvolved¦Overhead¦ConnectororSplice(OH)¦BurnedOpen
23-0140019 | Equipment Failure/Involved | Underground | Transformer (UG) | Leaking | 2023 | Tier 2 - Elevated | Distribution Circuit | 11 | 16 | 20231116 | 2271022 | Sus | Y | EquipmentFailureInvolved¦Underground¦Transformer(UG)¦Leaking
23-0140402 | Animal | Squirrel | Switch (UG) | Normal | 2023 | Tier 2 - Elevated | Distribution Circuit | 11 | 17 | 20231117 | 2271491 | Sus | Y | Animal¦Squirrel¦Switch(UG)¦Normal
23-0140465 | Equipment Failure/Involved | Overhead | Connector or Splice (OH) | Broken | 2023 | Tier 2 - Elevated | Distribution Circuit | 11 | 17 | 20231117 | 2271578 | Sus | Y | EquipmentFailureInvolved¦Overhead¦ConnectororSplice(OH)¦Broken
23-0140933 | Vegetation | Tree - fell into line | Conductor, Overhead | Normal | 2023 | Tier 2 - Extreme | Distribution Circuit | 11 | 18 | 20231118 | 2272778 | Sus | Y | Vegetation¦Treefellintoline¦ConductorOverhead¦Normal
23-0140929 | Unknown Cause | Patrol - not conducted |  |  | 2023 | Tier 2 - Elevated | Distribution Circuit | 11 | 18 | 20231118 | 2272870 | Sus | Y | UnknownCause¦Patrolnotconducted¦¦
23-0140966 | Environmental/External | Lightning | Conductor, Overhead | Normal | 2023 | Tier 2 - Elevated | Distribution Circuit | 11 | 18 | 20231118 | 2272910 | Sus | Y | EnvironmentalExternal¦Lightning¦ConductorOverhead¦Normal
23-0140986 | Unknown Cause | Patrol - found nothing |  |  | 2023 | Tier 2 - Extreme | Distribution Circuit | 11 | 18 | 20231118 | 2273264 | Sus | Y | UnknownCause¦Patrolfoundnothing¦¦
23-0141042 | Vegetation | Tree - fell into line | Conductor, Overhead | Normal | 2023 | Tier 2 - Extreme | Distribution Circuit | 11 | 18 | 20231118 | 2273361 | Sus | Y | Vegetation¦Treefellintoline¦ConductorOverhead¦Normal
23-0141093 | Environmental/External | Lightning | Transformer | Broken | 2023 | Tier 2 - Elevated | Transformer only | 11 | 19 | 20231119 | 2273561 | Sus | Y | EnvironmentalExternal¦Lightning¦Transformer¦Broken
23-0141118 | Unknown Cause | Patrol - found nothing |  |  | 2023 | Tier 2 - Elevated | Distribution Circuit | 11 | 19 | 20231119 | 2273615 | Sus | Y | UnknownCause¦Patrolfoundnothing¦¦
23-0141467 | Equipment Failure/Involved | Overhead | Transformer (OH) | Failed/Faulted | 2023 | Tier 2 - Elevated | Transformer only | 11 | 20 | 20231120 | 2274381 | Sus | Y | EquipmentFailureInvolved¦Overhead¦Transformer(OH)¦FailedFaulted
23-0141557 | Environmental/External | Lightning | Transformer (OH) | Failed/Faulted | 2023 | Tier 2 - Extreme | Transformer only | 11 | 20 | 20231120 | 2274453 | Sus | Y | EnvironmentalExternal¦Lightning¦Transformer(OH)¦FailedFaulted
23-0141623 | Equipment Failure/Involved | Overhead | Pole-Wood | Broken | 2023 | Tier 2 - Elevated | Distribution Circuit | 11 | 20 | 20231120 | 2274694 | Sus | Y | EquipmentFailureInvolved¦Overhead¦PoleWood¦Broken
23-0141625 | Equipment Failure/Involved | Overhead | Pole-Wood | Deteriorated | 2023 | Tier 2 - Elevated | Transformer only | 11 | 21 | 20231121 | 2274702 | Sus | Y | EquipmentFailureInvolved¦Overhead¦PoleWood¦Deteriorated
23-0142268 | Equipment Failure/Involved | Overhead | Transformer (OH) | Broken | 2023 | Tier 2 - Elevated | Transformer only | 11 | 22 | 20231122 | 2275529 | Sus | Y | EquipmentFailureInvolved¦Overhead¦Transformer(OH)¦Broken
23-0142430 | Equipment Failure/Involved | Overhead | Transformer (OH) | Failed/Faulted | 2023 | Tier 2 - Elevated | Transformer only | 11 | 22 | 20231122 | 2275849 | Sus | Y | EquipmentFailureInvolved¦Overhead¦Transformer(OH)¦FailedFaulted
23-0142533 | Equipment Failure/Involved | Overhead | Transformer (OH) | Broken | 2023 | Tier 2 - Elevated | Transformer only | 11 | 23 | 20231123 | 2276137 | Sus | Y | EquipmentFailureInvolved¦Overhead¦Transformer(OH)¦Broken
23-0142577 | Unknown Cause | Patrol - found nothing |  |  | 2023 | Tier 2 - Extreme | Distribution Circuit | 11 | 23 | 20231123 | 2276267 | Sus | Y | UnknownCause¦Patrolfoundnothing¦¦
23-0142577 | Unknown Cause | Patrol - found nothing |  |  | 2023 | Tier 2 - Extreme | Distribution Circuit | 11 | 24 | 20231124 | 2276296 | Sus | Y | UnknownCause¦Patrolfoundnothing¦¦
23-0142600 | Vegetation | Tree - branch fell on line | Conductor, Overhead | Normal | 2023 | Tier 2 - Extreme | Distribution Circuit | 11 | 24 | 20231124 | 2276327 | Sus | Y | Vegetation¦Treebranchfellonline¦ConductorOverhead¦Normal
23-0142592 | Equipment Failure/Involved | Overhead | Secondary | Broken | 2023 | Tier 2 - Extreme | Transformer only | 11 | 24 | 20231124 | 2276332 | Sus | Y | EquipmentFailureInvolved¦Overhead¦Secondary¦Broken
23-0142686 | Equipment Failure/Involved | Overhead | Transformer (OH) | Failed/Faulted | 2023 | Tier 2 - Extreme | Transformer only | 11 | 24 | 20231124 | 2276670 | Sus | Y | EquipmentFailureInvolved¦Overhead¦Transformer(OH)¦FailedFaulted
23-0142766 | Equipment Failure/Involved | Overhead | Transformer (OH) | Failed/Faulted | 2023 | Tier 2 - Elevated | Distribution Circuit | 11 | 25 | 20231125 | 2276990 | Sus | Y | EquipmentFailureInvolved¦Overhead¦Transformer(OH)¦FailedFaulted
23-0143072 | Vegetation | Tree - fell into line | Conductor, Overhead | Broken | 2023 | Tier 2 - Elevated | Distribution Circuit | 11 | 27 | 20231127 | 2278006 | Sus | Y | Vegetation¦Treefellintoline¦ConductorOverhead¦Broken
23-0143460 | Equipment Failure/Involved | Overhead | Transformer (OH) | Failed/Faulted | 2023 | Tier 2 - Elevated | Transformer only | 11 | 28 | 20231128 | 2278884 | Sus | Y | EquipmentFailureInvolved¦Overhead¦Transformer(OH)¦FailedFaulted
23-0143453 | Unknown Cause | Patrol - found nothing |  |  | 2023 | Tier 2 - Elevated | Distribution Circuit | 11 | 28 | 20231128 | 2278899 | Sus | Y | UnknownCause¦Patrolfoundnothing¦¦
23-0143453 | Unknown Cause | Patrol - not conducted |  |  | 2023 | Tier 2 - Elevated | Distribution Circuit | 11 | 28 | 20231128 | 2278988 | Sus | Y | UnknownCause¦Patrolnotconducted¦¦
23-0143743 | Equipment Failure/Involved | Overhead | Pole-Wood | Deteriorated | 2023 | Tier 2 - Elevated | Distribution Circuit | 11 | 29 | 20231129 | 2279729 | Sus | Y | EquipmentFailureInvolved¦Overhead¦PoleWood¦Deteriorated
23-0143840 | Vegetation | Tree - branch fell on line | Conductor, Overhead | Normal | 2023 | Tier 2 - Extreme | Distribution Circuit | 11 | 29 | 20231129 | 2279856 | Sus | Y | Vegetation¦Treebranchfellonline¦ConductorOverhead¦Normal
23-0144080 | Unknown Cause | Patrol - found nothing |  |  | 2023 | Tier 2 - Elevated | Transformer only | 11 | 30 | 20231130 | 2280335 | Sus | Y | UnknownCause¦Patrolfoundnothing¦¦
23-0144359 | Equipment Failure/Involved | Overhead | Pole-Wood | Broken | 2023 | Tier 2 - Extreme | Distribution Circuit | 11 | 30 | 20231130 | 2280932 | Sus | Y | EquipmentFailureInvolved¦Overhead¦PoleWood¦Broken
23-0144433 | Equipment Failure/Involved | Overhead | Fuse | Broken | 2023 | Tier 2 - Elevated | Distribution Circuit | 11 | 30 | 20231130 | 2281082 | Sus | Y | EquipmentFailureInvolved¦Overhead¦Fuse¦Broken
23-0144578 | Equipment Failure/Involved | Overhead | Pole-Wood | Broken | 2023 | Tier 2 - Elevated | Transformer only | 12 | 1 | 20231201 | 2281343 | Sus | N | EquipmentFailureInvolved¦Overhead¦PoleWood¦Broken
23-0144755 | Vegetation | Tree - branch fell on line | Conductor, Overhead | Normal | 2023 | Tier 2 - Extreme | Distribution Circuit | 12 | 1 | 20231201 | 2281547 | Sus | N | Vegetation¦Treebranchfellonline¦ConductorOverhead¦Normal
23-0144821 | Equipment Failure/Involved | Overhead | Pole-Wood | Deteriorated | 2023 | Tier 2 - Elevated | Transformer only | 12 | 1 | 20231201 | 2281795 | Sus | N | EquipmentFailureInvolved¦Overhead¦PoleWood¦Deteriorated
23-0144834 | Equipment Failure/Involved | Overhead | Transformer (OH) | Leaking | 2023 | Tier 2 - Elevated | Transformer only | 12 | 1 | 20231201 | 2281834 | Sus | N | EquipmentFailureInvolved¦Overhead¦Transformer(OH)¦Leaking
23-0144854 | 3rd Party | Vehicle | Pole-Wood | Broken | 2023 | Tier 2 - Elevated | Distribution Circuit | 12 | 1 | 20231201 | 2281864 | Sus | N | 3rdParty¦Vehicle¦PoleWood¦Broken
23-0145091 | Company Initiated | Personnel, company | Conductor, Overhead | Normal | 2023 | Tier 2 - Elevated | Distribution Circuit | 12 | 4 | 20231204 | 2283089 | Sus | N | CompanyInitiated¦Personnelcompany¦ConductorOverhead¦Normal
23-0145178 | Equipment Failure/Involved | Overhead | Transformer (OH) | Failed/Faulted | 2023 | Tier 2 - Extreme | Distribution Circuit | 12 | 4 | 20231204 | 2283337 | Sus | N | EquipmentFailureInvolved¦Overhead¦Transformer(OH)¦FailedFaulted
23-0145340 | Equipment Failure/Involved | Overhead | Jumper |  | 2023 | Tier 2 - Elevated | Transformer only | 12 | 4 | 20231204 | 2283629 | Sus | N | EquipmentFailureInvolved¦Overhead¦Jumper¦
23-0145509 | Equipment Failure/Involved | Overhead | Secondary | Deteriorated | 2023 | Tier 2 - Elevated | Transformer only | 12 | 5 | 20231205 | 2284279 | Sus | N | EquipmentFailureInvolved¦Overhead¦Secondary¦Deteriorated
23-0145561 | Equipment Failure/Involved | Overhead | Pole-Wood | Deteriorated | 2023 | Tier 2 - Elevated | Distribution Circuit | 12 | 5 | 20231205 | 2284397 | Sus | N | EquipmentFailureInvolved¦Overhead¦PoleWood¦Deteriorated
23-0145659 | Equipment Failure/Involved | Overhead | Fuse | Failed/Faulted | 2023 | Tier 2 - Elevated | Transformer only | 12 | 5 | 20231205 | 2284602 | Sus | N | EquipmentFailureInvolved¦Overhead¦Fuse¦FailedFaulted
23-0145681 | Vegetation | Tree - fell into line | Anchor or Guy | Normal | 2023 | Tier 2 - Extreme | Transformer only | 12 | 5 | 20231205 | 2284609 | Sus | N | Vegetation¦Treefellintoline¦AnchororGuy¦Normal
23-0145703 | Equipment Failure/Involved | Overhead | Pole-Wood | Broken | 2023 | Tier 2 - Elevated | Transformer only | 12 | 5 | 20231205 | 2284695 | Sus | N | EquipmentFailureInvolved¦Overhead¦PoleWood¦Broken
23-0145830 | Equipment Failure/Involved | Overhead | Other | Broken | 2023 | Tier 2 - Elevated | Distribution Circuit | 12 | 6 | 20231206 | 2285112 | Sus | N | EquipmentFailureInvolved¦Overhead¦Other¦Broken
23-0145947 | Unknown Cause | Patrol - found nothing |  |  | 2023 | Tier 2 - Extreme | Distribution Circuit | 12 | 6 | 20231206 | 2285284 | Sus | N | UnknownCause¦Patrolfoundnothing¦¦
23-0146059 | Unknown Cause | Patrol - not conducted |  |  | 2023 | Tier 2 - Elevated | Distribution Circuit | 12 | 6 | 20231206 | 2285672 | Sus | N | UnknownCause¦Patrolnotconducted¦¦
23-0146331 | Unknown Cause | Patrol - found nothing |  |  | 2023 | Tier 2 - Elevated | Distribution Circuit | 12 | 7 | 20231207 | 2286508 | Sus | N | UnknownCause¦Patrolfoundnothing¦¦
23-0146329 | Equipment Failure/Involved | Overhead | Pole-Wood | Deteriorated | 2023 | Tier 2 - Elevated | Distribution Circuit | 12 | 7 | 20231207 | 2286528 | Sus | N | EquipmentFailureInvolved¦Overhead¦PoleWood¦Deteriorated
23-0146332 | Equipment Failure/Involved | Overhead | Pole-Wood | Deteriorated | 2023 | Tier 2 - Elevated | Distribution Circuit | 12 | 7 | 20231207 | 2286545 | Sus | N | EquipmentFailureInvolved¦Overhead¦PoleWood¦Deteriorated
23-0146362 | Equipment Failure/Involved | Overhead | Connector or Splice (OH) | Broken | 2023 | Tier 2 - Elevated | Distribution Circuit | 12 | 8 | 20231208 | 2286603 | Sus | N | EquipmentFailureInvolved¦Overhead¦ConnectororSplice(OH)¦Broken
23-0146834 | Equipment Failure/Involved | Overhead | Conductor, Overhead | Broken, wire on ground | 2023 | Tier 2 - Extreme | Distribution Circuit | 12 | 11 | 20231211 | 2288628 | Sus | N | EquipmentFailureInvolved¦Overhead¦ConductorOverhead¦Brokenwireonground
23-0146943 | Equipment Failure/Involved | Overhead | Conductor, Overhead | Broken | 2023 | Tier 2 - Elevated | Distribution Circuit | 12 | 11 | 20231211 | 2289432 | Sus | N | EquipmentFailureInvolved¦Overhead¦ConductorOverhead¦Broken
23-0147246 | Company Initiated | Operating error | Conductor, Overhead | Normal | 2023 | Tier 2 - Elevated | Distribution Circuit | 12 | 13 | 20231213 | 2290969 | Sus | N | CompanyInitiated¦Operatingerror¦ConductorOverhead¦Normal
23-0147219 | Equipment Failure/Involved | Overhead | Crossarm, Wood | Broken | 2023 | Tier 2 - Extreme | Distribution Circuit | 12 | 13 | 20231213 | 2291010 | Sus | N | EquipmentFailureInvolved¦Overhead¦CrossarmWood¦Broken
23-0147266 | Company Initiated | Improper Construction | Connector or Splice (OH) | Normal | 2023 | Tier 2 - Elevated | Transformer only | 12 | 13 | 20231213 | 2291089 | Sus | N | CompanyInitiated¦ImproperConstruction¦ConnectororSplice(OH)¦Normal
23-0147276 | 3rd Party | Vehicle | Pole-Wood | Broken | 2023 | Tier 2 - Elevated | Distribution Circuit | 12 | 13 | 20231213 | 2291108 | Sus | N | 3rdParty¦Vehicle¦PoleWood¦Broken
23-0147320 | Equipment Failure/Involved | Overhead | Pole-Wood | Deteriorated | 2023 | Tier 2 - Elevated | Distribution Circuit | 12 | 13 | 20231213 | 2291328 | Sus | N | EquipmentFailureInvolved¦Overhead¦PoleWood¦Deteriorated
23-0147325 | Equipment Failure/Involved | Overhead | Pole-Wood | Broken | 2023 | Tier 2 - Extreme | Distribution Circuit | 12 | 13 | 20231213 | 2291348 | Sus | N | EquipmentFailureInvolved¦Overhead¦PoleWood¦Broken
23-0147550 | Unknown Cause | Patrol - found nothing |  |  | 2023 | Tier 2 - Elevated | Transformer only | 12 | 15 | 20231215 | 2292239 | Sus | N | UnknownCause¦Patrolfoundnothing¦¦
23-0147551 | Equipment Failure/Involved | Overhead | Pole-Wood | Deteriorated | 2023 | Tier 2 - Extreme | Distribution Circuit | 12 | 15 | 20231215 | 2292408 | Sus | N | EquipmentFailureInvolved¦Overhead¦PoleWood¦Deteriorated
23-0147576 | Company Initiated | Construction Activity/equip, company | Conductor, Overhead | Together | 2023 | Tier 2 - Elevated | Distribution Circuit | 12 | 15 | 20231215 | 2292594 | Sus | N | CompanyInitiated¦ConstructionActivityequipcompany¦ConductorOverhead¦Together
23-0147834 | Unknown Cause | Patrol - found nothing |  |  | 2023 | Tier 2 - Extreme | Transformer only | 12 | 18 | 20231218 | 2294011 | Sus | N | UnknownCause¦Patrolfoundnothing¦¦
23-0148102 | Vegetation | Tree - fell into line | Crossarm, Wood | Broken, wire on ground | 2023 | Tier 2 - Elevated | Distribution Circuit | 12 | 19 | 20231219 | 2295705 | Sus | N | Vegetation¦Treefellintoline¦CrossarmWood¦Brokenwireonground
23-0148229 | Equipment Failure/Involved | Fire, pole | Pole-Wood | Burned/flashed | 2023 | Tier 2 - Elevated | Distribution Circuit | 12 | 20 | 20231220 | 2296240 | Sus | N | EquipmentFailureInvolved¦Firepole¦PoleWood¦Burnedflashed
23-0148263 | Equipment Failure/Involved | Overhead | Pole-Wood | Deteriorated | 2023 | Tier 2 - Elevated | Distribution Circuit | 12 | 20 | 20231220 | 2296579 | Sus | N | EquipmentFailureInvolved¦Overhead¦PoleWood¦Deteriorated
23-0148484 | Equipment Failure/Involved | Fire, pole | Pole-Wood | Burned/flashed | 2023 | Tier 2 - Elevated | Distribution Circuit | 12 | 21 | 20231221 | 2297757 | Sus | N | EquipmentFailureInvolved¦Firepole¦PoleWood¦Burnedflashed
23-0148880 | Animal | Squirrel | Transformer | Failed/Faulted | 2023 | Tier 2 - Elevated | Transformer only | 12 | 26 | 20231226 | 2299724 | Sus | N | Animal¦Squirrel¦Transformer¦FailedFaulted
23-0148908 | Equipment Failure/Involved | Overhead | Transformer (OH) | Failed/Faulted | 2023 | Tier 2 - Elevated | Transformer only | 12 | 26 | 20231226 | 2300008 | Sus | N | EquipmentFailureInvolved¦Overhead¦Transformer(OH)¦FailedFaulted
23-0149025 | Unknown Cause | Patrol - not conducted |  |  | 2023 | Tier 2 - Elevated | Transformer only | 12 | 27 | 20231227 | 2300704 | Sus | N | UnknownCause¦Patrolnotconducted¦¦
23-0149001 | Equipment Failure/Involved | Overhead | Pole-Wood | Deteriorated | 2023 | Tier 2 - Elevated | Distribution Circuit | 12 | 27 | 20231227 | 2300776 | Sus | N | EquipmentFailureInvolved¦Overhead¦PoleWood¦Deteriorated
23-0149087 | Equipment Failure/Involved | Fire, pole | Pole-Wood | Burned/flashed | 2023 | Tier 2 - Elevated | Distribution Circuit | 12 | 28 | 20231228 | 2301055 | Sus | N | EquipmentFailureInvolved¦Firepole¦PoleWood¦Burnedflashed
23-0149115 | Equipment Failure/Involved | Fire, pole | Insulator | Burned/flashed | 2023 | Tier 2 - Elevated | Distribution Circuit | 12 | 28 | 20231228 | 2301389 | Sus | N | EquipmentFailureInvolved¦Firepole¦Insulator¦Burnedflashed
23-0149124 | 3rd Party | Vandalism | Conductor, Underground | Burned/flashed | 2023 | Tier 2 - Extreme | Distribution Circuit | 12 | 28 | 20231228 | 2301505 | Sus | N | 3rdParty¦Vandalism¦ConductorUnderground¦Burnedflashed
23-0149140 | Equipment Failure/Involved | Overhead | Pole-Wood | Deteriorated | 2023 | Tier 2 - Elevated | Distribution Circuit | 12 | 28 | 20231228 | 2301594 | Sus | N | EquipmentFailureInvolved¦Overhead¦PoleWood¦Deteriorated
23-0149179 | 3rd Party | Vehicle | Pole-Wood | Broken | 2023 | Tier 2 - Extreme | Distribution Circuit | 12 | 29 | 20231229 | 2301678 | Sus | N | 3rdParty¦Vehicle¦PoleWood¦Broken
23-0004676 | Unknown Cause | Patrol - found nothing |  |  | 2023 | Tier 2 - Elevated | Distribution Circuit | 1 | 2 | 20230102 | 1909479 | Sus | N | UnknownCause¦Patrolfoundnothing¦¦
23-0006768 | Vegetation | Tree - branch fell on line | Conductor, Overhead | Normal | 2023 | Tier 2 - Extreme | Distribution Circuit | 1 | 4 | 20230104 | 1919340 | Sus | N | Vegetation¦Treebranchfellonline¦ConductorOverhead¦Normal
23-0006928 | Vegetation | Tree - fell into line | Pole-Wood | Normal | 2023 | Tier 2 - Elevated | Distribution Circuit | 1 | 5 | 20230105 | 1920084 | Sus | N | Vegetation¦Treefellintoline¦PoleWood¦Normal
23-0007745 | Vegetation | Tree - fell into line | Conductor, Overhead | Broken, wire on ground | 2023 | Tier 2 - Extreme | Distribution Circuit | 1 | 5 | 20230105 | 1920693 | Sus | N | Vegetation¦Treefellintoline¦ConductorOverhead¦Brokenwireonground
23-0007866 | Vegetation | Tree - fell into line | Conductor, Overhead | Normal | 2023 | Tier 2 - Elevated | Distribution Circuit | 1 | 5 | 20230105 | 1923641 | Sus | N | Vegetation¦Treefellintoline¦ConductorOverhead¦Normal
23-0010649 | Unknown Cause | Patrol - found nothing |  |  | 2023 | Tier 2 - Extreme | Distribution Circuit | 1 | 8 | 20230108 | 1935032 | Sus | N | UnknownCause¦Patrolfoundnothing¦¦
23-0012198 | Unknown Cause | Patrol - found nothing |  |  | 2023 | Tier 2 - Elevated | Distribution Circuit | 1 | 10 | 20230110 | 1939908 | Sus | N | UnknownCause¦Patrolfoundnothing¦¦
23-0012235 | Vegetation | Tree - fell into line | Conductor, Overhead | Broken, wire on ground | 2023 | Tier 2 - Elevated | Distribution Circuit | 1 | 10 | 20230110 | 1943256 | Sus | N | Vegetation¦Treefellintoline¦ConductorOverhead¦Brokenwireonground
23-0012443 | Equipment Failure/Involved | Overhead | Secondary | Broken | 2023 | Tier 2 - Elevated | Transformer only | 1 | 10 | 20230110 | 1945184 | Sus | N | EquipmentFailureInvolved¦Overhead¦Secondary¦Broken
23-0013516 | Equipment Failure/Involved | Overhead | Conductor, Overhead | Broken | 2023 | Tier 2 - Elevated | Transformer only | 1 | 11 | 20230111 | 1947280 | Sus | N | EquipmentFailureInvolved¦Overhead¦ConductorOverhead¦Broken
23-0013987 | Vegetation | Tree - fell into line | Conductor, Overhead | Broken | 2023 | Tier 2 - Elevated | Distribution Circuit | 1 | 11 | 20230111 | 1949084 | Sus | N | Vegetation¦Treefellintoline¦ConductorOverhead¦Broken
23-0015036 | Equipment Failure/Involved | Overhead | Transformer (OH) | Broken | 2023 | Tier 2 - Extreme | Distribution Circuit | 1 | 13 | 20230113 | 1951224 | Sus | N | EquipmentFailureInvolved¦Overhead¦Transformer(OH)¦Broken
23-0016185 | Vegetation | Tree - fell into line | Conductor, Overhead | Broken, wire on ground | 2023 | Tier 2 - Elevated | Distribution Circuit | 1 | 14 | 20230114 | 1954337 | Sus | N | Vegetation¦Treefellintoline¦ConductorOverhead¦Brokenwireonground
23-0016057 | Vegetation | Tree - fell into line | Conductor, Overhead | Broken, wire on ground | 2023 | Tier 2 - Extreme | Distribution Circuit | 1 | 14 | 20230114 | 1953267 | Sus | N | Vegetation¦Treefellintoline¦ConductorOverhead¦Brokenwireonground
23-0016303 | Vegetation | Tree - branch fell on line | Conductor, Overhead | Normal | 2023 | Tier 2 - Elevated | Distribution Circuit | 1 | 14 | 20230114 | 1954516 | Sus | N | Vegetation¦Treebranchfellonline¦ConductorOverhead¦Normal
23-0016493 | Vegetation | Tree - fell into line | Pole-Wood | Broken, wire on ground | 2023 | Tier 2 - Elevated | Distribution Circuit | 1 | 14 | 20230114 | 1955338 | Sus | N | Vegetation¦Treefellintoline¦PoleWood¦Brokenwireonground
23-0016957 | Vegetation | Tree - fell into line | Conductor, Overhead | Broken, wire on ground | 2023 | Tier 2 - Extreme | Distribution Circuit | 1 | 16 | 20230116 | 1956755 | Sus | N | Vegetation¦Treefellintoline¦ConductorOverhead¦Brokenwireonground
23-0017018 | Vegetation | Tree - fell into line | Pole-Wood | Broken, wire on ground | 2023 | Tier 2 - Elevated | Distribution Circuit | 1 | 16 | 20230116 | 1957216 | Sus | N | Vegetation¦Treefellintoline¦PoleWood¦Brokenwireonground
23-0017070 | Vegetation | Tree - bark fell into line | Conductor, Overhead | Together | 2023 | Tier 2 - Elevated | Distribution Circuit | 1 | 16 | 20230116 | 1957457 | Sus | N | Vegetation¦Treebarkfellintoline¦ConductorOverhead¦Together
23-0017444 | Vegetation | Tree - fell into line | Conductor, Overhead | Broken, wire on ground | 2023 | Tier 2 - Elevated | Distribution Circuit | 1 | 17 | 20230117 | 1959008 | Sus | N | Vegetation¦Treefellintoline¦ConductorOverhead¦Brokenwireonground
23-0018653 | Vegetation | Tree - branch fell on line | Conductor, Overhead | Broken, wire on ground | 2023 | Tier 2 - Elevated | Distribution Circuit | 1 | 19 | 20230119 | 1961771 | Sus | N | Vegetation¦Treebranchfellonline¦ConductorOverhead¦Brokenwireonground
23-0019071 | Unknown Cause | Patrol - found nothing |  |  | 2023 | Tier 2 - Elevated | Distribution Circuit | 1 | 19 | 20230119 | 1962710 | Sus | N | UnknownCause¦Patrolfoundnothing¦¦
23-0019917 | Unknown Cause | Patrol - found nothing |  |  | 2023 | Tier 2 - Elevated | Distribution Circuit | 1 | 22 | 20230122 | 1964899 | Sus | N | UnknownCause¦Patrolfoundnothing¦¦
23-0019902 | Vegetation | Tree - branch fell on line | Conductor, Overhead | Normal | 2023 | Tier 2 - Extreme | Distribution Circuit | 1 | 22 | 20230122 | 1964844 | Sus | N | Vegetation¦Treebranchfellonline¦ConductorOverhead¦Normal
23-0019972 | Unknown Cause | Patrol - found nothing |  |  | 2023 | Tier 2 - Elevated | Distribution Circuit | 1 | 22 | 20230122 | 1965022 | Sus | N | UnknownCause¦Patrolfoundnothing¦¦
23-0019974 | Vegetation | Tree - branch fell on line | Conductor, Overhead | Normal | 2023 | Tier 2 - Elevated | Distribution Circuit | 1 | 22 | 20230122 | 1965136 | Sus | N | Vegetation¦Treebranchfellonline¦ConductorOverhead¦Normal
23-0022422 | Vegetation | Tree - fell into line | Conductor, Overhead | Broken, wire on ground | 2023 | Tier 2 - Elevated | Distribution Circuit | 1 | 27 | 20230127 | 1969891 | Sus | N | Vegetation¦Treefellintoline¦ConductorOverhead¦Brokenwireonground
23-0022704 | Unknown Cause | Patrol - not conducted |  |  | 2023 | Tier 2 - Elevated | Distribution Circuit | 1 | 29 | 20230129 | 1970809 | Sus | N | UnknownCause¦Patrolnotconducted¦¦
23-0024848 | Vegetation | Tree - fell into line | Conductor, Overhead | Normal | 2023 | Tier 2 - Elevated | Distribution Circuit | 2 | 3 | 20230203 | 1975819 | Sus | N | Vegetation¦Treefellintoline¦ConductorOverhead¦Normal
23-0024949 | Vegetation | Tree - fell into line | Conductor, Overhead | Broken, wire on ground | 2023 | Tier 2 - Elevated | Distribution Circuit | 2 | 3 | 20230203 | 1975895 | Sus | N | Vegetation¦Treefellintoline¦ConductorOverhead¦Brokenwireonground
23-0025266 | Unknown Cause | Patrol - found nothing |  |  | 2023 | Tier 2 - Elevated | Distribution Circuit | 2 | 4 | 20230204 | 1976842 | Sus | N | UnknownCause¦Patrolfoundnothing¦¦
23-0025388 | Equipment Failure/Involved | Underground | Secondary | Broken | 2023 | Tier 2 - Elevated | Transformer only | 2 | 5 | 20230205 | 1977405 | Sus | N | EquipmentFailureInvolved¦Underground¦Secondary¦Broken
23-0027365 | Vegetation | Tree - grew into line | Conductor, Overhead | Normal | 2023 | Tier 2 - Elevated | Distribution Circuit | 2 | 10 | 20230210 | 1981425 | Sus | N | Vegetation¦Treegrewintoline¦ConductorOverhead¦Normal
23-0027915 | Equipment Failure/Involved | Overhead | Conductor, Overhead | Broken, wire on ground | 2023 | Tier 2 - Elevated | Distribution Circuit | 2 | 12 | 20230212 | 1982859 | Sus | N | EquipmentFailureInvolved¦Overhead¦ConductorOverhead¦Brokenwireonground
23-0028084 | Unknown Cause | Patrol - found nothing |  |  | 2023 | Tier 2 - Elevated | Distribution Circuit | 2 | 13 | 20230213 | 1983242 | Sus | N | UnknownCause¦Patrolfoundnothing¦¦
23-0028165 | Vegetation | Tree - branch fell on line | Conductor, Overhead | Normal | 2023 | Tier 2 - Elevated | Distribution Circuit | 2 | 13 | 20230213 | 1983699 | Sus | N | Vegetation¦Treebranchfellonline¦ConductorOverhead¦Normal
23-0028300 | Unknown Cause | Patrol - found nothing |  |  | 2023 | Tier 2 - Elevated | Transformer only | 2 | 13 | 20230213 | 1983761 | Sus | N | UnknownCause¦Patrolfoundnothing¦¦
23-0030486 | Vegetation | Tree - fell into line | Conductor, Overhead | Normal | 2023 | Tier 2 - Elevated | Distribution Circuit | 2 | 18 | 20230218 | 1988347 | Sus | N | Vegetation¦Treefellintoline¦ConductorOverhead¦Normal
23-0031807 | Unknown Cause | Patrol - found nothing |  |  | 2023 | Tier 2 - Elevated | Distribution Circuit | 2 | 21 | 20230221 | 1990402 | Sus | N | UnknownCause¦Patrolfoundnothing¦¦
23-0032817 | Unknown Cause | Patrol - found nothing |  |  | 2023 | Tier 2 - Elevated | Distribution Circuit | 2 | 22 | 20230222 | 1998535 | Sus | N | UnknownCause¦Patrolfoundnothing¦¦
23-0033470 | Unknown Cause | Patrol - found nothing |  |  | 2023 | Tier 2 - Elevated | Distribution Circuit | 2 | 23 | 20230223 | 2000664 | Sus | N | UnknownCause¦Patrolfoundnothing¦¦
23-0035413 | Vegetation | Tree - fell into line | Conductor, Overhead | Normal | 2023 | Tier 2 - Elevated | Distribution Circuit | 2 | 25 | 20230225 | 2009038 | Sus | N | Vegetation¦Treefellintoline¦ConductorOverhead¦Normal
23-0036281 | Equipment Failure/Involved | Overhead | Transformer (OH) | Failed/Faulted | 2023 | Tier 2 - Extreme | Transformer only | 2 | 27 | 20230227 | 2011238 | Sus | N | EquipmentFailureInvolved¦Overhead¦Transformer(OH)¦FailedFaulted
23-0038673 | Vegetation | Tree - grew into line | Conductor, Overhead | Normal | 2023 | Tier 2 - Extreme | Distribution Circuit | 3 | 2 | 20230302 | 2019631 | Sus | N | Vegetation¦Treegrewintoline¦ConductorOverhead¦Normal
23-0038941 | Vegetation | Tree - fell into line | Conductor, Overhead | Together | 2023 | Tier 2 - Extreme | Distribution Circuit | 3 | 2 | 20230302 | 2020082 | Sus | N | Vegetation¦Treefellintoline¦ConductorOverhead¦Together
23-0039642 | Unknown Cause | Patrol - found nothing |  |  | 2023 | Tier 2 - Extreme | Distribution Circuit | 3 | 3 | 20230303 | 2021446 | Sus | N | UnknownCause¦Patrolfoundnothing¦¦
23-0042448 | Unknown Cause | Patrol - found nothing |  |  | 2023 | Tier 2 - Elevated | Distribution Circuit | 3 | 9 | 20230309 | 2028201 | Sus | N | UnknownCause¦Patrolfoundnothing¦¦
23-0042459 | Unknown Cause | Patrol - found nothing |  |  | 2023 | Tier 2 - Extreme | Distribution Circuit | 3 | 9 | 20230309 | 2028909 | Sus | N | UnknownCause¦Patrolfoundnothing¦¦
23-0042856 | Vegetation | Tree - fell into line | Conductor, Overhead | Broken, wire on ground | 2023 | Tier 2 - Elevated | Distribution Circuit | 3 | 10 | 20230310 | 2029965 | Sus | N | Vegetation¦Treefellintoline¦ConductorOverhead¦Brokenwireonground
23-0042937 | Vegetation | Tree - fell into line | Conductor, Overhead | Broken, wire on ground | 2023 | Tier 2 - Extreme | Distribution Circuit | 3 | 10 | 20230310 | 2030396 | Sus | N | Vegetation¦Treefellintoline¦ConductorOverhead¦Brokenwireonground
23-0043037 | Vegetation | Tree - fell into line | Conductor, Overhead | Broken, wire on ground | 2023 | Tier 2 - Extreme | Distribution Circuit | 3 | 10 | 20230310 | 2030404 | Sus | N | Vegetation¦Treefellintoline¦ConductorOverhead¦Brokenwireonground
23-0043303 | Vegetation | Tree - fell into line | Conductor, Overhead | Bent or Twisted | 2023 | Tier 2 - Elevated | Distribution Circuit | 3 | 10 | 20230310 | 2031601 | Sus | N | Vegetation¦Treefellintoline¦ConductorOverhead¦BentorTwisted
23-0043507 | Vegetation | Tree - fell into line | Conductor, Overhead | Normal | 2023 | Tier 2 - Elevated | Distribution Circuit | 3 | 11 | 20230311 | 2032426 | Sus | N | Vegetation¦Treefellintoline¦ConductorOverhead¦Normal
23-0044000 | Equipment Failure/Involved | Electrical Overload | Transformer | Leaking | 2023 | Tier 2 - Extreme | Transformer only | 3 | 13 | 20230313 | 2033857 | Sus | N | EquipmentFailureInvolved¦ElectricalOverload¦Transformer¦Leaking
23-0044984 | Unknown Cause | Patrol - not conducted |  |  | 2023 | Tier 2 - Elevated | Distribution Circuit | 3 | 14 | 20230314 | 2038068 | Sus | N | UnknownCause¦Patrolnotconducted¦¦
23-0047191 | Unknown Cause | Patrol - found nothing |  |  | 2023 | Tier 2 - Elevated | Distribution Circuit | 3 | 16 | 20230316 | 2048217 | Sus | N | UnknownCause¦Patrolfoundnothing¦¦
23-0047751 | Unknown Cause | Patrol - found nothing |  |  | 2023 | Tier 2 - Elevated | Distribution Circuit | 3 | 17 | 20230317 | 2049535 | Sus | N | UnknownCause¦Patrolfoundnothing¦¦
23-0047015 | Equipment Failure/Involved | Overhead | Pole-Wood | Broken | 2023 | Tier 2 - Elevated | Distribution Circuit | 3 | 17 | 20230317 | 2049766 | Sus | N | EquipmentFailureInvolved¦Overhead¦PoleWood¦Broken
23-0048335 | Equipment Failure/Involved | Overhead | Conductor, Overhead | Broken | 2023 | Tier 2 - Extreme | Distribution Circuit | 3 | 18 | 20230318 | 2051331 | Sus | N | EquipmentFailureInvolved¦Overhead¦ConductorOverhead¦Broken
23-0048550 | Vegetation | Tree - branch fell on line | Conductor, Overhead | Normal | 2023 | Tier 2 - Elevated | Distribution Circuit | 3 | 19 | 20230319 | 2052323 | Sus | N | Vegetation¦Treebranchfellonline¦ConductorOverhead¦Normal
23-0048598 | Vegetation | Tree - branch fell on line | Conductor, Overhead | Normal | 2023 | Tier 2 - Elevated | Distribution Circuit | 3 | 20 | 20230320 | 2052531 | Sus | N | Vegetation¦Treebranchfellonline¦ConductorOverhead¦Normal
23-0049059 | Equipment Failure/Involved | Overhead | Transformer | Failed/Faulted | 2023 | Tier 2 - Elevated | Transformer only | 3 | 21 | 20230321 | 2053503 | Sus | N | EquipmentFailureInvolved¦Overhead¦Transformer¦FailedFaulted
23-0050255 | Unknown Cause | Patrol - found nothing |  |  | 2023 | Tier 2 - Elevated | Distribution Circuit | 3 | 21 | 20230321 | 2056071 | Sus | N | UnknownCause¦Patrolfoundnothing¦¦
23-0049667 | Vegetation | Tree - branch fell on line | Conductor, Overhead | Normal | 2023 | Tier 2 - Elevated | Distribution Circuit | 3 | 21 | 20230321 | 2056606 | Sus | N | Vegetation¦Treebranchfellonline¦ConductorOverhead¦Normal
23-0049716 | Unknown Cause | Patrol - found nothing |  |  | 2023 | Tier 2 - Elevated | Distribution Circuit | 3 | 21 | 20230321 | 2056634 | Sus | N | UnknownCause¦Patrolfoundnothing¦¦
23-0050185 | Vegetation | Tree - grew into line | Conductor, Overhead | Normal | 2023 | Tier 2 - Elevated | Distribution Circuit | 3 | 22 | 20230322 | 2063385 | Sus | N | Vegetation¦Treegrewintoline¦ConductorOverhead¦Normal
23-0052693 | Vegetation | Tree - fell into line | Conductor, Overhead | Broken, wire on ground | 2023 | Tier 2 - Extreme | Distribution Circuit | 3 | 26 | 20230326 | 2067826 | Sus | N | Vegetation¦Treefellintoline¦ConductorOverhead¦Brokenwireonground
23-0052645 | Equipment Failure/Involved | Overhead | Switch (OH) | Broken | 2023 | Tier 2 - Extreme | Distribution Circuit | 3 | 26 | 20230326 | 2067633 | Sus | N | EquipmentFailureInvolved¦Overhead¦Switch(OH)¦Broken
23-0052703 | Equipment Failure/Involved | Overhead | Transformer (OH) | Failed/Faulted | 2023 | Tier 2 - Extreme | Transformer only | 3 | 26 | 20230326 | 2067781 | Sus | N | EquipmentFailureInvolved¦Overhead¦Transformer(OH)¦FailedFaulted
23-0054205 | Equipment Failure/Involved | Overhead | Transformer (OH) | Failed/Faulted | 2023 | Tier 2 - Extreme | Transformer only | 3 | 29 | 20230329 | 2072497 | Sus | N | EquipmentFailureInvolved¦Overhead¦Transformer(OH)¦FailedFaulted
23-0054285 | Equipment Failure/Involved | Overhead | Conductor, Overhead | Broken | 2023 | Tier 2 - Extreme | Distribution Circuit | 3 | 29 | 20230329 | 2072706 | Sus | N | EquipmentFailureInvolved¦Overhead¦ConductorOverhead¦Broken
23-0055816 | Animal | Squirrel | Fuse | Normal | 2023 | Tier 2 - Elevated | Distribution Circuit | 4 | 1 | 20230401 | 2076478 | Sus | N | Animal¦Squirrel¦Fuse¦Normal
23-0056212 | Unknown Cause | Patrol - found nothing |  |  | 2023 | Tier 2 - Elevated | Distribution Circuit | 4 | 3 | 20230403 | 2077835 | Sus | N | UnknownCause¦Patrolfoundnothing¦¦
23-0056615 | Equipment Failure/Involved | Overhead | Conductor, Overhead | Deteriorated | 2023 | Tier 2 - Elevated | Distribution Circuit | 4 | 3 | 20230403 | 2078992 | Sus | N | EquipmentFailureInvolved¦Overhead¦ConductorOverhead¦Deteriorated
23-0056589 | Equipment Failure/Involved | Overhead | Conductor, Overhead | Broken, wire on ground | 2023 | Tier 2 - Elevated | Transformer only | 4 | 3 | 20230403 | 2079001 | Sus | N | EquipmentFailureInvolved¦Overhead¦ConductorOverhead¦Brokenwireonground
23-0057376 | Equipment Failure/Involved | Electrical Overload | Connector or Splice (UG) | Burned/flashed | 2023 | Tier 2 - Elevated | Transformer only | 4 | 5 | 20230405 | 2080346 | Sus | N | EquipmentFailureInvolved¦ElectricalOverload¦ConnectororSplice(UG)¦Burnedflashed
23-0057516 | Equipment Failure/Involved | Underground | Secondary | Broken | 2023 | Tier 2 - Elevated | Transformer only | 4 | 5 | 20230405 | 2080709 | Sus | N | EquipmentFailureInvolved¦Underground¦Secondary¦Broken
23-0058639 | Equipment Failure/Involved | Overhead | Fuse | Burned Open | 2023 | Tier 2 - Extreme | Distribution Circuit | 4 | 7 | 20230407 | 2082534 | Sus | N | EquipmentFailureInvolved¦Overhead¦Fuse¦BurnedOpen
23-0058844 | Vegetation | Tree - branch fell on line | Conductor, Overhead | Broken, wire on ground | 2023 | Tier 2 - Extreme | Distribution Circuit | 4 | 9 | 20230409 | 2083535 | Sus | N | Vegetation¦Treebranchfellonline¦ConductorOverhead¦Brokenwireonground
23-0060034 | Unknown Cause | Patrol - found nothing |  |  | 2023 | Tier 2 - Elevated | Distribution Circuit | 4 | 12 | 20230412 | 2086174 | Sus | N | UnknownCause¦Patrolfoundnothing¦¦
23-0061778 | Vegetation | Tree - fell into line | Conductor, Overhead | Normal | 2023 | Tier 2 - Elevated | Distribution Circuit | 4 | 17 | 20230417 | 2090702 | Sus | N | Vegetation¦Treefellintoline¦ConductorOverhead¦Normal
23-0063778 | Equipment Failure/Involved | Overhead | Secondary | Broken, wire on ground | 2023 | Tier 2 - Elevated | Transformer only | 4 | 22 | 20230422 | 2094721 | Sus | N | EquipmentFailureInvolved¦Overhead¦Secondary¦Brokenwireonground
23-0067575 | Unknown Cause | Patrol - found nothing |  |  | 2023 | Tier 2 - Elevated | Distribution Circuit | 5 | 3 | 20230503 | 2103322 | Sus | Y | UnknownCause¦Patrolfoundnothing¦¦
23-0067831 | Equipment Failure/Involved | Overhead | Transformer (OH) | Broken | 2023 | Tier 2 - Elevated | Distribution Circuit | 5 | 3 | 20230503 | 2104037 | Sus | Y | EquipmentFailureInvolved¦Overhead¦Transformer(OH)¦Broken
23-0071997 | Vegetation | Tree - fell into line | Conductor, Overhead | Broken, wire on ground | 2023 | Tier 2 - Elevated | Distribution Circuit | 5 | 15 | 20230515 | 2113094 | Sus | Y | Vegetation¦Treefellintoline¦ConductorOverhead¦Brokenwireonground
23-0073785 | Vegetation | Tree - fell into line | Conductor, Overhead | Broken, wire on ground | 2023 | Tier 2 - Elevated | Distribution Circuit | 5 | 20 | 20230520 | 2117436 | Sus | Y | Vegetation¦Treefellintoline¦ConductorOverhead¦Brokenwireonground
23-0074091 | Animal | Squirrel | Fuse | Burned Open | 2023 | Tier 2 - Elevated | Distribution Circuit | 5 | 22 | 20230522 | 2118293 | Sus | Y | Animal¦Squirrel¦Fuse¦BurnedOpen
23-0076552 | Equipment Failure/Involved | Overhead | Transformer | Failed/Faulted | 2023 | Tier 2 - Elevated | Transformer only | 5 | 29 | 20230529 | 2123369 | Sus | Y | EquipmentFailureInvolved¦Overhead¦Transformer¦FailedFaulted
23-0080488 | Equipment Failure/Involved | Overhead | Transformer | Broken | 2023 | Tier 2 - Elevated | Transformer only | 6 | 8 | 20230608 | 2132802 | Sus | Y | EquipmentFailureInvolved¦Overhead¦Transformer¦Broken
23-0080700 | Vegetation | Tree - fell into line | Conductor, Overhead | Broken | 2023 | Tier 2 - Extreme | Distribution Circuit | 6 | 9 | 20230609 | 2133235 | Sus | Y | Vegetation¦Treefellintoline¦ConductorOverhead¦Broken
23-0082542 | Unknown Cause | Patrol - found nothing |  |  | 2023 | Tier 2 - Elevated | Distribution Circuit | 6 | 15 | 20230615 | 2137383 | Sus | Y | UnknownCause¦Patrolfoundnothing¦¦
23-0083591 | Animal | Bird found | Conductor, Overhead | Together | 2023 | Tier 2 - Elevated | Distribution Circuit | 6 | 19 | 20230619 | 2140164 | Sus | Y | Animal¦Birdfound¦ConductorOverhead¦Together
23-0083750 | Animal | Squirrel | Fuse | Failed/Faulted | 2023 | Tier 2 - Elevated | Distribution Circuit | 6 | 19 | 20230619 | 2140764 | Sus | Y | Animal¦Squirrel¦Fuse¦FailedFaulted
23-0088299 | Company Initiated | Operating error | Recloser | Normal | 2023 | Tier 2 - Elevated | Distribution Circuit | 7 | 3 | 20230703 | 2152958 | Sus | Y | CompanyInitiated¦Operatingerror¦Recloser¦Normal
23-0089645 | Vegetation | Tree - fell into line | Conductor, Overhead | Broken, wire on ground | 2023 | Tier 2 - Elevated | Distribution Circuit | 7 | 7 | 20230707 | 2155940 | Sus | Y | Vegetation¦Treefellintoline¦ConductorOverhead¦Brokenwireonground
23-0090624 | Equipment Failure/Involved | Overhead | Transformer | Failed/Faulted | 2023 | Tier 2 - Elevated | Transformer only | 7 | 10 | 20230710 | 2158927 | Sus | Y | EquipmentFailureInvolved¦Overhead¦Transformer¦FailedFaulted
23-0091194 | Company Initiated | Personnel, company | Conductor, Overhead | Deteriorated | 2023 | Tier 2 - Elevated | Distribution Circuit | 7 | 12 | 20230712 | 2160613 | Sus | Y | CompanyInitiated¦Personnelcompany¦ConductorOverhead¦Deteriorated
23-0092572 | Equipment Failure/Involved | Overhead | Insulator | Broken | 2023 | Tier 2 - Elevated | Distribution Circuit | 7 | 15 | 20230715 | 2163372 | Sus | Y | EquipmentFailureInvolved¦Overhead¦Insulator¦Broken
23-0093217 | Equipment Failure/Involved | Overhead | Insulator | Broken | 2023 | Tier 2 - Elevated | Distribution Circuit | 7 | 17 | 20230717 | 2165623 | Sus | Y | EquipmentFailureInvolved¦Overhead¦Insulator¦Broken
23-0094272 | Equipment Failure/Involved | Overhead | Transformer | Failed/Faulted | 2023 | Tier 2 - Extreme | Transformer only | 7 | 18 | 20230718 | 2167317 | Sus | Y | EquipmentFailureInvolved¦Overhead¦Transformer¦FailedFaulted
23-0095540 | Vegetation | Tree - cutting, PG&E contractor | Conductor, Overhead | Normal | 2023 | Tier 2 - Elevated | Distribution Circuit | 7 | 22 | 20230722 | 2170779 | Sus | Y | Vegetation¦TreecuttingPG&Econtractor¦ConductorOverhead¦Normal
23-0097539 | Unknown Cause | Patrol - found nothing |  |  | 2023 | Tier 2 - Elevated | Distribution Circuit | 7 | 27 | 20230727 | 2175144 | Sus | Y | UnknownCause¦Patrolfoundnothing¦¦
23-0098443 | Vegetation | Tree - fell into line | Conductor, Overhead | Broken, wire on ground | 2023 | Tier 2 - Elevated | Distribution Circuit | 7 | 30 | 20230730 | 2177629 | Sus | Y | Vegetation¦Treefellintoline¦ConductorOverhead¦Brokenwireonground
23-0099310 | Unknown Cause | Patrol - not conducted |  |  | 2023 | Tier 2 - Elevated | Distribution Circuit | 8 | 1 | 20230801 | 2179797 | Sus | Y | UnknownCause¦Patrolnotconducted¦¦
23-0100508 | Equipment Failure/Involved | Overhead | Transformer (OH) | Leaking | 2023 | Tier 2 - Elevated | Transformer only | 8 | 4 | 20230804 | 2182265 | Sus | Y | EquipmentFailureInvolved¦Overhead¦Transformer(OH)¦Leaking
23-0100781 | Unknown Cause | Patrol - not conducted |  |  | 2023 | Tier 2 - Elevated | Distribution Circuit | 8 | 4 | 20230804 | 2182561 | Sus | Y | UnknownCause¦Patrolnotconducted¦¦
23-0101905 | Unknown Cause | Patrol - not conducted |  |  | 2023 | Tier 2 - Elevated | Distribution Circuit | 8 | 8 | 20230808 | 2185929 | Sus | Y | UnknownCause¦Patrolnotconducted¦¦
23-0101685 | Company Initiated | Personnel, company |  |  | 2023 | Tier 2 - Elevated | Distribution Circuit | 8 | 8 | 20230808 | 2185558 | Sus | Y | CompanyInitiated¦Personnelcompany¦¦
23-0103001 | Equipment Failure/Involved | Overhead | Crossarm, Wood | Broken | 2023 | Tier 2 - Extreme | Distribution Circuit | 8 | 10 | 20230810 | 2188276 | Sus | Y | EquipmentFailureInvolved¦Overhead¦CrossarmWood¦Broken
23-0103754 | Equipment Failure/Involved | Overhead | Connector or Splice (OH) | Broken | 2023 | Tier 2 - Elevated | Distribution Circuit | 8 | 13 | 20230813 | 2189632 | Sus | Y | EquipmentFailureInvolved¦Overhead¦ConnectororSplice(OH)¦Broken
23-0106224 | Animal | Other | Transformer (UG) | Normal | 2023 | Tier 2 - Elevated | Distribution Circuit | 8 | 18 | 20230818 | 2194816 | Sus | Y | Animal¦Other¦Transformer(UG)¦Normal
23-0106414 | Vegetation | Tree - cutting, PG&E contractor | Conductor, Overhead | Broken | 2023 | Tier 2 - Elevated | Distribution Circuit | 8 | 19 | 20230819 | 2195787 | Sus | Y | Vegetation¦TreecuttingPG&Econtractor¦ConductorOverhead¦Broken
23-0107210 | Unknown Cause | Patrol - found nothing |  |  | 2023 | Tier 2 - Extreme | Transformer only | 8 | 21 | 20230821 | 2198290 | Sus | Y | UnknownCause¦Patrolfoundnothing¦¦
23-0108023 | Vegetation | Tree - fell into line | Conductor, Overhead | Together | 2023 | Tier 2 - Elevated | Distribution Circuit | 8 | 23 | 20230823 | 2200082 | Sus | Y | Vegetation¦Treefellintoline¦ConductorOverhead¦Together
23-0108736 | Equipment Failure/Involved | Overhead | Connector or Splice (OH) | Deteriorated | 2023 | Tier 2 - Elevated | Distribution Circuit | 8 | 24 | 20230824 | 2201430 | Sus | Y | EquipmentFailureInvolved¦Overhead¦ConnectororSplice(OH)¦Deteriorated
23-0115844 | Equipment Failure/Involved | Overhead | Fuse | Broken | 2023 | Tier 2 - Extreme | Transformer only | 9 | 13 | 20230913 | 2217254 | Sus | Y | EquipmentFailureInvolved¦Overhead¦Fuse¦Broken
23-0116301 | Vegetation | Tree - grew into line | Conductor, Overhead | Normal | 2023 | Tier 2 - Elevated | Distribution Circuit | 9 | 13 | 20230913 | 2218229 | Sus | Y | Vegetation¦Treegrewintoline¦ConductorOverhead¦Normal
23-0117496 | Unknown Cause | Patrol - found nothing |  |  | 2023 | Tier 2 - Elevated | Distribution Circuit | 9 | 16 | 20230916 | 2220770 | Sus | Y | UnknownCause¦Patrolfoundnothing¦¦
23-0117889 | Equipment Failure/Involved | Underground | Transformer (UG) | Leaking | 2023 | Tier 2 - Elevated | Distribution Circuit | 9 | 18 | 20230918 | 2221836 | Sus | Y | EquipmentFailureInvolved¦Underground¦Transformer(UG)¦Leaking
23-0117904 | Equipment Failure/Involved | Underground | Transformer (UG) | Leaking | 2023 | Tier 2 - Elevated | Distribution Circuit | 9 | 18 | 20230918 | 2221895 | Sus | Y | EquipmentFailureInvolved¦Underground¦Transformer(UG)¦Leaking
23-0117902 | Equipment Failure/Involved | Underground | Transformer (UG) | Leaking | 2023 | Tier 2 - Elevated | Distribution Circuit | 9 | 18 | 20230918 | 2221963 | Sus | Y | EquipmentFailureInvolved¦Underground¦Transformer(UG)¦Leaking
23-0119423 | Equipment Failure/Involved | Overhead | Connector or Splice (OH) | Deteriorated | 2023 | Tier 2 - Elevated | Transformer only | 9 | 21 | 20230921 | 2224210 | Sus | Y | EquipmentFailureInvolved¦Overhead¦ConnectororSplice(OH)¦Deteriorated
23-0119433 | Equipment Failure/Involved | Overhead | Connector or Splice (OH) | Deteriorated | 2023 | Tier 2 - Elevated | Transformer only | 9 | 21 | 20230921 | 2224213 | Sus | Y | EquipmentFailureInvolved¦Overhead¦ConnectororSplice(OH)¦Deteriorated
23-0120097 | Equipment Failure/Involved | Underground | Transformer (UG) | Leaking | 2023 | Tier 2 - Elevated | Distribution Circuit | 9 | 23 | 20230923 | 2225737 | Sus | Y | EquipmentFailureInvolved¦Underground¦Transformer(UG)¦Leaking
23-0122122 | Unknown Cause | Patrol - found nothing |  |  | 2023 | Tier 2 - Elevated | Distribution Circuit | 9 | 28 | 20230928 | 2229572 | Sus | Y | UnknownCause¦Patrolfoundnothing¦¦
23-0123402 | Vegetation | Tree - branch fell on line | Conductor, Overhead | Broken | 2023 | Tier 2 - Elevated | Distribution Circuit | 10 | 2 | 20231002 | 2232858 | Sus | Y | Vegetation¦Treebranchfellonline¦ConductorOverhead¦Broken
23-0125666 | Animal | Squirrel | Conductor, Overhead | Together | 2023 | Tier 2 - Elevated | Distribution Circuit | 10 | 7 | 20231007 | 2237238 | Sus | Y | Animal¦Squirrel¦ConductorOverhead¦Together
23-0128139 | Vegetation | Tree - bark fell into line | Conductor, Overhead | Normal | 2023 | Tier 2 - Extreme | Distribution Circuit | 10 | 13 | 20231013 | 2242776 | Sus | Y | Vegetation¦Treebarkfellintoline¦ConductorOverhead¦Normal
23-0128824 | Vegetation | Tree - fell into line | Crossarm, Wood | Broken, wire on ground | 2023 | Tier 2 - Elevated | Distribution Circuit | 10 | 16 | 20231016 | 2244651 | Sus | Y | Vegetation¦Treefellintoline¦CrossarmWood¦Brokenwireonground
23-0129011 | Unknown Cause | Patrol - found nothing |  |  | 2023 | Tier 2 - Elevated | Distribution Circuit | 10 | 17 | 20231017 | 2244958 | Sus | Y | UnknownCause¦Patrolfoundnothing¦¦
23-0131134 | Equipment Failure/Involved | Overhead | Fuse | Broken | 2023 | Tier 2 - Elevated | Transformer only | 10 | 23 | 20231023 | 2249415 | Sus | Y | EquipmentFailureInvolved¦Overhead¦Fuse¦Broken
23-0132055 | Unknown Cause | Patrol - found nothing |  |  | 2023 | Tier 2 - Elevated | Distribution Circuit | 10 | 24 | 20231024 | 2251003 | Sus | Y | UnknownCause¦Patrolfoundnothing¦¦
23-0132726 | Unknown Cause | Patrol - found nothing |  |  | 2023 | Tier 2 - Extreme | Distribution Circuit | 10 | 26 | 20231026 | 2252027 | Sus | Y | UnknownCause¦Patrolfoundnothing¦¦
23-0133646 | Vegetation | Tree - branch fell on line | Conductor, Overhead | Normal | 2023 | Tier 2 - Extreme | Distribution Circuit | 10 | 29 | 20231029 | 2254557 | Sus | Y | Vegetation¦Treebranchfellonline¦ConductorOverhead¦Normal
23-0133695 | Equipment Failure/Involved | Overhead | Fuse | Broken | 2023 | Tier 2 - Extreme | Distribution Circuit | 10 | 29 | 20231029 | 2254796 | Sus | Y | EquipmentFailureInvolved¦Overhead¦Fuse¦Broken
23-0129298 | Company Initiated | Personnel, company | Jumper | Normal | 2023 | Tier 2 - Elevated | Distribution Circuit | 10 | 31 | 20231031 | 2256910 | Sus | Y | CompanyInitiated¦Personnelcompany¦Jumper¦Normal
23-0134962 | Unknown Cause | Patrol - found nothing |  |  | 2023 | Tier 2 - Elevated | Distribution Circuit | 11 | 7 | 20231107 | 2262966 | Sus | Y | UnknownCause¦Patrolfoundnothing¦¦
23-0136878 | Equipment Failure/Involved | Overhead | Cutout, fuse holder | Broken | 2023 | Tier 2 - Elevated | Transformer only | 11 | 7 | 20231107 | 2263158 | Sus | Y | EquipmentFailureInvolved¦Overhead¦Cutoutfuseholder¦Broken
23-0137297 | Equipment Failure/Involved | Underground | Transformer (UG) | Deteriorated | 2023 | Tier 2 - Elevated | Distribution Circuit | 11 | 8 | 20231108 | 2264634 | Sus | Y | EquipmentFailureInvolved¦Underground¦Transformer(UG)¦Deteriorated
23-0137310 | Equipment Failure/Involved | Underground | Transformer (UG) | Broken | 2023 | Tier 2 - Elevated | Distribution Circuit | 11 | 9 | 20231109 | 2264662 | Sus | Y | EquipmentFailureInvolved¦Underground¦Transformer(UG)¦Broken
23-0138544 | Vegetation | Tree - grew into line | Conductor, Overhead | Normal | 2023 | Tier 2 - Extreme | Distribution Circuit | 11 | 13 | 20231113 | 2267946 | Sus | Y | Vegetation¦Treegrewintoline¦ConductorOverhead¦Normal
23-0138573 | Company Initiated | Personnel, company | Conductor, Overhead | Normal | 2023 | Tier 2 - Elevated | Distribution Circuit | 11 | 13 | 20231113 | 2268148 | Sus | Y | CompanyInitiated¦Personnelcompany¦ConductorOverhead¦Normal
23-0140770 | Unknown Cause | Patrol - not conducted |  |  | 2023 | Tier 2 - Elevated | Distribution Circuit | 11 | 18 | 20231118 | 2272084 | Sus | Y | UnknownCause¦Patrolnotconducted¦¦
23-0140853 | Unknown Cause | Patrol - not conducted |  |  | 2023 | Tier 2 - Elevated | Distribution Circuit | 11 | 18 | 20231118 | 2272473 | Sus | Y | UnknownCause¦Patrolnotconducted¦¦
23-0141022 | Vegetation | Tree - fell into line | Conductor, Overhead | Broken, wire on ground | 2023 | Tier 2 - Elevated | Distribution Circuit | 11 | 18 | 20231118 | 2273326 | Sus | Y | Vegetation¦Treefellintoline¦ConductorOverhead¦Brokenwireonground
23-0141142 | Vegetation | Other ground vegetation | Transformer | Normal | 2023 | Tier 2 - Elevated | Transformer only | 11 | 19 | 20231119 | 2273657 | Sus | Y | Vegetation¦Othergroundvegetation¦Transformer¦Normal
23-0143105 | Equipment Failure/Involved | Underground | Switch (UG) | Broken | 2023 | Tier 2 - Elevated | Distribution Circuit | 11 | 27 | 20231127 | 2278487 | Sus | Y | EquipmentFailureInvolved¦Underground¦Switch(UG)¦Broken
23-0143105 | Company Initiated | Return Circuit Normal | Conductor, Underground | Normal | 2023 | Tier 2 - Elevated | Distribution Circuit | 11 | 28 | 20231128 | 2278517 | Sus | Y | CompanyInitiated¦ReturnCircuitNormal¦ConductorUnderground¦Normal
23-0144895 | Unknown Cause | Patrol - found nothing |  |  | 2023 | Tier 2 - Elevated | Distribution Circuit | 12 | 2 | 20231202 | 2281998 | Sus | N | UnknownCause¦Patrolfoundnothing¦¦
23-0146348 | Unknown Cause | Patrol - found nothing |  |  | 2023 | Tier 2 - Extreme | Transformer only | 12 | 7 | 20231207 | 2286492 | Sus | N | UnknownCause¦Patrolfoundnothing¦¦
23-0147516 | Unknown Cause | Patrol - found nothing |  |  | 2023 | Tier 2 - Elevated | Distribution Circuit | 12 | 14 | 20231214 | 2292173 | Sus | N | UnknownCause¦Patrolfoundnothing¦¦
23-0147893 | Company Initiated | Improper Construction | Conductor, Overhead | Together | 2023 | Tier 2 - Elevated | Distribution Circuit | 12 | 18 | 20231218 | 2294300 | Sus | N | CompanyInitiated¦ImproperConstruction¦ConductorOverhead¦Together
23-0147895 | Unknown Cause | Patrol - found nothing |  |  | 2023 | Tier 2 - Elevated | Distribution Circuit | 12 | 18 | 20231218 | 2294352 | Sus | N | UnknownCause¦Patrolfoundnothing¦¦
23-0148589 | Equipment Failure/Involved | Overhead | Connector or Splice (OH) | Broken | 2023 | Tier 2 - Elevated | Transformer only | 12 | 22 | 20231222 | 2298128 | Sus | N | EquipmentFailureInvolved¦Overhead¦ConnectororSplice(OH)¦Broken
23-0148746 | Equipment Failure/Involved | Underground | Service conductor | Deteriorated | 2023 | Tier 2 - Elevated | Transformer only | 12 | 24 | 20231224 | 2299072 | Sus | N | EquipmentFailureInvolved¦Underground¦Serviceconductor¦Deteriorated
23-0149471 | Vegetation | Tree - branch fell on line | Conductor, Overhead | Normal | 2023 | Tier 2 - Elevated | Distribution Circuit | 12 | 31 | 20231231 | 2303127 | Sus | N | Vegetation¦Treebranchfellonline¦ConductorOverhead¦Normal
23-0007542 | Vegetation | Tree - branch fell on line | Conductor, Overhead | Broken, wire on ground | 2023 | Tier 2 - Elevated | Distribution Circuit | 1 | 5 | 20230105 | 1920285 | Sus | N | Vegetation¦Treebranchfellonline¦ConductorOverhead¦Brokenwireonground
23-0010708 | Vegetation | Tree - fell into line | Conductor, Overhead | Together | 2023 | Tier 2 - Elevated | Distribution Circuit | 1 | 9 | 20230109 | 1935294 | Sus | N | Vegetation¦Treefellintoline¦ConductorOverhead¦Together
23-0022794 | Vegetation | Tree - fell into line | Conductor, Overhead | Normal | 2023 | Tier 2 - Elevated | Distribution Circuit | 1 | 29 | 20230129 | 1971290 | Sus | N | Vegetation¦Treefellintoline¦ConductorOverhead¦Normal
23-0022859 | Equipment Failure/Involved | Overhead | Pole-Wood | Broken | 2023 | Tier 2 - Elevated | Distribution Circuit | 1 | 30 | 20230130 | 1971638 | Sus | N | EquipmentFailureInvolved¦Overhead¦PoleWood¦Broken
23-0023025 | Equipment Failure/Involved | Overhead | Pole-Wood | Deteriorated | 2023 | Tier 2 - Elevated | Distribution Circuit | 1 | 30 | 20230130 | 1971988 | Sus | N | EquipmentFailureInvolved¦Overhead¦PoleWood¦Deteriorated
23-0025253 | Unknown Cause | Patrol - found nothing |  |  | 2023 | Tier 2 - Elevated | Distribution Circuit | 2 | 4 | 20230204 | 1976775 | Sus | N | UnknownCause¦Patrolfoundnothing¦¦
23-0026232 | Unknown Cause | Patrol - found nothing |  |  | 2023 | Tier 2 - Extreme | Distribution Circuit | 2 | 7 | 20230207 | 1978958 | Sus | N | UnknownCause¦Patrolfoundnothing¦¦
23-0026913 | Equipment Failure/Involved | Underground | Elbow | Burned/flashed | 2023 | Tier 2 - Elevated | Distribution Circuit | 2 | 9 | 20230209 | 1980453 | Sus | N | EquipmentFailureInvolved¦Underground¦Elbow¦Burnedflashed
23-0030796 | Unknown Cause | Patrol - found nothing |  |  | 2023 | Tier 2 - Elevated | Distribution Circuit | 2 | 21 | 20230221 | 1989734 | Sus | N | UnknownCause¦Patrolfoundnothing¦¦
23-0032278 | Vegetation | Tree - fell into line | Conductor, Overhead | Normal | 2023 | Tier 2 - Elevated | Distribution Circuit | 2 | 22 | 20230222 | 1996488 | Sus | N | Vegetation¦Treefellintoline¦ConductorOverhead¦Normal
23-0033806 | Unknown Cause | Patrol - found nothing |  |  | 2023 | Tier 2 - Elevated | Distribution Circuit | 2 | 24 | 20230224 | 2001272 | Sus | N | UnknownCause¦Patrolfoundnothing¦¦
23-0035573 | Unknown Cause | Patrol - found nothing |  |  | 2023 | Tier 2 - Elevated | Distribution Circuit | 2 | 25 | 20230225 | 2009461 | Sus | N | UnknownCause¦Patrolfoundnothing¦¦
23-0035629 | Unknown Cause | Patrol - found nothing |  |  | 2023 | Tier 2 - Elevated | Distribution Circuit | 2 | 25 | 20230225 | 2009532 | Sus | N | UnknownCause¦Patrolfoundnothing¦¦
23-0042869 | Vegetation | Tree - fell into line | Conductor, Overhead | Broken, wire on ground | 2023 | Tier 2 - Elevated | Distribution Circuit | 3 | 10 | 20230310 | 2029840 | Sus | N | Vegetation¦Treefellintoline¦ConductorOverhead¦Brokenwireonground
23-0042797 | Unknown Cause | Patrol - not conducted |  |  | 2023 | Tier 2 - Elevated | Distribution Circuit | 3 | 10 | 20230310 | 2030375 | Sus | N | UnknownCause¦Patrolnotconducted¦¦
23-0045373 | Unknown Cause | Patrol - not conducted |  |  | 2023 | Tier 2 - Elevated | Distribution Circuit | 3 | 14 | 20230314 | 2041150 | Sus | N | UnknownCause¦Patrolnotconducted¦¦
23-0045528 | Vegetation | Tree - fell into line | Conductor, Overhead | Normal | 2023 | Tier 2 - Elevated | Distribution Circuit | 3 | 14 | 20230314 | 2043160 | Sus | N | Vegetation¦Treefellintoline¦ConductorOverhead¦Normal
23-0045549 | Vegetation | Tree - fell into line | Conductor, Overhead | Broken, wire on ground | 2023 | Tier 2 - Extreme | Distribution Circuit | 3 | 14 | 20230314 | 2042432 | Sus | N | Vegetation¦Treefellintoline¦ConductorOverhead¦Brokenwireonground
23-0047314 | Unknown Cause | Patrol - not conducted |  |  | 2023 | Tier 2 - Elevated | Transformer only | 3 | 16 | 20230316 | 2049259 | Sus | N | UnknownCause¦Patrolnotconducted¦¦
23-0051206 | Unknown Cause | Patrol - found nothing |  |  | 2023 | Tier 2 - Elevated | Distribution Circuit | 3 | 23 | 20230323 | 2064112 | Sus | N | UnknownCause¦Patrolfoundnothing¦¦
23-0052686 | Equipment Failure/Involved | Electrical Overload | Transformer | Failed/Faulted | 2023 | Tier 2 - Elevated | Transformer only | 3 | 26 | 20230326 | 2067754 | Sus | N | EquipmentFailureInvolved¦ElectricalOverload¦Transformer¦FailedFaulted
23-0053296 | Vegetation | Tree - fell into line | Pole-Wood | Broken, wire on ground | 2023 | Tier 2 - Elevated | Distribution Circuit | 3 | 28 | 20230328 | 2069735 | Sus | N | Vegetation¦Treefellintoline¦PoleWood¦Brokenwireonground
23-0053375 | Equipment Failure/Involved | Overhead | Pole-Wood | Broken, wire on ground | 2023 | Tier 2 - Elevated | Distribution Circuit | 3 | 28 | 20230328 | 2069669 | Sus | N | EquipmentFailureInvolved¦Overhead¦PoleWood¦Brokenwireonground
23-0053545 | Unknown Cause | Patrol - found nothing |  |  | 2023 | Tier 2 - Elevated | Distribution Circuit | 3 | 28 | 20230328 | 2070026 | Sus | N | UnknownCause¦Patrolfoundnothing¦¦
23-0053458 | Equipment Failure/Involved | Overhead | Conductor, Overhead | Together | 2023 | Tier 2 - Elevated | Distribution Circuit | 3 | 28 | 20230328 | 2070292 | Sus | N | EquipmentFailureInvolved¦Overhead¦ConductorOverhead¦Together
23-0054982 | Environmental/External | Flood/Erosion | Pole-Wood | Broken | 2023 | Tier 2 - Elevated | Distribution Circuit | 3 | 30 | 20230330 | 2074381 | Sus | N | EnvironmentalExternal¦FloodErosion¦PoleWood¦Broken
23-0058902 | Vegetation | Tree - fell into line | Conductor, Overhead | Together | 2023 | Tier 2 - Elevated | Distribution Circuit | 4 | 9 | 20230409 | 2083894 | Sus | N | Vegetation¦Treefellintoline¦ConductorOverhead¦Together
23-0060991 | Unknown Cause | Patrol - found nothing |  |  | 2023 | Tier 2 - Elevated | Distribution Circuit | 4 | 14 | 20230414 | 2088244 | Sus | N | UnknownCause¦Patrolfoundnothing¦¦
23-0061819 | Unknown Cause | Patrol - found nothing |  |  | 2023 | Tier 2 - Elevated | Distribution Circuit | 4 | 17 | 20230417 | 2090766 | Sus | N | UnknownCause¦Patrolfoundnothing¦¦
23-0069366 | Equipment Failure/Involved | Overhead | Transformer (OH) | Failed/Faulted | 2023 | Tier 2 - Elevated | Transformer only | 5 | 7 | 20230507 | 2106995 | Sus | Y | EquipmentFailureInvolved¦Overhead¦Transformer(OH)¦FailedFaulted
23-0073704 | Equipment Failure/Involved | Overhead | Pole-Wood | Broken | 2023 | Tier 2 - Elevated | Distribution Circuit | 5 | 19 | 20230519 | 2117225 | Sus | Y | EquipmentFailureInvolved¦Overhead¦PoleWood¦Broken
23-0076900 | Environmental/External | Fire, Forest/Grass | Conductor, Overhead | Normal | 2023 | Tier 2 - Elevated | Distribution Circuit | 5 | 30 | 20230530 | 2124169 | Sus | Y | EnvironmentalExternal¦FireForestGrass¦ConductorOverhead¦Normal
23-0080113 | Equipment Failure/Involved | Overhead | Connector or Splice (OH) | Broken | 2023 | Tier 2 - Elevated | Transformer only | 6 | 7 | 20230607 | 2132214 | Sus | Y | EquipmentFailureInvolved¦Overhead¦ConnectororSplice(OH)¦Broken
23-0082645 | Equipment Failure/Involved | Electrical Overload | Insulator | Broken | 2023 | Tier 2 - Elevated | Distribution Circuit | 6 | 15 | 20230615 | 2137579 | Sus | Y | EquipmentFailureInvolved¦ElectricalOverload¦Insulator¦Broken
23-0083474 | Equipment Failure/Involved | Overhead | Pole-Wood | Broken | 2023 | Tier 2 - Elevated | Distribution Circuit | 6 | 18 | 20230618 | 2139683 | Sus | Y | EquipmentFailureInvolved¦Overhead¦PoleWood¦Broken
23-0084077 | Unknown Cause | Patrol - found nothing |  |  | 2023 | Tier 2 - Elevated | Distribution Circuit | 6 | 21 | 20230621 | 2141854 | Sus | Y | UnknownCause¦Patrolfoundnothing¦¦
23-0088143 | Equipment Failure/Involved | Overhead | Transformer (OH) | Failed/Faulted | 2023 | Tier 2 - Elevated | Distribution Circuit | 7 | 2 | 20230702 | 2151888 | Sus | Y | EquipmentFailureInvolved¦Overhead¦Transformer(OH)¦FailedFaulted
23-0088143 | Equipment Failure/Involved | Overhead | Transformer | Failed/Faulted | 2023 | Tier 2 - Elevated | Transformer only | 7 | 2 | 20230702 | 2152216 | Sus | Y | EquipmentFailureInvolved¦Overhead¦Transformer¦FailedFaulted
23-0088151 | Equipment Failure/Involved | Overhead | Service conductor | Failed/Faulted | 2023 | Tier 2 - Extreme | Transformer only | 7 | 2 | 20230702 | 2152017 | Sus | Y | EquipmentFailureInvolved¦Overhead¦Serviceconductor¦FailedFaulted
23-0089636 | Equipment Failure/Involved | Overhead | Fuse | Normal | 2023 | Tier 2 - Elevated | Distribution Circuit | 7 | 7 | 20230707 | 2156421 | Sus | Y | EquipmentFailureInvolved¦Overhead¦Fuse¦Normal
23-0091098 | Equipment Failure/Involved | Overhead | Crossarm, Wood | Broken | 2023 | Tier 2 - Elevated | Distribution Circuit | 7 | 12 | 20230712 | 2160363 | Sus | Y | EquipmentFailureInvolved¦Overhead¦CrossarmWood¦Broken
23-0091592 | Unknown Cause | Patrol - found nothing |  |  | 2023 | Tier 2 - Elevated | Distribution Circuit | 7 | 13 | 20230713 | 2161292 | Sus | Y | UnknownCause¦Patrolfoundnothing¦¦
23-0092827 | Unknown Cause | Patrol - found nothing |  |  | 2023 | Tier 2 - Elevated | Distribution Circuit | 7 | 16 | 20230716 | 2164207 | Sus | Y | UnknownCause¦Patrolfoundnothing¦¦
23-0095081 | Animal | Bird found | Conductor, Overhead | Normal | 2023 | Tier 2 - Elevated | Distribution Circuit | 7 | 21 | 20230721 | 2169726 | Sus | Y | Animal¦Birdfound¦ConductorOverhead¦Normal
23-0096713 | 3rd Party | Vehicle | Conductor, Overhead | Broken, wire on ground | 2023 | Tier 2 - Elevated | Distribution Circuit | 7 | 25 | 20230725 | 2173730 | Sus | Y | 3rdParty¦Vehicle¦ConductorOverhead¦Brokenwireonground
23-0097370 | Unknown Cause | Patrol - found nothing |  |  | 2023 | Tier 2 - Elevated | Distribution Circuit | 7 | 27 | 20230727 | 2175004 | Sus | Y | UnknownCause¦Patrolfoundnothing¦¦
23-0098267 | Equipment Failure/Involved | Overhead | Transformer (OH) | Failed/Faulted | 2023 | Tier 2 - Elevated | Transformer only | 7 | 29 | 20230729 | 2176902 | Sus | Y | EquipmentFailureInvolved¦Overhead¦Transformer(OH)¦FailedFaulted
23-0098458 | Unknown Cause | Patrol - found nothing |  |  | 2023 | Tier 2 - Elevated | Distribution Circuit | 7 | 30 | 20230730 | 2177638 | Sus | Y | UnknownCause¦Patrolfoundnothing¦¦
23-0109446 | Animal | Bird found | Transformer (UG) | Normal | 2023 | Tier 2 - Elevated | Distribution Circuit | 8 | 26 | 20230826 | 2202991 | Sus | Y | Animal¦Birdfound¦Transformer(UG)¦Normal
23-0117385 | Animal | Bird found | Conductor, Overhead | Normal | 2023 | Tier 2 - Elevated | Distribution Circuit | 9 | 15 | 20230915 | 2220253 | Sus | Y | Animal¦Birdfound¦ConductorOverhead¦Normal
23-0117401 | Unknown Cause | Patrol - found nothing |  |  | 2023 | Tier 2 - Elevated | Distribution Circuit | 9 | 16 | 20230916 | 2220436 | Sus | Y | UnknownCause¦Patrolfoundnothing¦¦
23-0117460 | Unknown Cause | Patrol - found nothing |  |  | 2023 | Tier 2 - Elevated | Distribution Circuit | 9 | 16 | 20230916 | 2220453 | Sus | Y | UnknownCause¦Patrolfoundnothing¦¦
23-0123189 | Unknown Cause | Patrol - found nothing |  |  | 2023 | Tier 2 - Elevated | Distribution Circuit | 10 | 2 | 20231002 | 2232414 | Sus | Y | UnknownCause¦Patrolfoundnothing¦¦
23-0123238 | Equipment Failure/Involved | Overhead | Pole-Wood | Broken | 2023 | Tier 2 - Elevated | Distribution Circuit | 10 | 2 | 20231002 | 2232584 | Sus | Y | EquipmentFailureInvolved¦Overhead¦PoleWood¦Broken
23-0128251 | Animal | Bird found | Conductor, Overhead | Normal | 2023 | Tier 2 - Extreme | Distribution Circuit | 10 | 14 | 20231014 | 2243152 | Sus | Y | Animal¦Birdfound¦ConductorOverhead¦Normal
23-0132104 | Equipment Failure/Involved | Overhead | Pole-Wood | Deteriorated | 2023 | Tier 2 - Elevated | Distribution Circuit | 10 | 24 | 20231024 | 2251053 | Sus | Y | EquipmentFailureInvolved¦Overhead¦PoleWood¦Deteriorated
23-0133238 | Vegetation | Tree - cutting, PG&E contractor | Conductor, Overhead | Normal | 2023 | Tier 2 - Elevated | Distribution Circuit | 10 | 27 | 20231027 | 2253343 | Sus | Y | Vegetation¦TreecuttingPG&Econtractor¦ConductorOverhead¦Normal
23-0133638 | Company Initiated | Other Circuits | Recloser | Normal | 2023 | Tier 2 - Elevated | Distribution Circuit | 10 | 28 | 20231028 | 2254523 | Sus | Y | CompanyInitiated¦OtherCircuits¦Recloser¦Normal
23-0142586 | Animal | Other | Conductor, Overhead | Normal | 2023 | Tier 2 - Elevated | Distribution Circuit | 11 | 24 | 20231124 | 2276342 | Sus | Y | Animal¦Other¦ConductorOverhead¦Normal
23-0142731 | Animal | Squirrel | Conductor, Overhead | Normal | 2023 | Tier 2 - Elevated | Distribution Circuit | 11 | 25 | 20231125 | 2276825 | Sus | Y | Animal¦Squirrel¦ConductorOverhead¦Normal
23-0145864 | Equipment Failure/Involved | Overhead | Pole-Wood | Broken | 2023 | Tier 2 - Elevated | Distribution Circuit | 12 | 6 | 20231206 | 2285160 | Sus | N | EquipmentFailureInvolved¦Overhead¦PoleWood¦Broken
23-0146840 | Equipment Failure/Involved | Overhead | Transformer (OH) | Deteriorated | 2023 | Tier 2 - Elevated | Distribution Circuit | 12 | 11 | 20231211 | 2288768 | Sus | N | EquipmentFailureInvolved¦Overhead¦Transformer(OH)¦Deteriorated
23-0052792 | Equipment Failure/Involved | Overhead | Conductor, Overhead | Broken, wire on ground | 2023 | Tier 2 - Elevated | Distribution Circuit | 12 | 11 | 20231211 | 2289540 | Sus | N | EquipmentFailureInvolved¦Overhead¦ConductorOverhead¦Brokenwireonground
23-0147220 | Equipment Failure/Involved | Overhead | Conductor, Overhead | Broken, wire on ground | 2023 | Tier 2 - Elevated | Distribution Circuit | 12 | 13 | 20231213 | 2290746 | Sus | N | EquipmentFailureInvolved¦Overhead¦ConductorOverhead¦Brokenwireonground
23-0148120 | Unknown Cause | Patrol - not conducted |  |  | 2023 | Tier 2 - Elevated | Distribution Circuit | 12 | 19 | 20231219 | 2295687 | Sus | N | UnknownCause¦Patrolnotconducted¦¦
23-0148459 | Unknown Cause | Patrol - found nothing |  |  | 2023 | Tier 2 - Elevated | Distribution Circuit | 12 | 21 | 20231221 | 2297440 | Sus | N | UnknownCause¦Patrolfoundnothing¦¦
23-0148752 | Equipment Failure/Involved | Overhead | Secondary | Broken | 2023 | Tier 2 - Elevated | Transformer only | 12 | 24 | 20231224 | 2299138 | Sus | N | EquipmentFailureInvolved¦Overhead¦Secondary¦Broken
23-0149487 | Animal | Other | Transformer (OH) | Broken | 2023 | Tier 2 - Elevated | Transformer only | 12 | 31 | 20231231 | 2303215 | Sus | N | Animal¦Other¦Transformer(OH)¦Broken
23-0008475 | Equipment Failure/Involved | Overhead | Transformer (OH) | Failed/Faulted | 2023 | Tier 2 - Elevated | Transformer only | 1 | 6 | 20230106 | 1925263 | Sus | N | EquipmentFailureInvolved¦Overhead¦Transformer(OH)¦FailedFaulted
23-0008731 | Unknown Cause | Patrol - not conducted |  |  | 2023 | Tier 2 - Elevated | Distribution Circuit | 1 | 7 | 20230107 | 1926407 | Sus | N | UnknownCause¦Patrolnotconducted¦¦
23-0009804 | 3rd Party | Other | Conductor, Overhead | Normal | 2023 | Tier 2 - Elevated | Distribution Circuit | 1 | 8 | 20230108 | 1932170 | Sus | N | 3rdParty¦Other¦ConductorOverhead¦Normal
23-0015834 | Vegetation | Tree - fell into line | Conductor, Overhead | Bent or Twisted | 2023 | Tier 2 - Extreme | Distribution Circuit | 1 | 14 | 20230114 | 1952798 | Sus | N | Vegetation¦Treefellintoline¦ConductorOverhead¦BentorTwisted
23-0016154 | Equipment Failure/Involved | Underground | Elbow | Failed/Faulted | 2023 | Tier 2 - Elevated | Distribution Circuit | 1 | 14 | 20230114 | 1953112 | Sus | N | EquipmentFailureInvolved¦Underground¦Elbow¦FailedFaulted
23-0016855 | Vegetation | Tree - fell into line | Conductor, Overhead | Normal | 2023 | Tier 2 - Elevated | Distribution Circuit | 1 | 15 | 20230115 | 1956408 | Sus | N | Vegetation¦Treefellintoline¦ConductorOverhead¦Normal
23-0017454 | Vegetation | Tree - fell into line | Conductor, Overhead | Broken, wire on ground | 2023 | Tier 2 - Elevated | Distribution Circuit | 1 | 17 | 20230117 | 1959085 | Sus | N | Vegetation¦Treefellintoline¦ConductorOverhead¦Brokenwireonground
23-0017537 | Unknown Cause | Patrol - found nothing |  |  | 2023 | Tier 2 - Elevated | Distribution Circuit | 1 | 17 | 20230117 | 1959169 | Sus | N | UnknownCause¦Patrolfoundnothing¦¦
23-0019273 | Equipment Failure/Involved | Overhead | Pole-Wood | Broken | 2023 | Tier 2 - Elevated | Distribution Circuit | 1 | 20 | 20230120 | 1963043 | Sus | N | EquipmentFailureInvolved¦Overhead¦PoleWood¦Broken
23-0021176 | Animal | Bird found | Conductor, Overhead | Normal | 2023 | Tier 2 - Elevated | Distribution Circuit | 1 | 25 | 20230125 | 1967545 | Sus | N | Animal¦Birdfound¦ConductorOverhead¦Normal
23-0022987 | Unknown Cause | Patrol - found nothing |  |  | 2023 | Tier 2 - Elevated | Distribution Circuit | 1 | 30 | 20230130 | 1971831 | Sus | N | UnknownCause¦Patrolfoundnothing¦¦
23-0024438 | Equipment Failure/Involved | Overhead | Conductor, Overhead | Broken, wire on ground | 2023 | Tier 2 - Elevated | Distribution Circuit | 2 | 2 | 20230202 | 1974905 | Sus | N | EquipmentFailureInvolved¦Overhead¦ConductorOverhead¦Brokenwireonground
23-0027949 | Unknown Cause | Patrol - found nothing |  |  | 2023 | Tier 2 - Elevated | Distribution Circuit | 2 | 12 | 20230212 | 1983049 | Sus | N | UnknownCause¦Patrolfoundnothing¦¦
23-0041666 | Unknown Cause | Patrol - found nothing |  |  | 2023 | Tier 2 - Elevated | Distribution Circuit | 3 | 8 | 20230308 | 2026462 | Sus | N | UnknownCause¦Patrolfoundnothing¦¦
23-0043355 | Vegetation | Tree - fell into line | Conductor, Overhead | Together | 2023 | Tier 2 - Extreme | Distribution Circuit | 3 | 11 | 20230311 | 2031972 | Sus | N | Vegetation¦Treefellintoline¦ConductorOverhead¦Together
23-0043702 | Vegetation | Tree - fell into line | Conductor, Overhead | Broken, wire on ground | 2023 | Tier 2 - Extreme | Distribution Circuit | 3 | 11 | 20230311 | 2032880 | Sus | N | Vegetation¦Treefellintoline¦ConductorOverhead¦Brokenwireonground
23-0048408 | Unknown Cause | Patrol - found nothing |  |  | 2023 | Tier 2 - Elevated | Distribution Circuit | 3 | 18 | 20230318 | 2051503 | Sus | N | UnknownCause¦Patrolfoundnothing¦¦
23-0048891 | Unknown Cause | Patrol - found nothing |  |  | 2023 | Tier 2 - Extreme | Distribution Circuit | 3 | 20 | 20230320 | 2052931 | Sus | N | UnknownCause¦Patrolfoundnothing¦¦
23-0049174 | Unknown Cause | Patrol - found nothing |  |  | 2023 | Tier 2 - Elevated | Distribution Circuit | 3 | 21 | 20230321 | 2053814 | Sus | N | UnknownCause¦Patrolfoundnothing¦¦
23-0050055 | Equipment Failure/Involved | Overhead | Conductor, Overhead | Broken | 2023 | Tier 2 - Elevated | Distribution Circuit | 3 | 21 | 20230321 | 2055088 | Sus | N | EquipmentFailureInvolved¦Overhead¦ConductorOverhead¦Broken
23-0050314 | Vegetation | Tree - fell into line | Conductor, Overhead | Broken, wire on ground | 2023 | Tier 2 - Elevated | Distribution Circuit | 3 | 22 | 20230322 | 2061559 | Sus | N | Vegetation¦Treefellintoline¦ConductorOverhead¦Brokenwireonground
23-0051928 | Unknown Cause | Patrol - found nothing |  |  | 2023 | Tier 2 - Extreme | Distribution Circuit | 3 | 24 | 20230324 | 2066029 | Sus | N | UnknownCause¦Patrolfoundnothing¦¦
23-0052472 | Unknown Cause | Patrol - found nothing |  |  | 2023 | Tier 2 - Elevated | Distribution Circuit | 3 | 25 | 20230325 | 2066694 | Sus | N | UnknownCause¦Patrolfoundnothing¦¦
23-0055300 | Unknown Cause | Patrol - not conducted |  |  | 2023 | Tier 2 - Elevated | Distribution Circuit | 3 | 31 | 20230331 | 2075001 | Sus | N | UnknownCause¦Patrolnotconducted¦¦
23-0057078 | Unknown Cause | Patrol - found nothing |  |  | 2023 | Tier 2 - Elevated | Transformer only | 4 | 4 | 20230404 | 2079572 | Sus | N | UnknownCause¦Patrolfoundnothing¦¦
23-0057983 | Equipment Failure/Involved | Overhead | Transformer (OH) | Failed/Faulted | 2023 | Tier 2 - Extreme | Transformer only | 4 | 6 | 20230406 | 2081779 | Sus | N | EquipmentFailureInvolved¦Overhead¦Transformer(OH)¦FailedFaulted
23-0066386 | Unknown Cause | Patrol - found nothing |  |  | 2023 | Tier 2 - Elevated | Distribution Circuit | 4 | 30 | 20230430 | 2100388 | Sus | N | UnknownCause¦Patrolfoundnothing¦¦
23-0068596 | Unknown Cause | Patrol - found nothing |  |  | 2023 | Tier 2 - Elevated | Distribution Circuit | 5 | 5 | 20230505 | 2105194 | Sus | Y | UnknownCause¦Patrolfoundnothing¦¦
23-0069147 | Vegetation | Tree - cutting, PG&E contractor | Conductor, Overhead | Normal | 2023 | Tier 2 - Extreme | Distribution Circuit | 5 | 6 | 20230506 | 2106135 | Sus | Y | Vegetation¦TreecuttingPG&Econtractor¦ConductorOverhead¦Normal
23-0071549 | Unknown Cause | Patrol - found nothing |  |  | 2023 | Tier 2 - Elevated | Distribution Circuit | 5 | 13 | 20230513 | 2111610 | Sus | Y | UnknownCause¦Patrolfoundnothing¦¦
23-0075269 | Vegetation | Tree - fell into line | Conductor, Overhead | Normal | 2023 | Tier 2 - Extreme | Distribution Circuit | 5 | 24 | 20230524 | 2120762 | Sus | Y | Vegetation¦Treefellintoline¦ConductorOverhead¦Normal
23-0075940 | Unknown Cause | Patrol - found nothing |  |  | 2023 | Tier 2 - Elevated | Distribution Circuit | 5 | 26 | 20230526 | 2121972 | Sus | Y | UnknownCause¦Patrolfoundnothing¦¦
23-0077480 | 3rd Party | Metallic Balloon | Fuse | Normal | 2023 | Tier 2 - Elevated | Distribution Circuit | 5 | 31 | 20230531 | 2125083 | Sus | Y | 3rdParty¦MetallicBalloon¦Fuse¦Normal
23-0083257 | Equipment Failure/Involved | Underground | Secondary | Broken | 2023 | Tier 2 - Elevated | Transformer only | 6 | 16 | 20230616 | 2138748 | Sus | Y | EquipmentFailureInvolved¦Underground¦Secondary¦Broken
23-0083411 | Vegetation | Tree - branch fell on line | Conductor, Overhead | Contaminated | 2023 | Tier 2 - Elevated | Distribution Circuit | 6 | 17 | 20230617 | 2139480 | Sus | Y | Vegetation¦Treebranchfellonline¦ConductorOverhead¦Contaminated
23-0083842 | Animal | Bird found | Transformer (OH) | Normal | 2023 | Tier 2 - Extreme | Distribution Circuit | 6 | 20 | 20230620 | 2141205 | Sus | Y | Animal¦Birdfound¦Transformer(OH)¦Normal
23-0085345 | Vegetation | Tree - branch fell on line | Conductor, Overhead | Normal | 2023 | Tier 2 - Extreme | Distribution Circuit | 6 | 24 | 20230624 | 2144866 | Sus | Y | Vegetation¦Treebranchfellonline¦ConductorOverhead¦Normal
23-0086121 | 3rd Party | Other | Conductor, Overhead | Normal | 2023 | Tier 2 - Elevated | Distribution Circuit | 6 | 27 | 20230627 | 2147065 | Sus | Y | 3rdParty¦Other¦ConductorOverhead¦Normal
23-0087982 | Equipment Failure/Involved | Underground | Transformer (UG) | Broken | 2023 | Tier 2 - Elevated | Distribution Circuit | 7 | 2 | 20230702 | 2151916 | Sus | Y | EquipmentFailureInvolved¦Underground¦Transformer(UG)¦Broken
23-0088769 | Equipment Failure/Involved | Overhead | Crossarm, Wood | Deteriorated | 2023 | Tier 2 - Elevated | Transformer only | 7 | 4 | 20230704 | 2154172 | Sus | Y | EquipmentFailureInvolved¦Overhead¦CrossarmWood¦Deteriorated
23-0089670 | Animal | Bird found | Conductor, Overhead | Normal | 2023 | Tier 2 - Elevated | Distribution Circuit | 7 | 7 | 20230707 | 2155979 | Sus | Y | Animal¦Birdfound¦ConductorOverhead¦Normal
23-0092991 | Equipment Failure/Involved | Overhead | Transformer | Failed/Faulted | 2023 | Tier 2 - Elevated | Transformer only | 7 | 17 | 20230717 | 2164992 | Sus | Y | EquipmentFailureInvolved¦Overhead¦Transformer¦FailedFaulted
23-0094762 | Unknown Cause | Patrol - found nothing |  |  | 2023 | Tier 2 - Extreme | Distribution Circuit | 7 | 20 | 20230720 | 2168836 | Sus | Y | UnknownCause¦Patrolfoundnothing¦¦
23-0101503 | Equipment Failure/Involved | Overhead | Crossarm, Wood | Burned/flashed | 2023 | Tier 2 - Elevated | Distribution Circuit | 8 | 8 | 20230808 | 2185171 | Sus | Y | EquipmentFailureInvolved¦Overhead¦CrossarmWood¦Burnedflashed
23-0107458 | Equipment Failure/Involved | Overhead | Conductor, Overhead | Normal | 2023 | Tier 2 - Elevated | Distribution Circuit | 8 | 22 | 20230822 | 2199103 | Sus | Y | EquipmentFailureInvolved¦Overhead¦ConductorOverhead¦Normal
23-0108116 | Vegetation | Tree - branch fell on line | Transformer | Broken, wire on ground | 2023 | Tier 2 - Elevated | Transformer only | 8 | 23 | 20230823 | 2200083 | Sus | Y | Vegetation¦Treebranchfellonline¦Transformer¦Brokenwireonground
23-0109731 | Equipment Failure/Involved | Overhead | Pole-Wood | Deteriorated | 2023 | Tier 2 - Elevated | Distribution Circuit | 8 | 28 | 20230828 | 2203961 | Sus | Y | EquipmentFailureInvolved¦Overhead¦PoleWood¦Deteriorated
23-0111546 | Equipment Failure/Involved | Overhead | Transformer (OH) | Leaking | 2023 | Tier 2 - Elevated | Distribution Circuit | 8 | 31 | 20230831 | 2207457 | Sus | Y | EquipmentFailureInvolved¦Overhead¦Transformer(OH)¦Leaking
23-0112249 | Equipment Failure/Involved | Overhead | Transformer (OH) | Broken | 2023 | Tier 2 - Elevated | Transformer only | 9 | 3 | 20230903 | 2209114 | Sus | Y | EquipmentFailureInvolved¦Overhead¦Transformer(OH)¦Broken
23-0114203 | Equipment Failure/Involved | Overhead | Jumper | Burned Open | 2023 | Tier 2 - Elevated | Distribution Circuit | 9 | 8 | 20230908 | 2212846 | Sus | Y | EquipmentFailureInvolved¦Overhead¦Jumper¦BurnedOpen
23-0117369 | Equipment Failure/Involved | Overhead | Pole-Wood | Deteriorated | 2023 | Tier 2 - Elevated | Distribution Circuit | 9 | 15 | 20230915 | 2220160 | Sus | Y | EquipmentFailureInvolved¦Overhead¦PoleWood¦Deteriorated
23-0123190 | Animal | Bird found | Conductor, Overhead | Normal | 2023 | Tier 2 - Elevated | Distribution Circuit | 10 | 2 | 20231002 | 2232417 | Sus | Y | Animal¦Birdfound¦ConductorOverhead¦Normal
23-0124567 | Equipment Failure/Involved | Overhead | Transformer (OH) | Failed/Faulted | 2023 | Tier 2 - Extreme | Distribution Circuit | 10 | 4 | 20231004 | 2234858 | Sus | Y | EquipmentFailureInvolved¦Overhead¦Transformer(OH)¦FailedFaulted
23-0125136 | 3rd Party | Vehicle | Anchor or Guy | Broken | 2023 | Tier 2 - Elevated | Distribution Circuit | 10 | 5 | 20231005 | 2236124 | Sus | Y | 3rdParty¦Vehicle¦AnchororGuy¦Broken
23-0128027 | Company Initiated | Contact with High Voltage, company | Conductor, Overhead | Normal | 2023 | Tier 2 - Elevated | Distribution Circuit | 10 | 13 | 20231013 | 2242670 | Sus | Y | CompanyInitiated¦ContactwithHighVoltagecompany¦ConductorOverhead¦Normal
23-0128530 | Unknown Cause | Patrol - found nothing |  |  | 2023 | Tier 2 - Elevated | Distribution Circuit | 10 | 16 | 20231016 | 2244122 | Sus | Y | UnknownCause¦Patrolfoundnothing¦¦
23-0141749 | Equipment Failure/Involved | Overhead | Pole-Wood | Broken | 2023 | Tier 2 - Elevated | Distribution Circuit | 11 | 21 | 20231121 | 2274977 | Sus | Y | EquipmentFailureInvolved¦Overhead¦PoleWood¦Broken
23-0146181 | Equipment Failure/Involved | Overhead | Pole-Wood | Deteriorated | 2023 | Tier 2 - Elevated | Distribution Circuit | 12 | 7 | 20231207 | 2286110 | Sus | N | EquipmentFailureInvolved¦Overhead¦PoleWood¦Deteriorated
23-0146643 | Vegetation | Tree - bark fell into line | Anchor or Guy | Broken | 2023 | Tier 2 - Elevated | Distribution Circuit | 12 | 9 | 20231209 | 2287813 | Sus | N | Vegetation¦Treebarkfellintoline¦AnchororGuy¦Broken
23-0148065 | Unknown Cause | Patrol - found nothing |  |  | 2023 | Tier 2 - Elevated | Distribution Circuit | 12 | 19 | 20231219 | 2295314 | Sus | N | UnknownCause¦Patrolfoundnothing¦¦
23-0148251 | Unknown Cause | Patrol - found nothing |  |  | 2023 | Tier 2 - Elevated | Distribution Circuit | 12 | 20 | 20231220 | 2296433 | Sus | N | UnknownCause¦Patrolfoundnothing¦¦
23-0148897 | Unknown Cause | Patrol - found nothing |  |  | 2023 | Tier 2 - Elevated | Distribution Circuit | 12 | 26 | 20231226 | 2299901 | Sus | N | UnknownCause¦Patrolfoundnothing¦¦
23-0004329 | Vegetation | Tree - fell into line | Conductor, Overhead | Broken, wire on ground | 2023 | Tier 2 - Elevated | Distribution Circuit | 1 | 1 | 20230101 | 1907816 | Sus | N | Vegetation¦Treefellintoline¦ConductorOverhead¦Brokenwireonground
23-0004486 | Vegetation | Tree - fell into line | Conductor, Overhead | Broken, wire on ground | 2023 | Tier 2 - Elevated | Distribution Circuit | 1 | 1 | 20230101 | 1908859 | Sus | N | Vegetation¦Treefellintoline¦ConductorOverhead¦Brokenwireonground
23-0004326 | Equipment Failure/Involved | Overhead | Recloser | Malfunctioning | 2023 | Tier 2 - Elevated | Distribution Circuit | 1 | 1 | 20230101 | 1907956 | Sus | N | EquipmentFailureInvolved¦Overhead¦Recloser¦Malfunctioning
23-0004468 | Vegetation | Tree - fell into line | Transformer (OH) | Broken, wire on ground | 2023 | Tier 2 - Extreme | Transformer only | 1 | 1 | 20230101 | 1908139 | Sus | N | Vegetation¦Treefellintoline¦Transformer(OH)¦Brokenwireonground
23-0004560 | Unknown Cause | Patrol - found nothing |  |  | 2023 | Tier 2 - Elevated | Distribution Circuit | 1 | 1 | 20230101 | 1909086 | Sus | N | UnknownCause¦Patrolfoundnothing¦¦
23-0004438 | Vegetation | Tree - fell into line | Secondary | Broken, wire on ground | 2023 | Tier 2 - Elevated | Transformer only | 1 | 1 | 20230101 | 1908199 | Sus | N | Vegetation¦Treefellintoline¦Secondary¦Brokenwireonground
23-0004769 | Vegetation | Tree - fell into line | Service conductor | Broken, wire on ground | 2023 | Tier 2 - Elevated | Transformer only | 1 | 2 | 20230102 | 1909693 | Sus | N | Vegetation¦Treefellintoline¦Serviceconductor¦Brokenwireonground
23-0005051 | Unknown Cause | Patrol - found nothing |  |  | 2023 | Tier 2 - Elevated | Distribution Circuit | 1 | 3 | 20230103 | 1910995 | Sus | N | UnknownCause¦Patrolfoundnothing¦¦
23-0005134 | Animal | Squirrel | Transformer | Failed/Faulted | 2023 | Tier 2 - Elevated | Transformer only | 1 | 3 | 20230103 | 1911349 | Sus | N | Animal¦Squirrel¦Transformer¦FailedFaulted
23-0005128 | Equipment Failure/Involved | Overhead | Insulator | Burned/flashed | 2023 | Tier 2 - Elevated | Distribution Circuit | 1 | 3 | 20230103 | 1911357 | Sus | N | EquipmentFailureInvolved¦Overhead¦Insulator¦Burnedflashed
23-0005620 | Vegetation | Tree - grew into line | Secondary | Normal | 2023 | Tier 2 - Elevated | Transformer only | 1 | 4 | 20230104 | 1912731 | Sus | N | Vegetation¦Treegrewintoline¦Secondary¦Normal
23-0005874 | Vegetation | Tree - fell into line | Service conductor | Broken | 2023 | Tier 2 - Extreme | Transformer only | 1 | 4 | 20230104 | 1913426 | Sus | N | Vegetation¦Treefellintoline¦Serviceconductor¦Broken
23-0005940 | Vegetation | Tree - fell into line | Conductor, Overhead | Normal | 2023 | Tier 2 - Elevated | Distribution Circuit | 1 | 4 | 20230104 | 1913748 | Sus | N | Vegetation¦Treefellintoline¦ConductorOverhead¦Normal
23-0006082 | Unknown Cause | Patrol - found nothing |  |  | 2023 | Tier 2 - Elevated | Distribution Circuit | 1 | 4 | 20230104 | 1914610 | Sus | N | UnknownCause¦Patrolfoundnothing¦¦
23-0006360 | Unknown Cause | Patrol - not conducted |  |  | 2023 | Tier 2 - Elevated | Distribution Circuit | 1 | 4 | 20230104 | 1916330 | Sus | N | UnknownCause¦Patrolnotconducted¦¦
23-0006961 | Vegetation | Tree - branch fell on line | Conductor, Overhead | Normal | 2023 | Tier 2 - Extreme | Distribution Circuit | 1 | 5 | 20230105 | 1920470 | Sus | N | Vegetation¦Treebranchfellonline¦ConductorOverhead¦Normal
23-0007127 | Unknown Cause | Patrol - found nothing |  |  | 2023 | Tier 2 - Elevated | Distribution Circuit | 1 | 5 | 20230105 | 1920553 | Sus | N | UnknownCause¦Patrolfoundnothing¦¦
23-0007288 | Unknown Cause | Patrol - found nothing |  |  | 2023 | Tier 2 - Extreme | Distribution Circuit | 1 | 5 | 20230105 | 1921109 | Sus | N | UnknownCause¦Patrolfoundnothing¦¦
23-0007275 | Vegetation | Tree - fell into line | Conductor, Overhead | Broken, wire on ground | 2023 | Tier 2 - Elevated | Distribution Circuit | 1 | 5 | 20230105 | 1921585 | Sus | N | Vegetation¦Treefellintoline¦ConductorOverhead¦Brokenwireonground
23-0007382 | Unknown Cause | Patrol - found nothing |  |  | 2023 | Tier 2 - Elevated | Distribution Circuit | 1 | 5 | 20230105 | 1921632 | Sus | N | UnknownCause¦Patrolfoundnothing¦¦
23-0007342 | Unknown Cause | Patrol - not conducted |  |  | 2023 | Tier 2 - Elevated | Distribution Circuit | 1 | 5 | 20230105 | 1921978 | Sus | N | UnknownCause¦Patrolnotconducted¦¦
23-0007519 | Equipment Failure/Involved | Overhead | Cutout, fuse holder | Broken | 2023 | Tier 2 - Extreme | Distribution Circuit | 1 | 5 | 20230105 | 1922566 | Sus | N | EquipmentFailureInvolved¦Overhead¦Cutoutfuseholder¦Broken
23-0007533 | Equipment Failure/Involved | Overhead | Lightning Arrestor | Burned/flashed | 2023 | Tier 2 - Extreme | Distribution Circuit | 1 | 5 | 20230105 | 1922593 | Sus | N | EquipmentFailureInvolved¦Overhead¦LightningArrestor¦Burnedflashed
23-0007502 | Equipment Failure/Involved | Overhead | Pole-Wood | Broken | 2023 | Tier 2 - Elevated | Distribution Circuit | 1 | 5 | 20230105 | 1920596 | Sus | N | EquipmentFailureInvolved¦Overhead¦PoleWood¦Broken
23-0007664 | Unknown Cause | Patrol - found nothing |  |  | 2023 | Tier 2 - Elevated | Distribution Circuit | 1 | 5 | 20230105 | 1923023 | Sus | N | UnknownCause¦Patrolfoundnothing¦¦
23-0007705 | Unknown Cause | Patrol - found nothing |  |  | 2023 | Tier 2 - Elevated | Distribution Circuit | 1 | 5 | 20230105 | 1923060 | Sus | N | UnknownCause¦Patrolfoundnothing¦¦
23-0007886 | Unknown Cause | Patrol - not conducted |  |  | 2023 | Tier 2 - Elevated | Distribution Circuit | 1 | 5 | 20230105 | 1923094 | Sus | N | UnknownCause¦Patrolnotconducted¦¦
23-0007903 | Equipment Failure/Involved | Underground | Elbow | Normal | 2023 | Tier 2 - Extreme | Distribution Circuit | 1 | 5 | 20230105 | 1923776 | Sus | N | EquipmentFailureInvolved¦Underground¦Elbow¦Normal
23-0008210 | Unknown Cause | Patrol - found nothing |  |  | 2023 | Tier 2 - Elevated | Distribution Circuit | 1 | 6 | 20230106 | 1924152 | Sus | N | UnknownCause¦Patrolfoundnothing¦¦
23-0008606 | Vegetation | Tree - fell into line | Service conductor | Broken, wire on ground | 2023 | Tier 2 - Elevated | Transformer only | 1 | 6 | 20230106 | 1925585 | Sus | N | Vegetation¦Treefellintoline¦Serviceconductor¦Brokenwireonground
23-0008734 | Environmental/External | Lightning | Pothead(Riser Termination) | Failed/Faulted | 2023 | Tier 2 - Extreme | Distribution Circuit | 1 | 7 | 20230107 | 1926144 | Sus | N | EnvironmentalExternal¦Lightning¦Pothead(RiserTermination)¦FailedFaulted
23-0009095 | Unknown Cause | Patrol - found nothing |  |  | 2023 | Tier 2 - Elevated | Distribution Circuit | 1 | 7 | 20230107 | 1927573 | Sus | N | UnknownCause¦Patrolfoundnothing¦¦
23-0009242 | Unknown Cause | Patrol - found nothing |  |  | 2023 | Tier 2 - Extreme | Distribution Circuit | 1 | 7 | 20230107 | 1927613 | Sus | N | UnknownCause¦Patrolfoundnothing¦¦
23-0009230 | Unknown Cause | Patrol - found nothing |  |  | 2023 | Tier 2 - Elevated | Distribution Circuit | 1 | 7 | 20230107 | 1928136 | Sus | N | UnknownCause¦Patrolfoundnothing¦¦
23-0010334 | Unknown Cause | Patrol - found nothing |  |  | 2023 | Tier 2 - Elevated | Distribution Circuit | 1 | 8 | 20230108 | 1930677 | Sus | N | UnknownCause¦Patrolfoundnothing¦¦
23-0009910 | Vegetation | Tree - fell into line | Pole-Wood | Broken, wire on ground | 2023 | Tier 2 - Elevated | Distribution Circuit | 1 | 8 | 20230108 | 1930945 | Sus | N | Vegetation¦Treefellintoline¦PoleWood¦Brokenwireonground
23-0009928 | Vegetation | Tree - fell into line | Conductor, Overhead | Normal | 2023 | Tier 2 - Elevated | Distribution Circuit | 1 | 8 | 20230108 | 1931329 | Sus | N | Vegetation¦Treefellintoline¦ConductorOverhead¦Normal
23-0010028 | Unknown Cause | Patrol - found nothing |  |  | 2023 | Tier 2 - Elevated | Distribution Circuit | 1 | 8 | 20230108 | 1931467 | Sus | N | UnknownCause¦Patrolfoundnothing¦¦
23-0010155 | Unknown Cause | Patrol - found nothing |  |  | 2023 | Tier 2 - Elevated | Distribution Circuit | 1 | 8 | 20230108 | 1931415 | Sus | N | UnknownCause¦Patrolfoundnothing¦¦
23-0010224 | Vegetation | Tree - fell into line | Conductor, Overhead | Broken, wire on ground | 2023 | Tier 2 - Elevated | Distribution Circuit | 1 | 8 | 20230108 | 1931466 | Sus | N | Vegetation¦Treefellintoline¦ConductorOverhead¦Brokenwireonground
23-0010240 | Unknown Cause | Patrol - found nothing |  |  | 2023 | Tier 2 - Extreme | Distribution Circuit | 1 | 8 | 20230108 | 1931515 | Sus | N | UnknownCause¦Patrolfoundnothing¦¦
23-0010529 | Unknown Cause | Patrol - found nothing |  |  | 2023 | Tier 2 - Elevated | Distribution Circuit | 1 | 8 | 20230108 | 1931666 | Sus | N | UnknownCause¦Patrolfoundnothing¦¦
23-0010209 | Vegetation | Tree - fell into line | Conductor, Overhead | Broken, wire on ground | 2023 | Tier 2 - Elevated | Distribution Circuit | 1 | 8 | 20230108 | 1931567 | Sus | N | Vegetation¦Treefellintoline¦ConductorOverhead¦Brokenwireonground
23-0010329 | Vegetation | Tree - bark fell into line | Conductor, Overhead | Normal | 2023 | Tier 2 - Extreme | Distribution Circuit | 1 | 8 | 20230108 | 1931831 | Sus | N | Vegetation¦Treebarkfellintoline¦ConductorOverhead¦Normal
23-0009635 | Unknown Cause | Patrol - not conducted |  |  | 2023 | Tier 2 - Elevated | Distribution Circuit | 1 | 8 | 20230108 | 1931693 | Sus | N | UnknownCause¦Patrolnotconducted¦¦
23-0009838 | Unknown Cause | Patrol - found nothing |  |  | 2023 | Tier 2 - Elevated | Distribution Circuit | 1 | 8 | 20230108 | 1931698 | Sus | N | UnknownCause¦Patrolfoundnothing¦¦
23-0010097 | Unknown Cause | Patrol - found nothing |  |  | 2023 | Tier 2 - Elevated | Distribution Circuit | 1 | 8 | 20230108 | 1931724 | Sus | N | UnknownCause¦Patrolfoundnothing¦¦
23-0009953 | Unknown Cause | Patrol - found nothing |  |  | 2023 | Tier 2 - Elevated | Distribution Circuit | 1 | 8 | 20230108 | 1931741 | Sus | N | UnknownCause¦Patrolfoundnothing¦¦
23-0009969 | Unknown Cause | Patrol - found nothing |  |  | 2023 | Tier 2 - Extreme | Distribution Circuit | 1 | 8 | 20230108 | 1931977 | Sus | N | UnknownCause¦Patrolfoundnothing¦¦
23-0009799 | Unknown Cause | Patrol - found nothing |  |  | 2023 | Tier 2 - Extreme | Distribution Circuit | 1 | 8 | 20230108 | 1932157 | Sus | N | UnknownCause¦Patrolfoundnothing¦¦
23-0010146 | Vegetation | Tree - fell into line | Transformer (OH) | Broken, wire on ground | 2023 | Tier 2 - Elevated | Transformer only | 1 | 8 | 20230108 | 1932277 | Sus | N | Vegetation¦Treefellintoline¦Transformer(OH)¦Brokenwireonground
23-0010014 | Vegetation | Tree - fell into line | Conductor, Overhead | Broken, wire on ground | 2023 | Tier 2 - Elevated | Distribution Circuit | 1 | 8 | 20230108 | 1932516 | Sus | N | Vegetation¦Treefellintoline¦ConductorOverhead¦Brokenwireonground
23-0010094 | Unknown Cause | Patrol - found nothing |  |  | 2023 | Tier 2 - Extreme | Distribution Circuit | 1 | 8 | 20230108 | 1932820 | Sus | N | UnknownCause¦Patrolfoundnothing¦¦
23-0010308 | Vegetation | Tree - branch fell on line | Conductor, Overhead | Normal | 2023 | Tier 2 - Extreme | Distribution Circuit | 1 | 8 | 20230108 | 1933465 | Sus | N | Vegetation¦Treebranchfellonline¦ConductorOverhead¦Normal
23-0010457 | Unknown Cause | Patrol - found nothing |  |  | 2023 | Tier 2 - Elevated | Distribution Circuit | 1 | 8 | 20230108 | 1933533 | Sus | N | UnknownCause¦Patrolfoundnothing¦¦
23-0010195 | Unknown Cause | Patrol - found nothing |  |  | 2023 | Tier 2 - Elevated | Distribution Circuit | 1 | 8 | 20230108 | 1933581 | Sus | N | UnknownCause¦Patrolfoundnothing¦¦
23-0010512 | Equipment Failure/Involved | Overhead | Service conductor | Burned/flashed | 2023 | Tier 2 - Elevated | Transformer only | 1 | 8 | 20230108 | 1933699 | Sus | N | EquipmentFailureInvolved¦Overhead¦Serviceconductor¦Burnedflashed
23-0010368 | Vegetation | Tree - branch fell on line | Conductor, Overhead | Normal | 2023 | Tier 2 - Elevated | Distribution Circuit | 1 | 8 | 20230108 | 1933721 | Sus | N | Vegetation¦Treebranchfellonline¦ConductorOverhead¦Normal
23-0010412 | Unknown Cause | Patrol - found nothing |  |  | 2023 | Tier 2 - Elevated | Distribution Circuit | 1 | 8 | 20230108 | 1933871 | Sus | N | UnknownCause¦Patrolfoundnothing¦¦
23-0011154 | Unknown Cause | Patrol - found nothing |  |  | 2023 | Tier 2 - Elevated | Distribution Circuit | 1 | 9 | 20230109 | 1935446 | Sus | N | UnknownCause¦Patrolfoundnothing¦¦
23-0011073 | Equipment Failure/Involved | Overhead | Conductor, Overhead | Together | 2023 | Tier 2 - Elevated | Distribution Circuit | 1 | 9 | 20230109 | 1935418 | Sus | N | EquipmentFailureInvolved¦Overhead¦ConductorOverhead¦Together
23-0011078 | Vegetation | Tree - fell into line | Conductor, Overhead | Broken, wire on ground | 2023 | Tier 2 - Extreme | Distribution Circuit | 1 | 9 | 20230109 | 1937719 | Sus | N | Vegetation¦Treefellintoline¦ConductorOverhead¦Brokenwireonground
23-0010749 | Vegetation | Tree - fell into line | Conductor, Overhead | Broken, wire on ground | 2023 | Tier 2 - Extreme | Distribution Circuit | 1 | 9 | 20230109 | 1935489 | Sus | N | Vegetation¦Treefellintoline¦ConductorOverhead¦Brokenwireonground
23-0010932 | Vegetation | Tree - branch fell on line | Conductor, Overhead | Normal | 2023 | Tier 2 - Extreme | Distribution Circuit | 1 | 9 | 20230109 | 1937165 | Sus | N | Vegetation¦Treebranchfellonline¦ConductorOverhead¦Normal
23-0011137 | Vegetation | Tree - fell into line | Conductor, Overhead | Broken, wire on ground | 2023 | Tier 2 - Extreme | Distribution Circuit | 1 | 9 | 20230109 | 1936288 | Sus | N | Vegetation¦Treefellintoline¦ConductorOverhead¦Brokenwireonground
23-0011241 | Unknown Cause | Patrol - not conducted |  |  | 2023 | Tier 2 - Elevated | Distribution Circuit | 1 | 9 | 20230109 | 1936530 | Sus | N | UnknownCause¦Patrolnotconducted¦¦
23-0011087 | Unknown Cause | Patrol - found nothing |  |  | 2023 | Tier 2 - Elevated | Distribution Circuit | 1 | 9 | 20230109 | 1936555 | Sus | N | UnknownCause¦Patrolfoundnothing¦¦
23-0010859 | Vegetation | Tree - fell into line | Conductor, Overhead | Normal | 2023 | Tier 2 - Elevated | Distribution Circuit | 1 | 9 | 20230109 | 1936562 | Sus | N | Vegetation¦Treefellintoline¦ConductorOverhead¦Normal
23-0010966 | Vegetation | Tree - fell into line | Conductor, Overhead | Normal | 2023 | Tier 2 - Elevated | Distribution Circuit | 1 | 9 | 20230109 | 1936605 | Sus | N | Vegetation¦Treefellintoline¦ConductorOverhead¦Normal
23-0010863 | Equipment Failure/Involved | Overhead | Conductor, Overhead | Broken | 2023 | Tier 2 - Elevated | Distribution Circuit | 1 | 9 | 20230109 | 1936628 | Sus | N | EquipmentFailureInvolved¦Overhead¦ConductorOverhead¦Broken
23-0011089 | Unknown Cause | Patrol - found nothing |  |  | 2023 | Tier 2 - Elevated | Distribution Circuit | 1 | 9 | 20230109 | 1936697 | Sus | N | UnknownCause¦Patrolfoundnothing¦¦
23-0010894 | Unknown Cause | Patrol - not conducted |  |  | 2023 | Tier 2 - Extreme | Distribution Circuit | 1 | 9 | 20230109 | 1936866 | Sus | N | UnknownCause¦Patrolnotconducted¦¦
23-0011061 | Vegetation | Tree - fell into line | Conductor, Overhead | Normal | 2023 | Tier 2 - Elevated | Distribution Circuit | 1 | 9 | 20230109 | 1936977 | Sus | N | Vegetation¦Treefellintoline¦ConductorOverhead¦Normal
23-0011232 | Vegetation | Tree - fell into line | Conductor, Overhead | Normal | 2023 | Tier 2 - Extreme | Distribution Circuit | 1 | 9 | 20230109 | 1937041 | Sus | N | Vegetation¦Treefellintoline¦ConductorOverhead¦Normal
23-0010958 | Equipment Failure/Involved | Overhead | Conductor, Overhead | Broken | 2023 | Tier 2 - Elevated | Distribution Circuit | 1 | 9 | 20230109 | 1937286 | Sus | N | EquipmentFailureInvolved¦Overhead¦ConductorOverhead¦Broken
23-0011303 | Animal | Bird found | Conductor, Overhead | Normal | 2023 | Tier 2 - Extreme | Distribution Circuit | 1 | 9 | 20230109 | 1938259 | Sus | N | Animal¦Birdfound¦ConductorOverhead¦Normal
23-0011278 | Unknown Cause | Patrol - found nothing |  |  | 2023 | Tier 2 - Elevated | Distribution Circuit | 1 | 9 | 20230109 | 1938388 | Sus | N | UnknownCause¦Patrolfoundnothing¦¦
23-0011369 | Vegetation | Tree - fell into line | Conductor, Overhead | Broken, wire on ground | 2023 | Tier 2 - Extreme | Distribution Circuit | 1 | 9 | 20230109 | 1938448 | Sus | N | Vegetation¦Treefellintoline¦ConductorOverhead¦Brokenwireonground
23-0011399 | Vegetation | Tree - fell into line | Conductor, Overhead | Normal | 2023 | Tier 2 - Elevated | Distribution Circuit | 1 | 9 | 20230109 | 1938719 | Sus | N | Vegetation¦Treefellintoline¦ConductorOverhead¦Normal
23-0011541 | Unknown Cause | Patrol - found nothing |  |  | 2023 | Tier 2 - Extreme | Distribution Circuit | 1 | 9 | 20230109 | 1938947 | Sus | N | UnknownCause¦Patrolfoundnothing¦¦
23-0011570 | Unknown Cause | Patrol - not conducted |  |  | 2023 | Tier 2 - Elevated | Distribution Circuit | 1 | 9 | 20230109 | 1939050 | Sus | N | UnknownCause¦Patrolnotconducted¦¦
23-0011528 | Equipment Failure/Involved | Overhead | Recloser | Burned/flashed | 2023 | Tier 2 - Elevated | Distribution Circuit | 1 | 9 | 20230109 | 1939323 | Sus | N | EquipmentFailureInvolved¦Overhead¦Recloser¦Burnedflashed
23-0011634 | 3rd Party | Vehicle | Conductor, Overhead | Normal | 2023 | Tier 2 - Elevated | Distribution Circuit | 1 | 9 | 20230109 | 1939550 | Sus | N | 3rdParty¦Vehicle¦ConductorOverhead¦Normal
23-0011699 | Unknown Cause | Patrol - found nothing |  |  | 2023 | Tier 2 - Elevated | Distribution Circuit | 1 | 9 | 20230109 | 1939733 | Sus | N | UnknownCause¦Patrolfoundnothing¦¦
23-0011894 | Vegetation | Tree - fell into line | Transformer (OH) | Broken, wire on ground | 2023 | Tier 2 - Elevated | Distribution Circuit | 1 | 10 | 20230110 | 1941623 | Sus | N | Vegetation¦Treefellintoline¦Transformer(OH)¦Brokenwireonground
23-0012209 | Vegetation | Tree - fell into line | Conductor, Overhead | Broken, wire on ground | 2023 | Tier 2 - Elevated | Distribution Circuit | 1 | 10 | 20230110 | 1941636 | Sus | N | Vegetation¦Treefellintoline¦ConductorOverhead¦Brokenwireonground
23-0012484 | Unknown Cause | Patrol - found nothing |  |  | 2023 | Tier 2 - Elevated | Distribution Circuit | 1 | 10 | 20230110 | 1941716 | Sus | N | UnknownCause¦Patrolfoundnothing¦¦
23-0012773 | Equipment Failure/Involved | Electrical Overload | Transformer | Burned Open | 2023 | Tier 2 - Extreme | Transformer only | 1 | 10 | 20230110 | 1941655 | Sus | N | EquipmentFailureInvolved¦ElectricalOverload¦Transformer¦BurnedOpen
23-0012521 | Vegetation | Tree - fell into line | Conductor, Overhead | Broken, wire on ground | 2023 | Tier 2 - Elevated | Transformer only | 1 | 10 | 20230110 | 1944369 | Sus | N | Vegetation¦Treefellintoline¦ConductorOverhead¦Brokenwireonground
23-0012702 | Vegetation | Tree - fell into line | Conductor, Overhead | Normal | 2023 | Tier 2 - Elevated | Distribution Circuit | 1 | 10 | 20230110 | 1941659 | Sus | N | Vegetation¦Treefellintoline¦ConductorOverhead¦Normal
23-0012068 | Unknown Cause | Patrol - found nothing |  |  | 2023 | Tier 2 - Elevated | Distribution Circuit | 1 | 10 | 20230110 | 1941680 | Sus | N | UnknownCause¦Patrolfoundnothing¦¦
23-0012403 | Unknown Cause | Patrol - found nothing |  |  | 2023 | Tier 2 - Elevated | Distribution Circuit | 1 | 10 | 20230110 | 1941857 | Sus | N | UnknownCause¦Patrolfoundnothing¦¦
23-0011880 | Vegetation | Tree - branch fell on line | Conductor, Overhead | Normal | 2023 | Tier 2 - Elevated | Distribution Circuit | 1 | 10 | 20230110 | 1941811 | Sus | N | Vegetation¦Treebranchfellonline¦ConductorOverhead¦Normal
23-0012861 | Unknown Cause | Patrol - found nothing |  |  | 2023 | Tier 2 - Elevated | Distribution Circuit | 1 | 10 | 20230110 | 1942359 | Sus | N | UnknownCause¦Patrolfoundnothing¦¦
23-0012093 | Equipment Failure/Involved | Overhead | Conductor, Overhead | Together | 2023 | Tier 2 - Elevated | Distribution Circuit | 1 | 10 | 20230110 | 1944063 | Sus | N | EquipmentFailureInvolved¦Overhead¦ConductorOverhead¦Together
23-0012737 | Unknown Cause | Patrol - found nothing |  |  | 2023 | Tier 2 - Elevated | Transformer only | 1 | 10 | 20230110 | 1944950 | Sus | N | UnknownCause¦Patrolfoundnothing¦¦
23-0012039 | Vegetation | Tree - fell into line | Conductor, Overhead | Broken, wire on ground | 2023 | Tier 2 - Elevated | Distribution Circuit | 1 | 10 | 20230110 | 1941946 | Sus | N | Vegetation¦Treefellintoline¦ConductorOverhead¦Brokenwireonground
23-0011872 | Vegetation | Tree - fell into line | Conductor, Overhead | Broken, wire on ground | 2023 | Tier 2 - Elevated | Distribution Circuit | 1 | 10 | 20230110 | 1941932 | Sus | N | Vegetation¦Treefellintoline¦ConductorOverhead¦Brokenwireonground
23-0012117 | Unknown Cause | Patrol - found nothing |  |  | 2023 | Tier 2 - Elevated | Distribution Circuit | 1 | 10 | 20230110 | 1941822 | Sus | N | UnknownCause¦Patrolfoundnothing¦¦
23-0012056 | Vegetation | Tree - fell into line | Conductor, Overhead | Broken, wire on ground | 2023 | Tier 2 - Elevated | Distribution Circuit | 1 | 10 | 20230110 | 1943827 | Sus | N | Vegetation¦Treefellintoline¦ConductorOverhead¦Brokenwireonground
23-0012243 | Unknown Cause | Patrol - found nothing |  |  | 2023 | Tier 2 - Elevated | Distribution Circuit | 1 | 10 | 20230110 | 1941837 | Sus | N | UnknownCause¦Patrolfoundnothing¦¦
23-0012043 | Vegetation | Tree - branch fell on line | Conductor, Overhead | Normal | 2023 | Tier 2 - Extreme | Distribution Circuit | 1 | 10 | 20230110 | 1942010 | Sus | N | Vegetation¦Treebranchfellonline¦ConductorOverhead¦Normal
23-0012091 | Vegetation | Tree - fell into line | Conductor, Overhead | Normal | 2023 | Tier 2 - Elevated | Distribution Circuit | 1 | 10 | 20230110 | 1944054 | Sus | N | Vegetation¦Treefellintoline¦ConductorOverhead¦Normal
23-0012101 | Vegetation | Tree - fell into line | Conductor, Overhead | Broken, wire on ground | 2023 | Tier 2 - Elevated | Distribution Circuit | 1 | 10 | 20230110 | 1942026 | Sus | N | Vegetation¦Treefellintoline¦ConductorOverhead¦Brokenwireonground
23-0011879 | Vegetation | Tree - fell into line | Pole-Wood | Broken | 2023 | Tier 2 - Elevated | Distribution Circuit | 1 | 10 | 20230110 | 1942035 | Sus | N | Vegetation¦Treefellintoline¦PoleWood¦Broken
23-0012268 | Unknown Cause | Patrol - found nothing |  |  | 2023 | Tier 2 - Elevated | Distribution Circuit | 1 | 10 | 20230110 | 1941876 | Sus | N | UnknownCause¦Patrolfoundnothing¦¦
23-0012833 | Unknown Cause | Patrol - found nothing |  |  | 2023 | Tier 2 - Elevated | Distribution Circuit | 1 | 10 | 20230110 | 1941886 | Sus | N | UnknownCause¦Patrolfoundnothing¦¦
23-0011877 | Unknown Cause | Patrol - found nothing |  |  | 2023 | Tier 2 - Elevated | Distribution Circuit | 1 | 10 | 20230110 | 1942162 | Sus | N | UnknownCause¦Patrolfoundnothing¦¦
23-0012106 | Equipment Failure/Involved | Overhead | Pole-Wood | Broken | 2023 | Tier 2 - Elevated | Distribution Circuit | 1 | 10 | 20230110 | 1942150 | Sus | N | EquipmentFailureInvolved¦Overhead¦PoleWood¦Broken
23-0012233 | Unknown Cause | Patrol - found nothing |  |  | 2023 | Tier 2 - Elevated | Distribution Circuit | 1 | 10 | 20230110 | 1941941 | Sus | N | UnknownCause¦Patrolfoundnothing¦¦
23-0012133 | Unknown Cause | Patrol - found nothing |  |  | 2023 | Tier 2 - Elevated | Distribution Circuit | 1 | 10 | 20230110 | 1941962 | Sus | N | UnknownCause¦Patrolfoundnothing¦¦
23-0012095 | Vegetation | Tree - fell into line | Conductor, Overhead | Normal | 2023 | Tier 2 - Extreme | Distribution Circuit | 1 | 10 | 20230110 | 1942141 | Sus | N | Vegetation¦Treefellintoline¦ConductorOverhead¦Normal
23-0012259 | Vegetation | Tree - fell into line | Conductor, Overhead | Broken, wire on ground | 2023 | Tier 2 - Extreme | Distribution Circuit | 1 | 10 | 20230110 | 1942234 | Sus | N | Vegetation¦Treefellintoline¦ConductorOverhead¦Brokenwireonground
23-0012984 | Unknown Cause | Patrol - found nothing |  |  | 2023 | Tier 2 - Elevated | Distribution Circuit | 1 | 10 | 20230110 | 1942182 | Sus | N | UnknownCause¦Patrolfoundnothing¦¦
23-0012494 | Vegetation | Tree - fell into line | Conductor, Overhead | Broken, wire on ground | 2023 | Tier 2 - Extreme | Transformer only | 1 | 10 | 20230110 | 1942216 | Sus | N | Vegetation¦Treefellintoline¦ConductorOverhead¦Brokenwireonground
23-0012271 | Unknown Cause | Patrol - found nothing |  |  | 2023 | Tier 2 - Extreme | Distribution Circuit | 1 | 10 | 20230110 | 1942201 | Sus | N | UnknownCause¦Patrolfoundnothing¦¦
23-0012952 | Unknown Cause | Patrol - found nothing |  |  | 2023 | Tier 2 - Extreme | Distribution Circuit | 1 | 10 | 20230110 | 1942209 | Sus | N | UnknownCause¦Patrolfoundnothing¦¦
23-0012711 | Equipment Failure/Involved | Overhead | Pole-Wood | Deteriorated | 2023 | Tier 2 - Elevated | Distribution Circuit | 1 | 10 | 20230110 | 1944129 | Sus | N | EquipmentFailureInvolved¦Overhead¦PoleWood¦Deteriorated
23-0012930 | Vegetation | Tree - fell into line | Service conductor | Broken, wire on ground | 2023 | Tier 2 - Extreme | Transformer only | 1 | 10 | 20230110 | 1942375 | Sus | N | Vegetation¦Treefellintoline¦Serviceconductor¦Brokenwireonground
23-0012871 | Vegetation | Tree - fell into line | Pole-Wood | Broken, wire on ground | 2023 | Tier 2 - Elevated | Distribution Circuit | 1 | 10 | 20230110 | 1942622 | Sus | N | Vegetation¦Treefellintoline¦PoleWood¦Brokenwireonground
23-0012045 | Vegetation | Tree - fell into line | Conductor, Overhead | Broken, wire on ground | 2023 | Tier 2 - Extreme | Distribution Circuit | 1 | 10 | 20230110 | 1942642 | Sus | N | Vegetation¦Treefellintoline¦ConductorOverhead¦Brokenwireonground
23-0011997 | Vegetation | Tree - fell into line | Conductor, Overhead | Broken, wire on ground | 2023 | Tier 2 - Extreme | Distribution Circuit | 1 | 10 | 20230110 | 1941600 | Sus | N | Vegetation¦Treefellintoline¦ConductorOverhead¦Brokenwireonground
23-0012382 | Vegetation | Tree - fell into line | Conductor, Overhead | Together | 2023 | Tier 2 - Extreme | Transformer only | 1 | 10 | 20230110 | 1943465 | Sus | N | Vegetation¦Treefellintoline¦ConductorOverhead¦Together
23-0012017 | Vegetation | Tree - fell into line | Secondary | Broken, wire on ground | 2023 | Tier 2 - Elevated | Distribution Circuit | 1 | 10 | 20230110 | 1943457 | Sus | N | Vegetation¦Treefellintoline¦Secondary¦Brokenwireonground
23-0012189 | Unknown Cause | Patrol - found nothing |  |  | 2023 | Tier 2 - Elevated | Distribution Circuit | 1 | 10 | 20230110 | 1944458 | Sus | N | UnknownCause¦Patrolfoundnothing¦¦
23-0012028 | Equipment Failure/Involved | Overhead | Conductor, Overhead | Normal | 2023 | Tier 2 - Elevated | Distribution Circuit | 1 | 10 | 20230110 | 1944526 | Sus | N | EquipmentFailureInvolved¦Overhead¦ConductorOverhead¦Normal
23-0012860 | Vegetation | Tree - fell into line | Conductor, Overhead | Normal | 2023 | Tier 2 - Elevated | Distribution Circuit | 1 | 10 | 20230110 | 1944871 | Sus | N | Vegetation¦Treefellintoline¦ConductorOverhead¦Normal
23-0012435 | Vegetation | Tree - fell into line | Conductor, Overhead | Normal | 2023 | Tier 2 - Elevated | Distribution Circuit | 1 | 10 | 20230110 | 1944953 | Sus | N | Vegetation¦Treefellintoline¦ConductorOverhead¦Normal
23-0012819 | Vegetation | Tree - branch fell on line | Secondary | Normal | 2023 | Tier 2 - Elevated | Transformer only | 1 | 10 | 20230110 | 1945993 | Sus | N | Vegetation¦Treebranchfellonline¦Secondary¦Normal
23-0013454 | Vegetation | Tree - branch fell on line | Conductor, Overhead | Normal | 2023 | Tier 2 - Elevated | Distribution Circuit | 1 | 11 | 20230111 | 1947391 | Sus | N | Vegetation¦Treebranchfellonline¦ConductorOverhead¦Normal
23-0013415 | Equipment Failure/Involved | Overhead | Conductor, Overhead | Broken | 2023 | Tier 2 - Elevated | Distribution Circuit | 1 | 11 | 20230111 | 1947253 | Sus | N | EquipmentFailureInvolved¦Overhead¦ConductorOverhead¦Broken
23-0008986 | Company Initiated | Return Circuit Normal | Conductor, Overhead | Normal | 2023 | Tier 2 - Extreme | Distribution Circuit | 1 | 11 | 20230111 | 1947985 | Sus | N | CompanyInitiated¦ReturnCircuitNormal¦ConductorOverhead¦Normal
23-0013811 | Equipment Failure/Involved | Overhead | Fuse | Normal | 2023 | Tier 2 - Elevated | Distribution Circuit | 1 | 11 | 20230111 | 1948262 | Sus | N | EquipmentFailureInvolved¦Overhead¦Fuse¦Normal
23-0014322 | Unknown Cause | Patrol - found nothing |  |  | 2023 | Tier 2 - Elevated | Transformer only | 1 | 12 | 20230112 | 1949337 | Sus | N | UnknownCause¦Patrolfoundnothing¦¦
23-0014680 | Equipment Failure/Involved | Overhead | Crossarm, Wood | Broken | 2023 | Tier 2 - Elevated | Distribution Circuit | 1 | 12 | 20230112 | 1950537 | Sus | N | EquipmentFailureInvolved¦Overhead¦CrossarmWood¦Broken
23-0015229 | Equipment Failure/Involved | Underground | Transformer (UG) | Failed/Faulted | 2023 | Tier 2 - Extreme | Distribution Circuit | 1 | 13 | 20230113 | 1951741 | Sus | N | EquipmentFailureInvolved¦Underground¦Transformer(UG)¦FailedFaulted
23-0015419 | Environmental/External | Lightning | Transformer | Failed/Faulted | 2023 | Tier 2 - Elevated | Transformer only | 1 | 13 | 20230113 | 1952046 | Sus | N | EnvironmentalExternal¦Lightning¦Transformer¦FailedFaulted
23-0015430 | Environmental/External | Lightning | Fuse | Failed/Faulted | 2023 | Tier 2 - Elevated | Transformer only | 1 | 13 | 20230113 | 1952044 | Sus | N | EnvironmentalExternal¦Lightning¦Fuse¦FailedFaulted
23-0015437 | Environmental/External | Lightning | Fuse | Failed/Faulted | 2023 | Tier 2 - Elevated | Transformer only | 1 | 13 | 20230113 | 1952045 | Sus | N | EnvironmentalExternal¦Lightning¦Fuse¦FailedFaulted
23-0015335 | Equipment Failure/Involved | Overhead | Transformer | Failed/Faulted | 2023 | Tier 2 - Extreme | Transformer only | 1 | 13 | 20230113 | 1951803 | Sus | N | EquipmentFailureInvolved¦Overhead¦Transformer¦FailedFaulted
23-0015472 | Equipment Failure/Involved | Overhead | Fuse | Arcing | 2023 | Tier 2 - Elevated | Transformer only | 1 | 13 | 20230113 | 1952067 | Sus | N | EquipmentFailureInvolved¦Overhead¦Fuse¦Arcing
23-0015460 | Equipment Failure/Involved | Overhead | Transformer (OH) | Broken | 2023 | Tier 2 - Elevated | Transformer only | 1 | 13 | 20230113 | 1952147 | Sus | N | EquipmentFailureInvolved¦Overhead¦Transformer(OH)¦Broken
23-0015955 | Vegetation | Tree - fell into line | Conductor, Overhead | Broken, wire on ground | 2023 | Tier 2 - Elevated | Distribution Circuit | 1 | 13 | 20230113 | 1952604 | Sus | N | Vegetation¦Treefellintoline¦ConductorOverhead¦Brokenwireonground
23-0016033 | Vegetation | Tree - branch fell on line | Conductor, Overhead | Normal | 2023 | Tier 2 - Extreme | Distribution Circuit | 1 | 14 | 20230114 | 1953606 | Sus | N | Vegetation¦Treebranchfellonline¦ConductorOverhead¦Normal
23-0015997 | Unknown Cause | Patrol - found nothing |  |  | 2023 | Tier 2 - Elevated | Distribution Circuit | 1 | 14 | 20230114 | 1952977 | Sus | N | UnknownCause¦Patrolfoundnothing¦¦
23-0015920 | Unknown Cause | Patrol - found nothing |  |  | 2023 | Tier 2 - Elevated | Distribution Circuit | 1 | 14 | 20230114 | 1953020 | Sus | N | UnknownCause¦Patrolfoundnothing¦¦
23-0016122 | Unknown Cause | Patrol - found nothing |  |  | 2023 | Tier 2 - Extreme | Distribution Circuit | 1 | 14 | 20230114 | 1953462 | Sus | N | UnknownCause¦Patrolfoundnothing¦¦
23-0015978 | Equipment Failure/Involved | Overhead | Lightning Arrestor | Failed/Faulted | 2023 | Tier 2 - Elevated | Distribution Circuit | 1 | 14 | 20230114 | 1954661 | Sus | N | EquipmentFailureInvolved¦Overhead¦LightningArrestor¦FailedFaulted
23-0016082 | Environmental/External | Lightning | Transformer | Leaking | 2023 | Tier 2 - Elevated | Transformer only | 1 | 14 | 20230114 | 1953667 | Sus | N | EnvironmentalExternal¦Lightning¦Transformer¦Leaking
23-0016084 | Vegetation | Tree - fell into line | Conductor, Overhead | Normal | 2023 | Tier 2 - Elevated | Distribution Circuit | 1 | 14 | 20230114 | 1953688 | Sus | N | Vegetation¦Treefellintoline¦ConductorOverhead¦Normal
23-0016026 | Vegetation | Tree - fell into line | Conductor, Overhead | Broken, wire on ground | 2023 | Tier 2 - Elevated | Distribution Circuit | 1 | 14 | 20230114 | 1953769 | Sus | N | Vegetation¦Treefellintoline¦ConductorOverhead¦Brokenwireonground
23-0016199 | Vegetation | Tree - fell into line | Conductor, Overhead | Normal | 2023 | Tier 2 - Elevated | Distribution Circuit | 1 | 14 | 20230114 | 1954080 | Sus | N | Vegetation¦Treefellintoline¦ConductorOverhead¦Normal
23-0016195 | Unknown Cause | Patrol - found nothing |  |  | 2023 | Tier 2 - Extreme | Distribution Circuit | 1 | 14 | 20230114 | 1954141 | Sus | N | UnknownCause¦Patrolfoundnothing¦¦
23-0016284 | Vegetation | Tree - branch fell on line | Conductor, Overhead | Normal | 2023 | Tier 2 - Extreme | Distribution Circuit | 1 | 14 | 20230114 | 1954304 | Sus | N | Vegetation¦Treebranchfellonline¦ConductorOverhead¦Normal
23-0016355 | Environmental/External | Lightning | Transformer (OH) | Failed/Faulted | 2023 | Tier 2 - Extreme | Distribution Circuit | 1 | 14 | 20230114 | 1954595 | Sus | N | EnvironmentalExternal¦Lightning¦Transformer(OH)¦FailedFaulted
23-0016294 | Unknown Cause | Patrol - not conducted |  |  | 2023 | Tier 2 - Elevated | Distribution Circuit | 1 | 14 | 20230114 | 1954614 | Sus | N | UnknownCause¦Patrolnotconducted¦¦
23-0016371 | Unknown Cause | Patrol - found nothing |  |  | 2023 | Tier 2 - Elevated | Distribution Circuit | 1 | 14 | 20230114 | 1954633 | Sus | N | UnknownCause¦Patrolfoundnothing¦¦
23-0016347 | Unknown Cause | Patrol - found nothing |  |  | 2023 | Tier 2 - Elevated | Distribution Circuit | 1 | 14 | 20230114 | 1954640 | Sus | N | UnknownCause¦Patrolfoundnothing¦¦
23-0016587 | Unknown Cause | Patrol - not conducted |  |  | 2023 | Zone 1 - HHZ | Distribution Circuit | 1 | 15 | 20230115 | 1955558 | Sus | N | UnknownCause¦Patrolnotconducted¦¦
23-0016610 | Equipment Failure/Involved | Overhead | Conductor, Overhead | Arcing | 2023 | Tier 2 - Elevated | Distribution Circuit | 1 | 15 | 20230115 | 1955778 | Sus | N | EquipmentFailureInvolved¦Overhead¦ConductorOverhead¦Arcing
23-0016665 | Unknown Cause | Patrol - found nothing |  |  | 2023 | Tier 2 - Extreme | Distribution Circuit | 1 | 15 | 20230115 | 1955820 | Sus | N | UnknownCause¦Patrolfoundnothing¦¦
23-0016676 | Environmental/External | Lightning | Transformer (OH) | Failed/Faulted | 2023 | Tier 2 - Elevated | Transformer only | 1 | 15 | 20230115 | 1955853 | Sus | N | EnvironmentalExternal¦Lightning¦Transformer(OH)¦FailedFaulted
23-0016712 | Equipment Failure/Involved | Overhead | Conductor, Overhead | Broken | 2023 | Tier 2 - Extreme | Distribution Circuit | 1 | 15 | 20230115 | 1955907 | Sus | N | EquipmentFailureInvolved¦Overhead¦ConductorOverhead¦Broken
23-0016953 | Vegetation | Tree - fell into line | Conductor, Overhead | Together | 2023 | Tier 2 - Extreme | Distribution Circuit | 1 | 16 | 20230116 | 1956938 | Sus | N | Vegetation¦Treefellintoline¦ConductorOverhead¦Together
23-0017147 | Vegetation | Tree - fell into line | Conductor, Overhead | Normal | 2023 | Tier 2 - Elevated | Distribution Circuit | 1 | 16 | 20230116 | 1957374 | Sus | N | Vegetation¦Treefellintoline¦ConductorOverhead¦Normal
23-0017289 | Vegetation | Tree - branch fell on line | Conductor, Overhead | Normal | 2023 | Tier 2 - Elevated | Distribution Circuit | 1 | 16 | 20230116 | 1957654 | Sus | N | Vegetation¦Treebranchfellonline¦ConductorOverhead¦Normal
23-0017271 | Vegetation | Tree - fell into line | Conductor, Overhead | Broken | 2023 | Tier 2 - Extreme | Distribution Circuit | 1 | 16 | 20230116 | 1957727 | Sus | N | Vegetation¦Treefellintoline¦ConductorOverhead¦Broken
23-0017247 | Unknown Cause | Patrol - found nothing |  |  | 2023 | Tier 2 - Extreme | Distribution Circuit | 1 | 16 | 20230116 | 1957998 | Sus | N | UnknownCause¦Patrolfoundnothing¦¦
23-0017557 | Equipment Failure/Involved | Overhead | Transformer (OH) |  | 2023 | Tier 2 - Elevated | Transformer only | 1 | 17 | 20230117 | 1959130 | Sus | N | EquipmentFailureInvolved¦Overhead¦Transformer(OH)¦
23-0017478 | Equipment Failure/Involved | Overhead | Recloser | Malfunctioning | 2023 | Tier 2 - Elevated | Distribution Circuit | 1 | 17 | 20230117 | 1959157 | Sus | N | EquipmentFailureInvolved¦Overhead¦Recloser¦Malfunctioning
23-0017711 | Vegetation | Tree - fell into line | Conductor, Overhead | Normal | 2023 | Tier 2 - Elevated | Distribution Circuit | 1 | 17 | 20230117 | 1959670 | Sus | N | Vegetation¦Treefellintoline¦ConductorOverhead¦Normal
23-0017726 | Vegetation | Tree - fell into line | Conductor, Overhead | Broken, wire on ground | 2023 | Tier 2 - Extreme | Distribution Circuit | 1 | 17 | 20230117 | 1959691 | Sus | N | Vegetation¦Treefellintoline¦ConductorOverhead¦Brokenwireonground
23-0017880 | Equipment Failure/Involved | Overhead | Transformer | Normal | 2023 | Tier 2 - Extreme | Transformer only | 1 | 17 | 20230117 | 1959930 | Sus | N | EquipmentFailureInvolved¦Overhead¦Transformer¦Normal
23-0017837 | Vegetation | Tree - fell into line | Conductor, Overhead | Normal | 2023 | Tier 2 - Extreme | Distribution Circuit | 1 | 17 | 20230117 | 1959973 | Sus | N | Vegetation¦Treefellintoline¦ConductorOverhead¦Normal
23-0017847 | Vegetation | Tree - fell into line | Conductor, Overhead | Normal | 2023 | Tier 2 - Elevated | Distribution Circuit | 1 | 17 | 20230117 | 1960109 | Sus | N | Vegetation¦Treefellintoline¦ConductorOverhead¦Normal
23-0018073 | Equipment Failure/Involved | Overhead | Recloser | Malfunctioning | 2023 | Tier 2 - Elevated | Distribution Circuit | 1 | 18 | 20230118 | 1960503 | Sus | N | EquipmentFailureInvolved¦Overhead¦Recloser¦Malfunctioning
23-0018294 | Equipment Failure/Involved | Overhead | Crossarm, Wood | Broken | 2023 | Tier 2 - Extreme | Distribution Circuit | 1 | 18 | 20230118 | 1960574 | Sus | N | EquipmentFailureInvolved¦Overhead¦CrossarmWood¦Broken
23-0018174 | 3rd Party | Other | Conductor, Overhead | Normal | 2023 | Tier 2 - Elevated | Distribution Circuit | 1 | 18 | 20230118 | 1960541 | Sus | N | 3rdParty¦Other¦ConductorOverhead¦Normal
23-0018206 | Equipment Failure/Involved | Overhead | Cutout, fuse holder | Normal | 2023 | Tier 2 - Extreme | Transformer only | 1 | 18 | 20230118 | 1960618 | Sus | N | EquipmentFailureInvolved¦Overhead¦Cutoutfuseholder¦Normal
23-0018282 | Vegetation | Tree - bark fell into line | Conductor, Overhead | Normal | 2023 | Tier 2 - Extreme | Transformer only | 1 | 18 | 20230118 | 1960665 | Sus | N | Vegetation¦Treebarkfellintoline¦ConductorOverhead¦Normal
23-0018327 | Environmental/External | Ice or snow | Conductor, Overhead | Normal | 2023 | Tier 2 - Elevated | Distribution Circuit | 1 | 18 | 20230118 | 1960930 | Sus | N | EnvironmentalExternal¦Iceorsnow¦ConductorOverhead¦Normal
23-0018331 | Equipment Failure/Involved | Underground | Secondary | Broken | 2023 | Tier 2 - Elevated | Transformer only | 1 | 18 | 20230118 | 1960950 | Sus | N | EquipmentFailureInvolved¦Underground¦Secondary¦Broken
23-0018361 | Equipment Failure/Involved | Overhead | Lightning Arrestor | Failed/Faulted | 2023 | Tier 2 - Elevated | Distribution Circuit | 1 | 18 | 20230118 | 1960982 | Sus | N | EquipmentFailureInvolved¦Overhead¦LightningArrestor¦FailedFaulted
23-0018484 | Environmental/External | Ice or snow | Insulator | Broken | 2023 | Tier 2 - Elevated | Distribution Circuit | 1 | 18 | 20230118 | 1961123 | Sus | N | EnvironmentalExternal¦Iceorsnow¦Insulator¦Broken
23-0018699 | Equipment Failure/Involved | Overhead | Conductor, Overhead | Normal | 2023 | Tier 2 - Extreme | Distribution Circuit | 1 | 18 | 20230118 | 1961708 | Sus | N | EquipmentFailureInvolved¦Overhead¦ConductorOverhead¦Normal
23-0018719 | Unknown Cause | Patrol - found nothing |  |  | 2023 | Tier 2 - Elevated | Distribution Circuit | 1 | 19 | 20230119 | 1961741 | Sus | N | UnknownCause¦Patrolfoundnothing¦¦
23-0018826 | Unknown Cause | Patrol - found nothing |  |  | 2023 | Tier 2 - Elevated | Distribution Circuit | 1 | 19 | 20230119 | 1962056 | Sus | N | UnknownCause¦Patrolfoundnothing¦¦
23-0019029 | Equipment Failure/Involved | Overhead | Insulator | Broken | 2023 | Tier 2 - Elevated | Distribution Circuit | 1 | 19 | 20230119 | 1962631 | Sus | N | EquipmentFailureInvolved¦Overhead¦Insulator¦Broken
23-0019182 | Company Initiated | Return Circuit Normal | Transformer | Normal | 2023 | Tier 2 - Extreme | Transformer only | 1 | 19 | 20230119 | 1962799 | Sus | N | CompanyInitiated¦ReturnCircuitNormal¦Transformer¦Normal
23-0019190 | Vegetation | Tree - fell into line | Conductor, Overhead | Broken, wire on ground | 2023 | Tier 2 - Extreme | Distribution Circuit | 1 | 19 | 20230119 | 1962868 | Sus | N | Vegetation¦Treefellintoline¦ConductorOverhead¦Brokenwireonground
23-0019335 | Equipment Failure/Involved | Overhead | Lightning Arrestor | Failed/Faulted | 2023 | Tier 2 - Elevated | Distribution Circuit | 1 | 20 | 20230120 | 1963164 | Sus | N | EquipmentFailureInvolved¦Overhead¦LightningArrestor¦FailedFaulted
23-0019688 | Unknown Cause | Patrol - found nothing |  |  | 2023 | Tier 2 - Extreme | Transformer only | 1 | 21 | 20230121 | 1963820 | Sus | N | UnknownCause¦Patrolfoundnothing¦¦
23-0019709 | Equipment Failure/Involved | Overhead | Transformer (OH) | Failed/Faulted | 2023 | Tier 2 - Extreme | Distribution Circuit | 1 | 21 | 20230121 | 1963886 | Sus | N | EquipmentFailureInvolved¦Overhead¦Transformer(OH)¦FailedFaulted
23-0019767 | Unknown Cause | Patrol - not conducted |  |  | 2023 | Tier 2 - Elevated | Distribution Circuit | 1 | 21 | 20230121 | 1964239 | Sus | N | UnknownCause¦Patrolnotconducted¦¦
23-0019778 | Equipment Failure/Involved | Overhead | Recloser | Malfunctioning | 2023 | Tier 2 - Elevated | Distribution Circuit | 1 | 21 | 20230121 | 1964278 | Sus | N | EquipmentFailureInvolved¦Overhead¦Recloser¦Malfunctioning
23-0019826 | Unknown Cause | Patrol - found nothing |  |  | 2023 | Tier 2 - Elevated | Distribution Circuit | 1 | 22 | 20230122 | 1964480 | Sus | N | UnknownCause¦Patrolfoundnothing¦¦
23-0019929 | Unknown Cause | Patrol - found nothing |  |  | 2023 | Tier 2 - Extreme | Distribution Circuit | 1 | 22 | 20230122 | 1964895 | Sus | N | UnknownCause¦Patrolfoundnothing¦¦
23-0019969 | Vegetation | Tree - fell into line | Conductor, Overhead | Broken, wire on ground | 2023 | Tier 2 - Extreme | Distribution Circuit | 1 | 22 | 20230122 | 1965028 | Sus | N | Vegetation¦Treefellintoline¦ConductorOverhead¦Brokenwireonground
23-0020003 | Vegetation | Tree - fell into line | Conductor, Overhead | Broken, wire on ground | 2023 | Tier 2 - Extreme | Distribution Circuit | 1 | 22 | 20230122 | 1965281 | Sus | N | Vegetation¦Treefellintoline¦ConductorOverhead¦Brokenwireonground
23-0020004 | Vegetation | Tree - branch fell on line | Conductor, Overhead | Normal | 2023 | Tier 2 - Extreme | Distribution Circuit | 1 | 23 | 20230123 | 1965280 | Sus | N | Vegetation¦Treebranchfellonline¦ConductorOverhead¦Normal
23-0019988 | Vegetation | Tree - fell into line | Transformer | Broken | 2023 | Tier 2 - Elevated | Transformer only | 1 | 23 | 20230123 | 1965173 | Sus | N | Vegetation¦Treefellintoline¦Transformer¦Broken
23-0020090 | Vegetation | Tree - fell into line | Crossarm, Wood | Broken | 2023 | Tier 2 - Extreme | Distribution Circuit | 1 | 23 | 20230123 | 1965269 | Sus | N | Vegetation¦Treefellintoline¦CrossarmWood¦Broken
23-0020279 | Equipment Failure/Involved | Overhead | Recloser | Malfunctioning | 2023 | Tier 2 - Extreme | Distribution Circuit | 1 | 23 | 20230123 | 1965950 | Sus | N | EquipmentFailureInvolved¦Overhead¦Recloser¦Malfunctioning
23-0020451 | Equipment Failure/Involved | Overhead | Recloser | Malfunctioning | 2023 | Tier 2 - Extreme | Distribution Circuit | 1 | 23 | 20230123 | 1966278 | Sus | N | EquipmentFailureInvolved¦Overhead¦Recloser¦Malfunctioning
23-0020478 | Vegetation | Tree - branch fell on line | Conductor, Overhead | Normal | 2023 | Tier 2 - Extreme | Distribution Circuit | 1 | 23 | 20230123 | 1966341 | Sus | N | Vegetation¦Treebranchfellonline¦ConductorOverhead¦Normal
23-0020723 | 3rd Party | Dig in, 3rd party | Conductor, Underground | Broken | 2023 | Tier 2 - Elevated | Transformer only | 1 | 24 | 20230124 | 1966853 | Sus | N | 3rdParty¦Digin3rdparty¦ConductorUnderground¦Broken
23-0020877 | Equipment Failure/Involved | Overhead | Fuse | Normal | 2023 | Tier 2 - Elevated | Transformer only | 1 | 24 | 20230124 | 1967012 | Sus | N | EquipmentFailureInvolved¦Overhead¦Fuse¦Normal
23-0021442 | Vegetation | Tree - fell into line | Conductor, Overhead | Broken, wire on ground | 2023 | Tier 2 - Elevated | Distribution Circuit | 1 | 25 | 20230125 | 1968229 | Sus | N | Vegetation¦Treefellintoline¦ConductorOverhead¦Brokenwireonground
23-0021366 | Vegetation | Tree - branch fell on line | Conductor, Overhead | Normal | 2023 | Tier 2 - Extreme | Distribution Circuit | 1 | 25 | 20230125 | 1968181 | Sus | N | Vegetation¦Treebranchfellonline¦ConductorOverhead¦Normal
23-0021521 | Environmental/External | Ice or snow | Conductor, Overhead | Broken, wire on ground | 2023 | Tier 2 - Extreme | Distribution Circuit | 1 | 26 | 20230126 | 1968437 | Sus | N | EnvironmentalExternal¦Iceorsnow¦ConductorOverhead¦Brokenwireonground
23-0021853 | Vegetation | Tree - fell into line | Conductor, Overhead | Normal | 2023 | Tier 2 - Extreme | Distribution Circuit | 1 | 26 | 20230126 | 1969008 | Sus | N | Vegetation¦Treefellintoline¦ConductorOverhead¦Normal
23-0022288 | Animal | Squirrel | Fuse | Failed/Faulted | 2023 | Tier 2 - Elevated | Transformer only | 1 | 27 | 20230127 | 1969610 | Sus | N | Animal¦Squirrel¦Fuse¦FailedFaulted
23-0022469 | Unknown Cause | Patrol - found nothing |  |  | 2023 | Tier 2 - Extreme | Distribution Circuit | 1 | 27 | 20230127 | 1969885 | Sus | N | UnknownCause¦Patrolfoundnothing¦¦
23-0022385 | 3rd Party | Tree - cutting, 3rd party | Conductor, Overhead | Broken, wire on ground | 2023 | Tier 2 - Elevated | Distribution Circuit | 1 | 27 | 20230127 | 1969888 | Sus | N | 3rdParty¦Treecutting3rdparty¦ConductorOverhead¦Brokenwireonground
23-0022641 | Equipment Failure/Involved | Overhead | Cutout, fuse holder | Failed/Faulted | 2023 | Tier 2 - Elevated | Distribution Circuit | 1 | 28 | 20230128 | 1970544 | Sus | N | EquipmentFailureInvolved¦Overhead¦Cutoutfuseholder¦FailedFaulted
23-0022669 | Unknown Cause | Patrol - found nothing |  |  | 2023 | Tier 2 - Elevated | Distribution Circuit | 1 | 28 | 20230128 | 1970638 | Sus | N | UnknownCause¦Patrolfoundnothing¦¦
23-0022741 | Equipment Failure/Involved | Electrical Overload | Transformer | Failed/Faulted | 2023 | Tier 2 - Elevated | Transformer only | 1 | 29 | 20230129 | 1970981 | Sus | N | EquipmentFailureInvolved¦ElectricalOverload¦Transformer¦FailedFaulted
23-0022765 | Equipment Failure/Involved | Underground | Elbow | Failed/Faulted | 2023 | Tier 2 - Elevated | Distribution Circuit | 1 | 29 | 20230129 | 1971122 | Sus | N | EquipmentFailureInvolved¦Underground¦Elbow¦FailedFaulted
23-0022785 | Equipment Failure/Involved | Overhead | Jumper | Burned Open | 2023 | Tier 2 - Elevated | Distribution Circuit | 1 | 29 | 20230129 | 1971255 | Sus | N | EquipmentFailureInvolved¦Overhead¦Jumper¦BurnedOpen
23-0022841 | Unknown Cause | Patrol - found nothing |  |  | 2023 | Tier 2 - Extreme | Distribution Circuit | 1 | 30 | 20230130 | 1971362 | Sus | N | UnknownCause¦Patrolfoundnothing¦¦
23-0022873 | Unknown Cause | Patrol - found nothing |  |  | 2023 | Tier 2 - Elevated | Distribution Circuit | 1 | 30 | 20230130 | 1971625 | Sus | N | UnknownCause¦Patrolfoundnothing¦¦
23-0022970 | Unknown Cause | Patrol - found nothing |  |  | 2023 | Tier 2 - Elevated | Distribution Circuit | 1 | 30 | 20230130 | 1971650 | Sus | N | UnknownCause¦Patrolfoundnothing¦¦
23-0022725 | Equipment Failure/Involved | Overhead | Pole-Wood | Broken | 2023 | Tier 2 - Elevated | Distribution Circuit | 1 | 30 | 20230130 | 1971794 | Sus | N | EquipmentFailureInvolved¦Overhead¦PoleWood¦Broken
23-0022985 | Unknown Cause | Patrol - found nothing |  |  | 2023 | Tier 2 - Elevated | Distribution Circuit | 1 | 30 | 20230130 | 1971825 | Sus | N | UnknownCause¦Patrolfoundnothing¦¦
23-0023230 | Vegetation | Tree - fell into line | Pole-Wood | Broken, wire on ground | 2023 | Tier 2 - Extreme | Transformer only | 1 | 31 | 20230131 | 1972342 | Sus | N | Vegetation¦Treefellintoline¦PoleWood¦Brokenwireonground
23-0023816 | Unknown Cause | Patrol - found nothing |  |  | 2023 | Tier 2 - Elevated | Distribution Circuit | 2 | 1 | 20230201 | 1973507 | Sus | N | UnknownCause¦Patrolfoundnothing¦¦
23-0024991 | Environmental/External | Ice or snow | Fuse | Normal | 2023 | Tier 2 - Elevated | Transformer only | 2 | 3 | 20230203 | 1975775 | Sus | N | EnvironmentalExternal¦Iceorsnow¦Fuse¦Normal
23-0025087 | Equipment Failure/Involved | Overhead | Woodpin | Broken | 2023 | Tier 2 - Elevated | Distribution Circuit | 2 | 3 | 20230203 | 1976174 | Sus | N | EquipmentFailureInvolved¦Overhead¦Woodpin¦Broken
23-0025215 | Unknown Cause | Patrol - found nothing |  |  | 2023 | Tier 2 - Elevated | Transformer only | 2 | 4 | 20230204 | 1976629 | Sus | N | UnknownCause¦Patrolfoundnothing¦¦
23-0025335 | Vegetation | Tree - fell into line | Conductor, Overhead | Broken, wire on ground | 2023 | Tier 2 - Extreme | Distribution Circuit | 2 | 5 | 20230205 | 1977145 | Sus | N | Vegetation¦Treefellintoline¦ConductorOverhead¦Brokenwireonground
23-0025362 | Unknown Cause | Patrol - found nothing |  |  | 2023 | Tier 2 - Elevated | Distribution Circuit | 2 | 5 | 20230205 | 1977295 | Sus | N | UnknownCause¦Patrolfoundnothing¦¦
23-0025375 | Unknown Cause | Patrol - found nothing |  |  | 2023 | Tier 2 - Elevated | Distribution Circuit | 2 | 5 | 20230205 | 1977371 | Sus | N | UnknownCause¦Patrolfoundnothing¦¦
23-0025424 | Equipment Failure/Involved | Overhead | Fuse | Broken | 2023 | Tier 2 - Extreme | Transformer only | 2 | 5 | 20230205 | 1977471 | Sus | N | EquipmentFailureInvolved¦Overhead¦Fuse¦Broken
23-0025543 | Equipment Failure/Involved | Electrical Overload | Transformer | Failed/Faulted | 2023 | Tier 2 - Elevated | Transformer only | 2 | 6 | 20230206 | 1977819 | Sus | N | EquipmentFailureInvolved¦ElectricalOverload¦Transformer¦FailedFaulted
23-0025647 | Equipment Failure/Involved | Overhead | Insulator | Broken | 2023 | Tier 2 - Elevated | Distribution Circuit | 2 | 6 | 20230206 | 1978145 | Sus | N | EquipmentFailureInvolved¦Overhead¦Insulator¦Broken
23-0025802 | Equipment Failure/Involved | Overhead | Transformer | Failed/Faulted | 2023 | Tier 2 - Extreme | Transformer only | 2 | 6 | 20230206 | 1978398 | Sus | N | EquipmentFailureInvolved¦Overhead¦Transformer¦FailedFaulted
23-0025775 | Vegetation | Tree - fell into line | Conductor, Overhead | Normal | 2023 | Tier 2 - Elevated | Distribution Circuit | 2 | 6 | 20230206 | 1978420 | Sus | N | Vegetation¦Treefellintoline¦ConductorOverhead¦Normal
23-0025509 | 3rd Party | Vehicle | Pole-Wood | Broken | 2023 | Tier 2 - Extreme | Distribution Circuit | 2 | 6 | 20230206 | 1978417 | Sus | N | 3rdParty¦Vehicle¦PoleWood¦Broken
23-0025950 | Equipment Failure/Involved | Overhead | Fuse | Failed/Faulted | 2023 | Tier 2 - Elevated | Transformer only | 2 | 6 | 20230206 | 1978565 | Sus | N | EquipmentFailureInvolved¦Overhead¦Fuse¦FailedFaulted
23-0026843 | Vegetation | Tree - branch fell on line | Conductor, Overhead | Broken | 2023 | Tier 2 - Elevated | Distribution Circuit | 2 | 8 | 20230208 | 1980335 | Sus | N | Vegetation¦Treebranchfellonline¦ConductorOverhead¦Broken
23-0027268 | Animal | Bird found | Conductor, Overhead | Broken, wire on ground | 2023 | Tier 2 - Elevated | Distribution Circuit | 2 | 9 | 20230209 | 1981204 | Sus | N | Animal¦Birdfound¦ConductorOverhead¦Brokenwireonground
23-0027640 | Unknown Cause | Patrol - not conducted |  |  | 2023 | Tier 2 - Elevated | Distribution Circuit | 2 | 10 | 20230210 | 1981782 | Sus | N | UnknownCause¦Patrolnotconducted¦¦
23-0027624 | Unknown Cause | Patrol - found nothing |  |  | 2023 | Tier 2 - Extreme | Transformer only | 2 | 10 | 20230210 | 1981797 | Sus | N | UnknownCause¦Patrolfoundnothing¦¦
23-0027818 | Equipment Failure/Involved | Overhead | Crossarm, Wood | Broken | 2023 | Tier 2 - Elevated | Distribution Circuit | 2 | 11 | 20230211 | 1982319 | Sus | N | EquipmentFailureInvolved¦Overhead¦CrossarmWood¦Broken
23-0027823 | Equipment Failure/Involved | Overhead | Pole-Wood | Broken | 2023 | Tier 2 - Extreme | Distribution Circuit | 2 | 11 | 20230211 | 1982350 | Sus | N | EquipmentFailureInvolved¦Overhead¦PoleWood¦Broken
23-0027868 | Equipment Failure/Involved | Overhead | Fuse | Failed/Faulted | 2023 | Tier 2 - Extreme | Distribution Circuit | 2 | 11 | 20230211 | 1982616 | Sus | N | EquipmentFailureInvolved¦Overhead¦Fuse¦FailedFaulted
23-0027931 | Equipment Failure/Involved | Overhead | Transformer (OH) |  | 2023 | Tier 2 - Elevated | Transformer only | 2 | 12 | 20230212 | 1982918 | Sus | N | EquipmentFailureInvolved¦Overhead¦Transformer(OH)¦
23-0027948 | Equipment Failure/Involved | Overhead | Transformer (OH) | Failed/Faulted | 2023 | Tier 2 - Elevated | Transformer only | 2 | 12 | 20230212 | 1982989 | Sus | N | EquipmentFailureInvolved¦Overhead¦Transformer(OH)¦FailedFaulted
23-0028304 | Equipment Failure/Involved | Overhead | Cutout, fuse holder | Broken | 2023 | Tier 2 - Elevated | Transformer only | 2 | 13 | 20230213 | 1983765 | Sus | N | EquipmentFailureInvolved¦Overhead¦Cutoutfuseholder¦Broken
23-0028391 | Equipment Failure/Involved | Overhead | Cutout, fuse holder | Broken | 2023 | Tier 2 - Elevated | Distribution Circuit | 2 | 13 | 20230213 | 1984220 | Sus | N | EquipmentFailureInvolved¦Overhead¦Cutoutfuseholder¦Broken
23-0028806 | Vegetation | Tree - fell into line | Conductor, Overhead | Normal | 2023 | Tier 2 - Elevated | Distribution Circuit | 2 | 14 | 20230214 | 1985124 | Sus | N | Vegetation¦Treefellintoline¦ConductorOverhead¦Normal
23-0028992 | Equipment Failure/Involved | Overhead | Transformer (OH) | Leaking | 2023 | Tier 2 - Extreme | Distribution Circuit | 2 | 15 | 20230215 | 1985672 | Sus | N | EquipmentFailureInvolved¦Overhead¦Transformer(OH)¦Leaking
23-0029197 | Vegetation | Tree - fell into line | Conductor, Overhead | Broken, wire on ground | 2023 | Tier 2 - Extreme | Distribution Circuit | 2 | 15 | 20230215 | 1986083 | Sus | N | Vegetation¦Treefellintoline¦ConductorOverhead¦Brokenwireonground
23-0029437 | Equipment Failure/Involved | Overhead | Insulator | Broken | 2023 | Tier 2 - Extreme | Distribution Circuit | 2 | 15 | 20230215 | 1986098 | Sus | N | EquipmentFailureInvolved¦Overhead¦Insulator¦Broken
23-0023443 | Company Initiated | Construction Activity/equip, company | Transformer | Malfunctioning | 2023 | Tier 2 - Extreme | Transformer only | 2 | 15 | 20230215 | 1986259 | Sus | N | CompanyInitiated¦ConstructionActivityequipcompany¦Transformer¦Malfunctioning
23-0029640 | Equipment Failure/Involved | Overhead | Conductor, Overhead | Bent or Twisted | 2023 | Tier 2 - Extreme | Distribution Circuit | 2 | 16 | 20230216 | 1986745 | Sus | N | EquipmentFailureInvolved¦Overhead¦ConductorOverhead¦BentorTwisted
23-0029108 | Equipment Failure/Involved | Overhead | Pole-Wood | Broken | 2023 | Tier 2 - Elevated | Distribution Circuit | 2 | 16 | 20230216 | 1986842 | Sus | N | EquipmentFailureInvolved¦Overhead¦PoleWood¦Broken
23-0030015 | Animal | Bird found | Conductor, Overhead | Normal | 2023 | Tier 2 - Elevated | Distribution Circuit | 2 | 17 | 20230217 | 1987328 | Sus | N | Animal¦Birdfound¦ConductorOverhead¦Normal
23-0030124 | Equipment Failure/Involved | Overhead | Anchor or Guy | Broken | 2023 | Tier 2 - Elevated | Distribution Circuit | 2 | 17 | 20230217 | 1987655 | Sus | N | EquipmentFailureInvolved¦Overhead¦AnchororGuy¦Broken
23-0030276 | Vegetation | Tree - fell into line | Conductor, Overhead | Normal | 2023 | Tier 2 - Elevated | Distribution Circuit | 2 | 17 | 20230217 | 1987827 | Sus | N | Vegetation¦Treefellintoline¦ConductorOverhead¦Normal
23-0030467 | Equipment Failure/Involved | Overhead | Secondary | On Ground | 2023 | Tier 2 - Elevated | Transformer only | 2 | 18 | 20230218 | 1988218 | Sus | N | EquipmentFailureInvolved¦Overhead¦Secondary¦OnGround
23-0030550 | 3rd Party | Vehicle | Pole-Wood | Broken | 2023 | Tier 2 - Elevated | Distribution Circuit | 2 | 19 | 20230219 | 1988895 | Sus | N | 3rdParty¦Vehicle¦PoleWood¦Broken
23-0030610 | Animal | Squirrel | Fuse | Burned Open | 2023 | Tier 2 - Elevated | Distribution Circuit | 2 | 20 | 20230220 | 1989179 | Sus | N | Animal¦Squirrel¦Fuse¦BurnedOpen
23-0030961 | Unknown Cause | Patrol - found nothing |  |  | 2023 | Tier 2 - Extreme | Transformer only | 2 | 21 | 20230221 | 1990030 | Sus | N | UnknownCause¦Patrolfoundnothing¦¦
23-0030945 | Environmental/External | Lightning | Pothead(Riser Termination) | Burned/flashed | 2023 | Tier 2 - Extreme | Distribution Circuit | 2 | 21 | 20230221 | 1989761 | Sus | N | EnvironmentalExternal¦Lightning¦Pothead(RiserTermination)¦Burnedflashed
23-0031159 | Equipment Failure/Involved | Overhead | Crossarm, Wood | Broken | 2023 | Tier 2 - Elevated | Distribution Circuit | 2 | 21 | 20230221 | 1991239 | Sus | N | EquipmentFailureInvolved¦Overhead¦CrossarmWood¦Broken
23-0031821 | Unknown Cause | Patrol - found nothing |  |  | 2023 | Tier 2 - Elevated | Distribution Circuit | 2 | 21 | 20230221 | 1991502 | Sus | N | UnknownCause¦Patrolfoundnothing¦¦
23-0031394 | Unknown Cause | Patrol - found nothing |  |  | 2023 | Tier 2 - Elevated | Distribution Circuit | 2 | 21 | 20230221 | 1992749 | Sus | N | UnknownCause¦Patrolfoundnothing¦¦
23-0031618 | Vegetation | Tree - fell into line | Conductor, Overhead | Normal | 2023 | Tier 2 - Elevated | Distribution Circuit | 2 | 21 | 20230221 | 1991906 | Sus | N | Vegetation¦Treefellintoline¦ConductorOverhead¦Normal
23-0031476 | 3rd Party | Vehicle | Pole-Wood | Broken, wire on ground | 2023 | Tier 2 - Extreme | Distribution Circuit | 2 | 21 | 20230221 | 1991982 | Sus | N | 3rdParty¦Vehicle¦PoleWood¦Brokenwireonground
23-0031565 | Unknown Cause | Patrol - found nothing |  |  | 2023 | Tier 2 - Extreme | Distribution Circuit | 2 | 21 | 20230221 | 1992094 | Sus | N | UnknownCause¦Patrolfoundnothing¦¦
23-0031601 | Unknown Cause | Patrol - found nothing |  |  | 2023 | Tier 2 - Extreme | Distribution Circuit | 2 | 21 | 20230221 | 1992281 | Sus | N | UnknownCause¦Patrolfoundnothing¦¦
23-0031569 | Vegetation | Tree - branch fell on line | Conductor, Overhead | Normal | 2023 | Tier 2 - Elevated | Distribution Circuit | 2 | 21 | 20230221 | 1992703 | Sus | N | Vegetation¦Treebranchfellonline¦ConductorOverhead¦Normal
23-0031581 | 3rd Party | Vehicle | Fuse | Normal | 2023 | Tier 2 - Elevated | Transformer only | 2 | 21 | 20230221 | 1992652 | Sus | N | 3rdParty¦Vehicle¦Fuse¦Normal
23-0031392 | Vegetation | Tree - branch fell on line | Conductor, Overhead | Normal | 2023 | Tier 2 - Elevated | Distribution Circuit | 2 | 21 | 20230221 | 1991905 | Sus | N | Vegetation¦Treebranchfellonline¦ConductorOverhead¦Normal
23-0031987 | Equipment Failure/Involved | Overhead | Conductor, Overhead | Together | 2023 | Tier 2 - Extreme | Distribution Circuit | 2 | 21 | 20230221 | 1996224 | Sus | N | EquipmentFailureInvolved¦Overhead¦ConductorOverhead¦Together
23-0032048 | 3rd Party | Vehicle | Pole-Wood | Broken | 2023 | Tier 2 - Elevated | Distribution Circuit | 2 | 22 | 20230222 | 1996406 | Sus | N | 3rdParty¦Vehicle¦PoleWood¦Broken
23-0032186 | Vegetation | Tree - branch fell on line | Conductor, Overhead | Normal | 2023 | Tier 2 - Extreme | Distribution Circuit | 2 | 22 | 20230222 | 1997122 | Sus | N | Vegetation¦Treebranchfellonline¦ConductorOverhead¦Normal
23-0032475 | Unknown Cause | Patrol - found nothing |  |  | 2023 | Tier 2 - Elevated | Distribution Circuit | 2 | 22 | 20230222 | 1997796 | Sus | N | UnknownCause¦Patrolfoundnothing¦¦
23-0033884 | Vegetation | Tree - fell into line | Conductor, Overhead | Broken, wire on ground | 2023 | Tier 2 - Elevated | Distribution Circuit | 2 | 24 | 20230224 | 2002443 | Sus | N | Vegetation¦Treefellintoline¦ConductorOverhead¦Brokenwireonground
23-0033780 | Equipment Failure/Involved | Overhead | Conductor, Overhead | Broken, wire on ground | 2023 | Tier 2 - Extreme | Distribution Circuit | 2 | 24 | 20230224 | 2003069 | Sus | N | EquipmentFailureInvolved¦Overhead¦ConductorOverhead¦Brokenwireonground
23-0033760 | Equipment Failure/Involved | Overhead | Conductor, Overhead | Broken, wire on ground | 2023 | Tier 2 - Elevated | Distribution Circuit | 2 | 24 | 20230224 | 2003780 | Sus | N | EquipmentFailureInvolved¦Overhead¦ConductorOverhead¦Brokenwireonground
23-0033962 | Vegetation | Tree - fell into line | Conductor, Overhead | Normal | 2023 | Tier 2 - Elevated | Distribution Circuit | 2 | 24 | 20230224 | 2004367 | Sus | N | Vegetation¦Treefellintoline¦ConductorOverhead¦Normal
23-0033995 | Vegetation | Tree - fell into line | Conductor, Overhead | Normal | 2023 | Tier 2 - Elevated | Distribution Circuit | 2 | 24 | 20230224 | 2004401 | Sus | N | Vegetation¦Treefellintoline¦ConductorOverhead¦Normal
23-0034126 | Vegetation | Tree - fell into line | Conductor, Overhead | Normal | 2023 | Tier 2 - Elevated | Distribution Circuit | 2 | 24 | 20230224 | 2004552 | Sus | N | Vegetation¦Treefellintoline¦ConductorOverhead¦Normal
23-0034000 | Equipment Failure/Involved | Overhead | Transformer (OH) | Broken, wire on ground | 2023 | Tier 2 - Elevated | Distribution Circuit | 2 | 24 | 20230224 | 2004823 | Sus | N | EquipmentFailureInvolved¦Overhead¦Transformer(OH)¦Brokenwireonground
23-0034037 | Vegetation | Tree - fell into line | Transformer (OH) | Broken, wire on ground | 2023 | Tier 2 - Elevated | Distribution Circuit | 2 | 24 | 20230224 | 2004949 | Sus | N | Vegetation¦Treefellintoline¦Transformer(OH)¦Brokenwireonground
23-0034385 | Vegetation | Tree - fell into line | Conductor, Overhead | Normal | 2023 | Tier 2 - Elevated | Distribution Circuit | 2 | 24 | 20230224 | 2005112 | Sus | N | Vegetation¦Treefellintoline¦ConductorOverhead¦Normal
23-0034074 | 3rd Party | Customer Equipment | Other | Broken | 2023 | Tier 2 - Elevated | Transformer only | 2 | 24 | 20230224 | 2005254 | Sus | N | 3rdParty¦CustomerEquipment¦Other¦Broken
23-0034159 | Vegetation | Tree - fell into line | Conductor, Overhead | Broken, wire on ground | 2023 | Tier 2 - Extreme | Distribution Circuit | 2 | 24 | 20230224 | 2005329 | Sus | N | Vegetation¦Treefellintoline¦ConductorOverhead¦Brokenwireonground
23-0034282 | Vegetation | Tree - fell into line | Conductor, Overhead | Normal | 2023 | Tier 2 - Extreme | Distribution Circuit | 2 | 24 | 20230224 | 2005382 | Sus | N | Vegetation¦Treefellintoline¦ConductorOverhead¦Normal
23-0034275 | Unknown Cause | Patrol - found nothing |  |  | 2023 | Tier 2 - Extreme | Distribution Circuit | 2 | 24 | 20230224 | 2005507 | Sus | N | UnknownCause¦Patrolfoundnothing¦¦
23-0034281 | Vegetation | Tree - fell into line | Conductor, Overhead | Normal | 2023 | Tier 2 - Elevated | Distribution Circuit | 2 | 24 | 20230224 | 2005637 | Sus | N | Vegetation¦Treefellintoline¦ConductorOverhead¦Normal
23-0034322 | Vegetation | Tree - fell into line | Conductor, Overhead | Broken, wire on ground | 2023 | Tier 2 - Extreme | Distribution Circuit | 2 | 24 | 20230224 | 2005689 | Sus | N | Vegetation¦Treefellintoline¦ConductorOverhead¦Brokenwireonground
23-0034345 | Vegetation | Tree - fell into line | Conductor, Overhead | Normal | 2023 | Tier 2 - Extreme | Distribution Circuit | 2 | 24 | 20230224 | 2005699 | Sus | N | Vegetation¦Treefellintoline¦ConductorOverhead¦Normal
23-0034287 | Vegetation | Tree - branch fell on line | Conductor, Overhead | Normal | 2023 | Tier 2 - Elevated | Distribution Circuit | 2 | 24 | 20230224 | 2005768 | Sus | N | Vegetation¦Treebranchfellonline¦ConductorOverhead¦Normal
23-0034378 | Vegetation | Tree - branch fell on line | Conductor, Overhead | Normal | 2023 | Tier 2 - Extreme | Distribution Circuit | 2 | 24 | 20230224 | 2005848 | Sus | N | Vegetation¦Treebranchfellonline¦ConductorOverhead¦Normal
23-0034276 | Vegetation | Other ground vegetation | Pole-Wood | Broken | 2023 | Tier 2 - Extreme | Distribution Circuit | 2 | 24 | 20230224 | 2005901 | Sus | N | Vegetation¦Othergroundvegetation¦PoleWood¦Broken
23-0034380 | Unknown Cause | Patrol - found nothing |  |  | 2023 | Tier 2 - Elevated | Distribution Circuit | 2 | 24 | 20230224 | 2006024 | Sus | N | UnknownCause¦Patrolfoundnothing¦¦
23-0034492 | Vegetation | Tree - fell into line | Conductor, Overhead | On Ground | 2023 | Tier 2 - Extreme | Distribution Circuit | 2 | 24 | 20230224 | 2006036 | Sus | N | Vegetation¦Treefellintoline¦ConductorOverhead¦OnGround
23-0034499 | Equipment Failure/Involved | Overhead | Insulator | Broken | 2023 | Tier 2 - Extreme | Transformer only | 2 | 24 | 20230224 | 2006343 | Sus | N | EquipmentFailureInvolved¦Overhead¦Insulator¦Broken
23-0034566 | Unknown Cause | Patrol - found nothing |  |  | 2023 | Tier 2 - Extreme | Transformer only | 2 | 24 | 20230224 | 2006815 | Sus | N | UnknownCause¦Patrolfoundnothing¦¦
23-0034520 | Equipment Failure/Involved | Overhead | Insulator | Broken | 2023 | Tier 2 - Extreme | Distribution Circuit | 2 | 24 | 20230224 | 2006821 | Sus | N | EquipmentFailureInvolved¦Overhead¦Insulator¦Broken
23-0035123 | Equipment Failure/Involved | Overhead | Transformer (OH) | Failed/Faulted | 2023 | Tier 2 - Elevated | Transformer only | 2 | 25 | 20230225 | 2006778 | Sus | N | EquipmentFailureInvolved¦Overhead¦Transformer(OH)¦FailedFaulted
23-0035329 | Unknown Cause | Patrol - found nothing |  |  | 2023 | Tier 2 - Extreme | Distribution Circuit | 2 | 25 | 20230225 | 2008418 | Sus | N | UnknownCause¦Patrolfoundnothing¦¦
23-0035234 | Equipment Failure/Involved | Overhead | Transformer (OH) | Failed/Faulted | 2023 | Tier 2 - Elevated | Transformer only | 2 | 25 | 20230225 | 2008455 | Sus | N | EquipmentFailureInvolved¦Overhead¦Transformer(OH)¦FailedFaulted
23-0035912 | Unknown Cause | Patrol - found nothing |  |  | 2023 | Tier 2 - Extreme | Distribution Circuit | 2 | 26 | 20230226 | 2010319 | Sus | N | UnknownCause¦Patrolfoundnothing¦¦
23-0035924 | Vegetation | Tree - fell into line | Conductor, Overhead | Broken, wire on ground | 2023 | Tier 2 - Elevated | Distribution Circuit | 2 | 26 | 20230226 | 2010410 | Sus | N | Vegetation¦Treefellintoline¦ConductorOverhead¦Brokenwireonground
23-0035930 | Unknown Cause | Patrol - not conducted |  |  | 2023 | Tier 2 - Elevated | Transformer only | 2 | 26 | 20230226 | 2010462 | Sus | N | UnknownCause¦Patrolnotconducted¦¦
23-0036000 | Vegetation | Tree - fell into line | Conductor, Overhead | Normal | 2023 | Tier 2 - Extreme | Distribution Circuit | 2 | 26 | 20230226 | 2010846 | Sus | N | Vegetation¦Treefellintoline¦ConductorOverhead¦Normal
23-0036042 | Vegetation | Tree - fell into line | Conductor, Overhead | Normal | 2023 | Tier 2 - Extreme | Distribution Circuit | 2 | 26 | 20230226 | 2011019 | Sus | N | Vegetation¦Treefellintoline¦ConductorOverhead¦Normal
23-0036202 | Unknown Cause | Patrol - found nothing |  |  | 2023 | Tier 2 - Extreme | Distribution Circuit | 2 | 26 | 20230226 | 2011027 | Sus | N | UnknownCause¦Patrolfoundnothing¦¦
23-0036241 | Vegetation | Tree - fell into line | Conductor, Overhead | Normal | 2023 | Tier 2 - Extreme | Distribution Circuit | 2 | 26 | 20230226 | 2011090 | Sus | N | Vegetation¦Treefellintoline¦ConductorOverhead¦Normal
23-0036049 | Vegetation | Tree - fell into line | Conductor, Overhead | Broken, wire on ground | 2023 | Tier 2 - Extreme | Distribution Circuit | 2 | 26 | 20230226 | 2011101 | Sus | N | Vegetation¦Treefellintoline¦ConductorOverhead¦Brokenwireonground
23-0036136 | Vegetation | Tree - fell into line | Conductor, Overhead | Broken, wire on ground | 2023 | Tier 2 - Extreme | Distribution Circuit | 2 | 27 | 20230227 | 2011109 | Sus | N | Vegetation¦Treefellintoline¦ConductorOverhead¦Brokenwireonground
23-0036188 | Unknown Cause | Patrol - found nothing |  |  | 2023 | Tier 2 - Extreme | Distribution Circuit | 2 | 27 | 20230227 | 2011114 | Sus | N | UnknownCause¦Patrolfoundnothing¦¦
23-0036068 | Vegetation | Tree - fell into line | Conductor, Overhead | Normal | 2023 | Tier 2 - Extreme | Distribution Circuit | 2 | 27 | 20230227 | 2011146 | Sus | N | Vegetation¦Treefellintoline¦ConductorOverhead¦Normal
23-0036083 | Equipment Failure/Involved | Overhead | Jumper | Bent or Twisted | 2023 | Tier 2 - Extreme | Transformer only | 2 | 27 | 20230227 | 2011168 | Sus | N | EquipmentFailureInvolved¦Overhead¦Jumper¦BentorTwisted
23-0036152 | Unknown Cause | Patrol - found nothing |  |  | 2023 | Tier 2 - Extreme | Distribution Circuit | 2 | 27 | 20230227 | 2011229 | Sus | N | UnknownCause¦Patrolfoundnothing¦¦
23-0036403 | Vegetation | Tree - branch fell on line | Conductor, Overhead | Normal | 2023 | Tier 2 - Extreme | Distribution Circuit | 2 | 27 | 20230227 | 2011756 | Sus | N | Vegetation¦Treebranchfellonline¦ConductorOverhead¦Normal
23-0036342 | Unknown Cause | Patrol - not conducted |  |  | 2023 | Tier 2 - Extreme | Distribution Circuit | 2 | 27 | 20230227 | 2011804 | Sus | N | UnknownCause¦Patrolnotconducted¦¦
23-0036260 | Vegetation | Tree - fell into line | Secondary | On Ground | 2023 | Tier 2 - Extreme | Transformer only | 2 | 27 | 20230227 | 2011306 | Sus | N | Vegetation¦Treefellintoline¦Secondary¦OnGround
23-0036454 | Vegetation | Tree - fell into line | Conductor, Overhead | Normal | 2023 | Tier 2 - Extreme | Distribution Circuit | 2 | 27 | 20230227 | 2012074 | Sus | N | Vegetation¦Treefellintoline¦ConductorOverhead¦Normal
23-0036429 | Unknown Cause | Patrol - found nothing |  |  | 2023 | Tier 2 - Elevated | Distribution Circuit | 2 | 27 | 20230227 | 2012130 | Sus | N | UnknownCause¦Patrolfoundnothing¦¦
23-0036520 | Equipment Failure/Involved | Overhead | Transformer (OH) | Leaking | 2023 | Tier 2 - Elevated | Distribution Circuit | 2 | 27 | 20230227 | 2011916 | Sus | N | EquipmentFailureInvolved¦Overhead¦Transformer(OH)¦Leaking
23-0036618 | Vegetation | Tree - fell into line | Conductor, Overhead | Normal | 2023 | Tier 2 - Elevated | Distribution Circuit | 2 | 27 | 20230227 | 2012309 | Sus | N | Vegetation¦Treefellintoline¦ConductorOverhead¦Normal
23-0036534 | Vegetation | Tree - fell into line | Conductor, Overhead | Broken, wire on ground | 2023 | Tier 2 - Elevated | Distribution Circuit | 2 | 27 | 20230227 | 2012384 | Sus | N | Vegetation¦Treefellintoline¦ConductorOverhead¦Brokenwireonground
23-0036501 | Vegetation | Tree - branch fell on line | Conductor, Overhead | Normal | 2023 | Tier 2 - Elevated | Distribution Circuit | 2 | 27 | 20230227 | 2012380 | Sus | N | Vegetation¦Treebranchfellonline¦ConductorOverhead¦Normal
23-0036485 | Vegetation | Tree - fell into line | Conductor, Overhead | Broken, wire on ground | 2023 | Tier 2 - Elevated | Distribution Circuit | 2 | 27 | 20230227 | 2012573 | Sus | N | Vegetation¦Treefellintoline¦ConductorOverhead¦Brokenwireonground
23-0036684 | Vegetation | Tree - fell into line | Conductor, Overhead | Normal | 2023 | Tier 2 - Extreme | Distribution Circuit | 2 | 27 | 20230227 | 2012638 | Sus | N | Vegetation¦Treefellintoline¦ConductorOverhead¦Normal
23-0036705 | Vegetation | Tree - fell into line | Conductor, Overhead | Normal | 2023 | Tier 2 - Extreme | Distribution Circuit | 2 | 27 | 20230227 | 2012789 | Sus | N | Vegetation¦Treefellintoline¦ConductorOverhead¦Normal
23-0036641 | Equipment Failure/Involved | Overhead | Pole-Wood | Normal | 2023 | Tier 2 - Elevated | Distribution Circuit | 2 | 27 | 20230227 | 2012195 | Sus | N | EquipmentFailureInvolved¦Overhead¦PoleWood¦Normal
23-0036673 | Vegetation | Tree - fell into line | Conductor, Overhead | Burned/flashed | 2023 | Tier 2 - Elevated | Distribution Circuit | 2 | 27 | 20230227 | 2013226 | Sus | N | Vegetation¦Treefellintoline¦ConductorOverhead¦Burnedflashed
23-0036704 | Vegetation | Tree - fell into line | Conductor, Overhead | Normal | 2023 | Tier 2 - Extreme | Distribution Circuit | 2 | 27 | 20230227 | 2012745 | Sus | N | Vegetation¦Treefellintoline¦ConductorOverhead¦Normal
23-0036928 | Vegetation | Tree - branch fell on line | Conductor, Overhead | Normal | 2023 | Tier 2 - Extreme | Distribution Circuit | 2 | 27 | 20230227 | 2013300 | Sus | N | Vegetation¦Treebranchfellonline¦ConductorOverhead¦Normal
23-0037301 | Unknown Cause | Patrol - not conducted |  |  | 2023 | Tier 2 - Extreme | Distribution Circuit | 2 | 28 | 20230228 | 2014990 | Sus | N | UnknownCause¦Patrolnotconducted¦¦
23-0037137 | Vegetation | Tree - fell into line | Conductor, Overhead | Bent or Twisted | 2023 | Tier 2 - Elevated | Distribution Circuit | 2 | 28 | 20230228 | 2014495 | Sus | N | Vegetation¦Treefellintoline¦ConductorOverhead¦BentorTwisted
23-0037180 | Unknown Cause | Patrol - not conducted |  |  | 2023 | Tier 2 - Extreme | Distribution Circuit | 2 | 28 | 20230228 | 2014662 | Sus | N | UnknownCause¦Patrolnotconducted¦¦
23-0037351 | Unknown Cause | Patrol - found nothing |  |  | 2023 | Tier 2 - Elevated | Distribution Circuit | 2 | 28 | 20230228 | 2014988 | Sus | N | UnknownCause¦Patrolfoundnothing¦¦
23-0037288 | Unknown Cause | Patrol - found nothing |  |  | 2023 | Tier 2 - Extreme | Distribution Circuit | 2 | 28 | 20230228 | 2014739 | Sus | N | UnknownCause¦Patrolfoundnothing¦¦
23-0037337 | Equipment Failure/Involved | Overhead | Crossarm, Wood | Broken | 2023 | Tier 2 - Elevated | Distribution Circuit | 2 | 28 | 20230228 | 2015213 | Sus | N | EquipmentFailureInvolved¦Overhead¦CrossarmWood¦Broken
23-0037409 | Vegetation | Tree - fell into line | Conductor, Overhead | Normal | 2023 | Tier 2 - Elevated | Distribution Circuit | 2 | 28 | 20230228 | 2015383 | Sus | N | Vegetation¦Treefellintoline¦ConductorOverhead¦Normal
23-0037390 | Vegetation | Tree - fell into line | Conductor, Overhead | Normal | 2023 | Tier 2 - Extreme | Distribution Circuit | 2 | 28 | 20230228 | 2015587 | Sus | N | Vegetation¦Treefellintoline¦ConductorOverhead¦Normal
23-0037477 | Unknown Cause | Patrol - found nothing |  |  | 2023 | Tier 2 - Elevated | Distribution Circuit | 2 | 28 | 20230228 | 2015659 | Sus | N | UnknownCause¦Patrolfoundnothing¦¦
23-0037547 | Unknown Cause | Patrol - found nothing |  |  | 2023 | Tier 2 - Extreme | Distribution Circuit | 2 | 28 | 20230228 | 2015675 | Sus | N | UnknownCause¦Patrolfoundnothing¦¦
23-0037602 | Vegetation | Tree - branch fell on line | Conductor, Overhead | Normal | 2023 | Tier 2 - Extreme | Distribution Circuit | 2 | 28 | 20230228 | 2015873 | Sus | N | Vegetation¦Treebranchfellonline¦ConductorOverhead¦Normal
23-0037462 | Unknown Cause | Patrol - found nothing |  |  | 2023 | Tier 2 - Extreme | Transformer only | 2 | 28 | 20230228 | 2015820 | Sus | N | UnknownCause¦Patrolfoundnothing¦¦
23-0037561 | Vegetation | Tree - fell into line | Conductor, Overhead | Normal | 2023 | Tier 2 - Extreme | Distribution Circuit | 2 | 28 | 20230228 | 2015812 | Sus | N | Vegetation¦Treefellintoline¦ConductorOverhead¦Normal
23-0037660 | Unknown Cause | Patrol - found nothing |  |  | 2023 | Tier 2 - Extreme | Distribution Circuit | 2 | 28 | 20230228 | 2015912 | Sus | N | UnknownCause¦Patrolfoundnothing¦¦
23-0037637 | Unknown Cause | Patrol - found nothing |  |  | 2023 | Tier 2 - Elevated | Distribution Circuit | 2 | 28 | 20230228 | 2016160 | Sus | N | UnknownCause¦Patrolfoundnothing¦¦
23-0037616 | Vegetation | Tree - fell into line | Conductor, Overhead | Normal | 2023 | Tier 2 - Elevated | Distribution Circuit | 2 | 28 | 20230228 | 2014997 | Sus | N | Vegetation¦Treefellintoline¦ConductorOverhead¦Normal
23-0037692 | Vegetation | Tree - branch fell on line | Conductor, Overhead | Normal | 2023 | Tier 2 - Elevated | Distribution Circuit | 2 | 28 | 20230228 | 2016295 | Sus | N | Vegetation¦Treebranchfellonline¦ConductorOverhead¦Normal
23-0038119 | Unknown Cause | Patrol - found nothing |  |  | 2023 | Tier 2 - Extreme | Distribution Circuit | 3 | 1 | 20230301 | 2018193 | Sus | N | UnknownCause¦Patrolfoundnothing¦¦
23-0038341 | Vegetation | Tree - branch fell on line | Conductor, Overhead | Normal | 2023 | Tier 2 - Elevated | Distribution Circuit | 3 | 1 | 20230301 | 2018604 | Sus | N | Vegetation¦Treebranchfellonline¦ConductorOverhead¦Normal
23-0038420 | Vegetation | Tree - fell into line | Conductor, Overhead | Bent or Twisted | 2023 | Tier 2 - Extreme | Distribution Circuit | 3 | 1 | 20230301 | 2018979 | Sus | N | Vegetation¦Treefellintoline¦ConductorOverhead¦BentorTwisted
23-0038879 | Vegetation | Tree - fell into line | Conductor, Overhead | On Ground | 2023 | Tier 2 - Extreme | Distribution Circuit | 3 | 2 | 20230302 | 2019450 | Sus | N | Vegetation¦Treefellintoline¦ConductorOverhead¦OnGround
23-0038688 | Equipment Failure/Involved | Overhead | Lightning Arrestor | Broken | 2023 | Tier 2 - Extreme | Distribution Circuit | 3 | 2 | 20230302 | 2019661 | Sus | N | EquipmentFailureInvolved¦Overhead¦LightningArrestor¦Broken
23-0038921 | Unknown Cause | Patrol - found nothing |  |  | 2023 | Tier 2 - Elevated | Distribution Circuit | 3 | 2 | 20230302 | 2019665 | Sus | N | UnknownCause¦Patrolfoundnothing¦¦
23-0038847 | Vegetation | Tree - branch fell on line | Conductor, Overhead | Normal | 2023 | Tier 2 - Extreme | Distribution Circuit | 3 | 2 | 20230302 | 2019793 | Sus | N | Vegetation¦Treebranchfellonline¦ConductorOverhead¦Normal
23-0039073 | Equipment Failure/Involved | Overhead | Lightning Arrestor | Broken | 2023 | Tier 2 - Extreme | Distribution Circuit | 3 | 2 | 20230302 | 2019987 | Sus | N | EquipmentFailureInvolved¦Overhead¦LightningArrestor¦Broken
23-0037831 | Unknown Cause | Patrol - not conducted |  |  | 2023 | Tier 2 - Elevated | Distribution Circuit | 3 | 3 | 20230303 | 2021298 | Sus | N | UnknownCause¦Patrolnotconducted¦¦
23-0039554 | Vegetation | Tree - branch fell on line | Conductor, Overhead | Normal | 2023 | Tier 2 - Extreme | Distribution Circuit | 3 | 3 | 20230303 | 2021571 | Sus | N | Vegetation¦Treebranchfellonline¦ConductorOverhead¦Normal
23-0039278 | Vegetation | Tree - fell into line | Conductor, Overhead | Together | 2023 | Tier 2 - Extreme | Distribution Circuit | 3 | 3 | 20230303 | 2020891 | Sus | N | Vegetation¦Treefellintoline¦ConductorOverhead¦Together
23-0039502 | Unknown Cause | Patrol - not conducted |  |  | 2023 | Zone 1 - HHZ | Distribution Circuit | 3 | 3 | 20230303 | 2021330 | Sus | N | UnknownCause¦Patrolnotconducted¦¦
23-0039588 | Unknown Cause | Patrol - found nothing |  |  | 2023 | Tier 2 - Elevated | Distribution Circuit | 3 | 3 | 20230303 | 2021336 | Sus | N | UnknownCause¦Patrolfoundnothing¦¦
23-0039596 | Unknown Cause | Patrol - found nothing |  |  | 2023 | Tier 2 - Extreme | Distribution Circuit | 3 | 3 | 20230303 | 2021541 | Sus | N | UnknownCause¦Patrolfoundnothing¦¦
23-0039632 | Equipment Failure/Involved | Overhead | Fuse | Failed/Faulted | 2023 | Zone 1 - HHZ | Transformer only | 3 | 3 | 20230303 | 2021618 | Sus | N | EquipmentFailureInvolved¦Overhead¦Fuse¦FailedFaulted
23-0039920 | Unknown Cause | Patrol - found nothing |  |  | 2023 | Tier 2 - Extreme | Transformer only | 3 | 4 | 20230304 | 2022144 | Sus | N | UnknownCause¦Patrolfoundnothing¦¦
23-0039919 | Equipment Failure/Involved | Overhead | Fuse | Normal | 2023 | Tier 2 - Elevated | Transformer only | 3 | 4 | 20230304 | 2022227 | Sus | N | EquipmentFailureInvolved¦Overhead¦Fuse¦Normal
23-0039974 | Unknown Cause | Patrol - found nothing |  |  | 2023 | Tier 2 - Elevated | Transformer only | 3 | 4 | 20230304 | 2022255 | Sus | N | UnknownCause¦Patrolfoundnothing¦¦
23-0039951 | Unknown Cause | Patrol - found nothing |  |  | 2023 | Tier 2 - Extreme | Transformer only | 3 | 4 | 20230304 | 2021744 | Sus | N | UnknownCause¦Patrolfoundnothing¦¦
23-0040000 | Vegetation | Tree - fell into line | Conductor, Overhead | Broken, wire on ground | 2023 | Tier 2 - Elevated | Distribution Circuit | 3 | 4 | 20230304 | 2022501 | Sus | N | Vegetation¦Treefellintoline¦ConductorOverhead¦Brokenwireonground
23-0040226 | Vegetation | Tree - fell into line | Conductor, Overhead | Normal | 2023 | Tier 2 - Extreme | Distribution Circuit | 3 | 5 | 20230305 | 2023319 | Sus | N | Vegetation¦Treefellintoline¦ConductorOverhead¦Normal
23-0040276 | Unknown Cause | Patrol - found nothing |  |  | 2023 | Tier 2 - Elevated | Distribution Circuit | 3 | 5 | 20230305 | 2023334 | Sus | N | UnknownCause¦Patrolfoundnothing¦¦
23-0040295 | Unknown Cause | Patrol - found nothing |  |  | 2023 | Tier 2 - Elevated | Distribution Circuit | 3 | 5 | 20230305 | 2023495 | Sus | N | UnknownCause¦Patrolfoundnothing¦¦
23-0040307 | Vegetation | Tree - branch fell on line | Conductor, Overhead | Normal | 2023 | Tier 2 - Extreme | Distribution Circuit | 3 | 5 | 20230305 | 2023626 | Sus | N | Vegetation¦Treebranchfellonline¦ConductorOverhead¦Normal
23-0040381 | Vegetation | Tree - fell into line | Conductor, Overhead | Bent or Twisted | 2023 | Tier 2 - Extreme | Distribution Circuit | 3 | 5 | 20230305 | 2023732 | Sus | N | Vegetation¦Treefellintoline¦ConductorOverhead¦BentorTwisted
23-0040417 | Vegetation | Tree - fell into line | Fuse | Failed/Faulted | 2023 | Tier 2 - Extreme | Transformer only | 3 | 5 | 20230305 | 2023739 | Sus | N | Vegetation¦Treefellintoline¦Fuse¦FailedFaulted
23-0040733 | Unknown Cause | Patrol - found nothing |  |  | 2023 | Tier 2 - Extreme | Transformer only | 3 | 5 | 20230305 | 2024185 | Sus | N | UnknownCause¦Patrolfoundnothing¦¦
23-0040736 | Unknown Cause | Patrol - found nothing | Fuse | Failed/Faulted | 2023 | Tier 2 - Extreme | Distribution Circuit | 3 | 6 | 20230306 | 2024247 | Sus | N | UnknownCause¦Patrolfoundnothing¦Fuse¦FailedFaulted
23-0040619 | Vegetation | Tree - fell into line | Service conductor | Broken, wire on ground | 2023 | Tier 2 - Extreme | Transformer only | 3 | 6 | 20230306 | 2024225 | Sus | N | Vegetation¦Treefellintoline¦Serviceconductor¦Brokenwireonground
23-0040862 | Vegetation | Tree - branch fell on line | Conductor, Overhead | Normal | 2023 | Tier 2 - Extreme | Distribution Circuit | 3 | 6 | 20230306 | 2024939 | Sus | N | Vegetation¦Treebranchfellonline¦ConductorOverhead¦Normal
23-0040919 | Equipment Failure/Involved | Overhead | Secondary | Broken | 2023 | Tier 2 - Extreme | Transformer only | 3 | 6 | 20230306 | 2025094 | Sus | N | EquipmentFailureInvolved¦Overhead¦Secondary¦Broken
23-0040991 | Unknown Cause | Patrol - not conducted |  |  | 2023 | Tier 2 - Elevated | Distribution Circuit | 3 | 6 | 20230306 | 2025121 | Sus | N | UnknownCause¦Patrolnotconducted¦¦
23-0041350 | Unknown Cause | Patrol - found nothing |  |  | 2023 | Tier 2 - Elevated | Distribution Circuit | 3 | 7 | 20230307 | 2025842 | Sus | N | UnknownCause¦Patrolfoundnothing¦¦
23-0041474 | 3rd Party | Vehicle | Conductor, Overhead | Normal | 2023 | Tier 2 - Elevated | Distribution Circuit | 3 | 8 | 20230308 | 2026232 | Sus | N | 3rdParty¦Vehicle¦ConductorOverhead¦Normal
23-0041494 | Vegetation | Tree - fell into line | Conductor, Overhead | Broken, wire on ground | 2023 | Tier 2 - Extreme | Distribution Circuit | 3 | 8 | 20230308 | 2026284 | Sus | N | Vegetation¦Treefellintoline¦ConductorOverhead¦Brokenwireonground
23-0041607 | Vegetation | Tree - fell into line | Conductor, Overhead | Broken, wire on ground | 2023 | Tier 2 - Elevated | Distribution Circuit | 3 | 8 | 20230308 | 2026434 | Sus | N | Vegetation¦Treefellintoline¦ConductorOverhead¦Brokenwireonground
23-0041737 | Animal | Squirrel | Fuse | Failed/Faulted | 2023 | Tier 2 - Elevated | Transformer only | 3 | 8 | 20230308 | 2026612 | Sus | N | Animal¦Squirrel¦Fuse¦FailedFaulted
23-0041664 | Company Initiated | Return Circuit Normal | Jumper | Normal | 2023 | Tier 2 - Elevated | Distribution Circuit | 3 | 8 | 20230308 | 2026643 | Sus | N | CompanyInitiated¦ReturnCircuitNormal¦Jumper¦Normal
23-0042039 | Unknown Cause | Patrol - found nothing |  |  | 2023 | Tier 2 - Extreme | Distribution Circuit | 3 | 9 | 20230309 | 2027161 | Sus | N | UnknownCause¦Patrolfoundnothing¦¦
23-0042182 | Equipment Failure/Involved | Overhead | Woodpin | Broken | 2023 | Tier 2 - Elevated | Distribution Circuit | 3 | 9 | 20230309 | 2027682 | Sus | N | EquipmentFailureInvolved¦Overhead¦Woodpin¦Broken
23-0042242 | Equipment Failure/Involved | Overhead | Insulator | Broken | 2023 | Tier 2 - Extreme | Distribution Circuit | 3 | 9 | 20230309 | 2028124 | Sus | N | EquipmentFailureInvolved¦Overhead¦Insulator¦Broken
23-0043006 | Vegetation | Tree - fell into line | Conductor, Overhead | Normal | 2023 | Tier 2 - Elevated | Distribution Circuit | 3 | 10 | 20230310 | 2029865 | Sus | N | Vegetation¦Treefellintoline¦ConductorOverhead¦Normal
23-0042803 | Unknown Cause | Patrol - found nothing |  |  | 2023 | Tier 2 - Elevated | Distribution Circuit | 3 | 10 | 20230310 | 2029910 | Sus | N | UnknownCause¦Patrolfoundnothing¦¦
23-0042700 | Vegetation | Tree - branch fell on line | Conductor, Overhead | Normal | 2023 | Tier 2 - Elevated | Distribution Circuit | 3 | 10 | 20230310 | 2029954 | Sus | N | Vegetation¦Treebranchfellonline¦ConductorOverhead¦Normal
23-0042870 | Vegetation | Tree - fell into line | Conductor, Overhead | Broken, wire on ground | 2023 | Tier 2 - Elevated | Distribution Circuit | 3 | 10 | 20230310 | 2029996 | Sus | N | Vegetation¦Treefellintoline¦ConductorOverhead¦Brokenwireonground
23-0042788 | Vegetation | Tree - fell into line | Conductor, Overhead | Together | 2023 | Tier 2 - Elevated | Distribution Circuit | 3 | 10 | 20230310 | 2030008 | Sus | N | Vegetation¦Treefellintoline¦ConductorOverhead¦Together
23-0042837 | Vegetation | Tree - bark fell into line | Conductor, Overhead | Normal | 2023 | Tier 2 - Elevated | Distribution Circuit | 3 | 10 | 20230310 | 2030027 | Sus | N | Vegetation¦Treebarkfellintoline¦ConductorOverhead¦Normal
23-0043026 | Unknown Cause | Patrol - found nothing |  |  | 2023 | Tier 2 - Elevated | Distribution Circuit | 3 | 10 | 20230310 | 2030026 | Sus | N | UnknownCause¦Patrolfoundnothing¦¦
23-0042740 | Equipment Failure/Involved | Overhead | Conductor, Overhead | Broken, wire on object | 2023 | Tier 2 - Elevated | Distribution Circuit | 3 | 10 | 20230310 | 2030074 | Sus | N | EquipmentFailureInvolved¦Overhead¦ConductorOverhead¦Brokenwireonobject
23-0043135 | Equipment Failure/Involved | Overhead | Fuse | Failed/Faulted | 2023 | Tier 2 - Extreme | Transformer only | 3 | 10 | 20230310 | 2030310 | Sus | N | EquipmentFailureInvolved¦Overhead¦Fuse¦FailedFaulted
23-0042855 | Unknown Cause | Patrol - found nothing |  |  | 2023 | Tier 2 - Elevated | Distribution Circuit | 3 | 10 | 20230310 | 2030344 | Sus | N | UnknownCause¦Patrolfoundnothing¦¦
23-0043255 | Vegetation | Tree - fell into line | Conductor, Overhead | Normal | 2023 | Tier 2 - Extreme | Distribution Circuit | 3 | 10 | 20230310 | 2030454 | Sus | N | Vegetation¦Treefellintoline¦ConductorOverhead¦Normal
23-0042955 | Equipment Failure/Involved | Overhead | Conductor, Overhead | Normal | 2023 | Tier 2 - Extreme | Distribution Circuit | 3 | 10 | 20230310 | 2030641 | Sus | N | EquipmentFailureInvolved¦Overhead¦ConductorOverhead¦Normal
23-0042997 | Vegetation | Tree - fell into line | Transformer | Bent or Twisted | 2023 | Tier 2 - Elevated | Transformer only | 3 | 10 | 20230310 | 2030505 | Sus | N | Vegetation¦Treefellintoline¦Transformer¦BentorTwisted
23-0043143 | Unknown Cause | Patrol - found nothing |  |  | 2023 | Tier 2 - Extreme | Transformer only | 3 | 10 | 20230310 | 2030993 | Sus | N | UnknownCause¦Patrolfoundnothing¦¦
23-0043170 | Equipment Failure/Involved | Overhead | Fuse | Normal | 2023 | Tier 2 - Extreme | Transformer only | 3 | 10 | 20230310 | 2031131 | Sus | N | EquipmentFailureInvolved¦Overhead¦Fuse¦Normal
23-0043204 | Unknown Cause | Patrol - found nothing |  |  | 2023 | Tier 2 - Elevated | Distribution Circuit | 3 | 10 | 20230310 | 2031288 | Sus | N | UnknownCause¦Patrolfoundnothing¦¦
23-0043253 | Unknown Cause | Patrol - found nothing |  |  | 2023 | Tier 2 - Elevated | Distribution Circuit | 3 | 10 | 20230310 | 2031508 | Sus | N | UnknownCause¦Patrolfoundnothing¦¦
23-0043244 | Unknown Cause | Patrol - found nothing |  |  | 2023 | Tier 2 - Extreme | Distribution Circuit | 3 | 10 | 20230310 | 2031548 | Sus | N | UnknownCause¦Patrolfoundnothing¦¦
23-0043264 | Unknown Cause | Patrol - not conducted |  |  | 2023 | Tier 2 - Elevated | Distribution Circuit | 3 | 10 | 20230310 | 2031562 | Sus | N | UnknownCause¦Patrolnotconducted¦¦
23-0043376 | Equipment Failure/Involved | Overhead | Fuse | Failed/Faulted | 2023 | Tier 2 - Extreme | Transformer only | 3 | 11 | 20230311 | 2031915 | Sus | N | EquipmentFailureInvolved¦Overhead¦Fuse¦FailedFaulted
23-0043373 | Unknown Cause | Patrol - found nothing |  |  | 2023 | Tier 2 - Elevated | Distribution Circuit | 3 | 11 | 20230311 | 2031991 | Sus | N | UnknownCause¦Patrolfoundnothing¦¦
23-0043382 | Equipment Failure/Involved | Overhead | Pole-Wood | Broken | 2023 | Tier 2 - Extreme | Distribution Circuit | 3 | 11 | 20230311 | 2032119 | Sus | N | EquipmentFailureInvolved¦Overhead¦PoleWood¦Broken
23-0043407 | Equipment Failure/Involved | Overhead | Conductor, Overhead | Deteriorated | 2023 | Tier 2 - Extreme | Distribution Circuit | 3 | 11 | 20230311 | 2032213 | Sus | N | EquipmentFailureInvolved¦Overhead¦ConductorOverhead¦Deteriorated
23-0043496 | Unknown Cause | Patrol - found nothing |  |  | 2023 | Tier 2 - Extreme | Distribution Circuit | 3 | 11 | 20230311 | 2032239 | Sus | N | UnknownCause¦Patrolfoundnothing¦¦
23-0043439 | Vegetation | Tree - fell into line | Conductor, Overhead | Normal | 2023 | Tier 2 - Extreme | Distribution Circuit | 3 | 11 | 20230311 | 2032362 | Sus | N | Vegetation¦Treefellintoline¦ConductorOverhead¦Normal
23-0043522 | Vegetation | Tree - fell into line | Conductor, Overhead | Broken, wire on ground | 2023 | Tier 2 - Elevated | Distribution Circuit | 3 | 11 | 20230311 | 2032692 | Sus | N | Vegetation¦Treefellintoline¦ConductorOverhead¦Brokenwireonground
23-0043550 | Equipment Failure/Involved | Overhead | Crossarm, Steel | Broken | 2023 | Tier 2 - Extreme | Distribution Circuit | 3 | 11 | 20230311 | 2032813 | Sus | N | EquipmentFailureInvolved¦Overhead¦CrossarmSteel¦Broken
23-0043665 | Vegetation | Tree - branch fell on line | Conductor, Overhead | Broken | 2023 | Tier 2 - Extreme | Distribution Circuit | 3 | 11 | 20230311 | 2032918 | Sus | N | Vegetation¦Treebranchfellonline¦ConductorOverhead¦Broken
23-0043680 | Vegetation | Tree - fell into line | Transformer (OH) | Broken, wire on ground | 2023 | Tier 2 - Elevated | Distribution Circuit | 3 | 11 | 20230311 | 2032960 | Sus | N | Vegetation¦Treefellintoline¦Transformer(OH)¦Brokenwireonground
23-0043657 | Unknown Cause | Patrol - found nothing |  |  | 2023 | Tier 2 - Elevated | Distribution Circuit | 3 | 12 | 20230312 | 2033078 | Sus | N | UnknownCause¦Patrolfoundnothing¦¦
23-0043643 | Unknown Cause | Patrol - found nothing |  |  | 2023 | Tier 2 - Extreme | Distribution Circuit | 3 | 12 | 20230312 | 2033069 | Sus | N | UnknownCause¦Patrolfoundnothing¦¦
23-0043672 | Vegetation | Tree - fell into line | Conductor, Overhead | Broken, wire on ground | 2023 | Tier 2 - Elevated | Distribution Circuit | 3 | 12 | 20230312 | 2033129 | Sus | N | Vegetation¦Treefellintoline¦ConductorOverhead¦Brokenwireonground
23-0043741 | Vegetation | Tree - fell into line | Pole-Wood | Broken, wire on ground | 2023 | Tier 2 - Elevated | Distribution Circuit | 3 | 12 | 20230312 | 2033298 | Sus | N | Vegetation¦Treefellintoline¦PoleWood¦Brokenwireonground
23-0043768 | Vegetation | Tree - branch fell on line | Conductor, Overhead | Normal | 2023 | Tier 2 - Extreme | Distribution Circuit | 3 | 12 | 20230312 | 2033426 | Sus | N | Vegetation¦Treebranchfellonline¦ConductorOverhead¦Normal
23-0043754 | Vegetation | Tree - fell into line | Conductor, Overhead | Normal | 2023 | Tier 2 - Elevated | Distribution Circuit | 3 | 12 | 20230312 | 2033425 | Sus | N | Vegetation¦Treefellintoline¦ConductorOverhead¦Normal
23-0043805 | Unknown Cause | Patrol - found nothing |  |  | 2023 | Tier 2 - Elevated | Distribution Circuit | 3 | 12 | 20230312 | 2033573 | Sus | N | UnknownCause¦Patrolfoundnothing¦¦
23-0043813 | Unknown Cause | Patrol - found nothing |  |  | 2023 | Tier 2 - Elevated | Distribution Circuit | 3 | 12 | 20230312 | 2033670 | Sus | N | UnknownCause¦Patrolfoundnothing¦¦
23-0043932 | Vegetation | Tree - fell into line | Conductor, Overhead | Broken, wire on ground | 2023 | Tier 2 - Extreme | Distribution Circuit | 3 | 13 | 20230313 | 2033863 | Sus | N | Vegetation¦Treefellintoline¦ConductorOverhead¦Brokenwireonground
23-0043934 | Unknown Cause | Patrol - not conducted |  |  | 2023 | Tier 2 - Elevated | Distribution Circuit | 3 | 13 | 20230313 | 2033897 | Sus | N | UnknownCause¦Patrolnotconducted¦¦
23-0043986 | Vegetation | Tree - fell into line | Conductor, Overhead | Broken, wire on ground | 2023 | Tier 2 - Elevated | Distribution Circuit | 3 | 13 | 20230313 | 2033961 | Sus | N | Vegetation¦Treefellintoline¦ConductorOverhead¦Brokenwireonground
23-0044034 | Equipment Failure/Involved | Overhead | Pole-Wood | Broken | 2023 | Tier 2 - Extreme | Distribution Circuit | 3 | 13 | 20230313 | 2034241 | Sus | N | EquipmentFailureInvolved¦Overhead¦PoleWood¦Broken
23-0044100 | Environmental/External | Lightning | Fuse | Failed/Faulted | 2023 | Tier 2 - Extreme | Transformer only | 3 | 13 | 20230313 | 2034272 | Sus | N | EnvironmentalExternal¦Lightning¦Fuse¦FailedFaulted
23-0044157 | Vegetation | Tree - fell into line | Conductor, Overhead | Broken, wire on ground | 2023 | Tier 2 - Elevated | Distribution Circuit | 3 | 13 | 20230313 | 2034347 | Sus | N | Vegetation¦Treefellintoline¦ConductorOverhead¦Brokenwireonground
23-0044126 | Equipment Failure/Involved | Overhead | Transformer (OH) | Failed/Faulted | 2023 | Tier 2 - Extreme | Distribution Circuit | 3 | 13 | 20230313 | 2034442 | Sus | N | EquipmentFailureInvolved¦Overhead¦Transformer(OH)¦FailedFaulted
23-0044277 | Vegetation | Tree - fell into line | Service conductor | Broken, wire on object | 2023 | Tier 2 - Extreme | Transformer only | 3 | 13 | 20230313 | 2034463 | Sus | N | Vegetation¦Treefellintoline¦Serviceconductor¦Brokenwireonobject
23-0044417 | Environmental/External | Lightning | Fuse | Burned Open | 2023 | Tier 2 - Elevated | Distribution Circuit | 3 | 13 | 20230313 | 2035053 | Sus | N | EnvironmentalExternal¦Lightning¦Fuse¦BurnedOpen
23-0044592 | Vegetation | Tree - cutting, PG&E contractor | Conductor, Overhead | Normal | 2023 | Tier 2 - Extreme | Distribution Circuit | 3 | 14 | 20230314 | 2035429 | Sus | N | Vegetation¦TreecuttingPG&Econtractor¦ConductorOverhead¦Normal
23-0044554 | Equipment Failure/Involved | Overhead | Transformer (OH) | Failed/Faulted | 2023 | Tier 2 - Extreme | Transformer only | 3 | 14 | 20230314 | 2035318 | Sus | N | EquipmentFailureInvolved¦Overhead¦Transformer(OH)¦FailedFaulted
23-0044658 | Vegetation | Tree - fell into line | Conductor, Overhead | Normal | 2023 | Tier 2 - Extreme | Distribution Circuit | 3 | 14 | 20230314 | 2035716 | Sus | N | Vegetation¦Treefellintoline¦ConductorOverhead¦Normal
23-0044661 | Vegetation | Tree - fell into line | Metering Equipment | Failed/Faulted | 2023 | Tier 2 - Extreme | Distribution Circuit | 3 | 14 | 20230314 | 2035741 | Sus | N | Vegetation¦Treefellintoline¦MeteringEquipment¦FailedFaulted
23-0044698 | Unknown Cause | Patrol - found nothing |  |  | 2023 | Tier 2 - Extreme | Transformer only | 3 | 14 | 20230314 | 2035230 | Sus | N | UnknownCause¦Patrolfoundnothing¦¦
23-0044951 | Vegetation | Tree - fell into line | Conductor, Overhead | Normal | 2023 | Tier 2 - Extreme | Distribution Circuit | 3 | 14 | 20230314 | 2036153 | Sus | N | Vegetation¦Treefellintoline¦ConductorOverhead¦Normal
23-0044582 | Equipment Failure/Involved | Overhead | Pole-Wood | Broken | 2023 | Tier 2 - Extreme | Distribution Circuit | 3 | 14 | 20230314 | 2041789 | Sus | N | EquipmentFailureInvolved¦Overhead¦PoleWood¦Broken
23-0045406 | Equipment Failure/Involved | Overhead | Transformer (OH) | Failed/Faulted | 2023 | Tier 2 - Extreme | Distribution Circuit | 3 | 14 | 20230314 | 2036634 | Sus | N | EquipmentFailureInvolved¦Overhead¦Transformer(OH)¦FailedFaulted
23-0045110 | Vegetation | Tree - fell into line | Conductor, Overhead | Broken, wire on ground | 2023 | Tier 2 - Extreme | Distribution Circuit | 3 | 14 | 20230314 | 2037159 | Sus | N | Vegetation¦Treefellintoline¦ConductorOverhead¦Brokenwireonground
23-0044842 | Vegetation | Tree - fell into line | Conductor, Overhead | Broken, wire on ground | 2023 | Tier 2 - Extreme | Distribution Circuit | 3 | 14 | 20230314 | 2037179 | Sus | N | Vegetation¦Treefellintoline¦ConductorOverhead¦Brokenwireonground
23-0045107 | Equipment Failure/Involved | Overhead | Conductor, Overhead | Together | 2023 | Tier 2 - Elevated | Distribution Circuit | 3 | 14 | 20230314 | 2037268 | Sus | N | EquipmentFailureInvolved¦Overhead¦ConductorOverhead¦Together
23-0045076 | Vegetation | Tree - fell into line | Conductor, Overhead | Normal | 2023 | Tier 2 - Elevated | Distribution Circuit | 3 | 14 | 20230314 | 2037529 | Sus | N | Vegetation¦Treefellintoline¦ConductorOverhead¦Normal
23-0045246 | Vegetation | Tree - fell into line | Conductor, Overhead | Broken, wire on ground | 2023 | Tier 2 - Elevated | Distribution Circuit | 3 | 14 | 20230314 | 2038155 | Sus | N | Vegetation¦Treefellintoline¦ConductorOverhead¦Brokenwireonground
23-0044974 | Vegetation | Tree - fell into line | Conductor, Overhead | Normal | 2023 | Tier 2 - Extreme | Distribution Circuit | 3 | 14 | 20230314 | 2038157 | Sus | N | Vegetation¦Treefellintoline¦ConductorOverhead¦Normal
23-0045168 | Vegetation | Tree - branch fell on line | Conductor, Overhead | Normal | 2023 | Tier 2 - Elevated | Distribution Circuit | 3 | 14 | 20230314 | 2038997 | Sus | N | Vegetation¦Treebranchfellonline¦ConductorOverhead¦Normal
23-0045303 | Vegetation | Tree - branch fell on line | Conductor, Overhead | Normal | 2023 | Tier 2 - Elevated | Distribution Circuit | 3 | 14 | 20230314 | 2040561 | Sus | N | Vegetation¦Treebranchfellonline¦ConductorOverhead¦Normal
23-0045714 | Unknown Cause | Patrol - not conducted |  |  | 2023 | Tier 2 - Elevated | Distribution Circuit | 3 | 14 | 20230314 | 2041105 | Sus | N | UnknownCause¦Patrolnotconducted¦¦
23-0045707 | Unknown Cause | Patrol - found nothing |  |  | 2023 | Tier 2 - Elevated | Distribution Circuit | 3 | 14 | 20230314 | 2042452 | Sus | N | UnknownCause¦Patrolfoundnothing¦¦
23-0045612 | Unknown Cause | Patrol - not conducted |  |  | 2023 | Tier 2 - Extreme | Distribution Circuit | 3 | 14 | 20230314 | 2043406 | Sus | N | UnknownCause¦Patrolnotconducted¦¦
23-0045872 | Unknown Cause | Patrol - found nothing |  |  | 2023 | Tier 2 - Elevated | Distribution Circuit | 3 | 14 | 20230314 | 2043444 | Sus | N | UnknownCause¦Patrolfoundnothing¦¦
23-0045799 | Unknown Cause | Patrol - found nothing |  |  | 2023 | Tier 2 - Extreme | Distribution Circuit | 3 | 14 | 20230314 | 2043733 | Sus | N | UnknownCause¦Patrolfoundnothing¦¦
23-0045881 | Unknown Cause | Patrol - found nothing |  |  | 2023 | Tier 2 - Elevated | Transformer only | 3 | 14 | 20230314 | 2044384 | Sus | N | UnknownCause¦Patrolfoundnothing¦¦
23-0046472 | Environmental/External | Ice or snow | Fuse | Normal | 2023 | Zone 1 - HHZ | Transformer only | 3 | 15 | 20230315 | 2045198 | Sus | N | EnvironmentalExternal¦Iceorsnow¦Fuse¦Normal
23-0046185 | Unknown Cause | Patrol - found nothing |  |  | 2023 | Tier 2 - Elevated | Distribution Circuit | 3 | 15 | 20230315 | 2045495 | Sus | N | UnknownCause¦Patrolfoundnothing¦¦
23-0046115 | Vegetation | Tree - fell into line | Conductor, Overhead | Broken, wire on ground | 2023 | Tier 2 - Elevated | Distribution Circuit | 3 | 15 | 20230315 | 2045502 | Sus | N | Vegetation¦Treefellintoline¦ConductorOverhead¦Brokenwireonground
23-0046409 | Equipment Failure/Involved | Overhead | Secondary | Normal | 2023 | Tier 2 - Extreme | Transformer only | 3 | 15 | 20230315 | 2046374 | Sus | N | EquipmentFailureInvolved¦Overhead¦Secondary¦Normal
23-0046363 | Vegetation | Tree - fell into line | Lightning Arrestor | Burned/flashed | 2023 | Tier 2 - Extreme | Transformer only | 3 | 15 | 20230315 | 2046246 | Sus | N | Vegetation¦Treefellintoline¦LightningArrestor¦Burnedflashed
23-0045724 | Company Initiated | Return Circuit Normal | Conductor, Overhead | Normal | 2023 | Tier 2 - Elevated | Distribution Circuit | 3 | 15 | 20230315 | 2046548 | Sus | N | CompanyInitiated¦ReturnCircuitNormal¦ConductorOverhead¦Normal
23-0046585 | 3rd Party | Vehicle | Pole-Wood | Broken | 2023 | Tier 2 - Extreme | Distribution Circuit | 3 | 15 | 20230315 | 2046908 | Sus | N | 3rdParty¦Vehicle¦PoleWood¦Broken
23-0047524 | Vegetation | Tree - cutting, PG&E contractor | Conductor, Overhead | Normal | 2023 | Tier 2 - Elevated | Distribution Circuit | 3 | 17 | 20230317 | 2049910 | Sus | N | Vegetation¦TreecuttingPG&Econtractor¦ConductorOverhead¦Normal
23-0047549 | 3rd Party | Vehicle | Pole-Wood | Broken | 2023 | Tier 2 - Extreme | Distribution Circuit | 3 | 17 | 20230317 | 2049983 | Sus | N | 3rdParty¦Vehicle¦PoleWood¦Broken
23-0047714 | Equipment Failure/Involved | Electrical Overload | Transformer (OH) | Failed/Faulted | 2023 | Tier 2 - Elevated | Transformer only | 3 | 17 | 20230317 | 2050422 | Sus | N | EquipmentFailureInvolved¦ElectricalOverload¦Transformer(OH)¦FailedFaulted
23-0048301 | Environmental/External | Ice or snow | Crossarm, Wood | Broken, wire on ground | 2023 | Tier 2 - Elevated | Distribution Circuit | 3 | 18 | 20230318 | 2051147 | Sus | N | EnvironmentalExternal¦Iceorsnow¦CrossarmWood¦Brokenwireonground
23-0048345 | Unknown Cause | Patrol - found nothing |  |  | 2023 | Tier 2 - Extreme | Transformer only | 3 | 18 | 20230318 | 2051296 | Sus | N | UnknownCause¦Patrolfoundnothing¦¦
23-0048328 | Equipment Failure/Involved | Overhead | Pole-Wood | Broken | 2023 | Tier 2 - Extreme | Distribution Circuit | 3 | 18 | 20230318 | 2051297 | Sus | N | EquipmentFailureInvolved¦Overhead¦PoleWood¦Broken
23-0048415 | Unknown Cause | Patrol - found nothing |  |  | 2023 | Tier 2 - Elevated | Distribution Circuit | 3 | 18 | 20230318 | 2051586 | Sus | N | UnknownCause¦Patrolfoundnothing¦¦
23-0048475 | Vegetation | Tree - fell into line | Transformer (OH) |  | 2023 | Tier 2 - Extreme | Transformer only | 3 | 19 | 20230319 | 2051711 | Sus | N | Vegetation¦Treefellintoline¦Transformer(OH)¦
23-0048706 | Vegetation | Tree - fell into line | Conductor, Overhead | Broken, wire on ground | 2023 | Tier 2 - Elevated | Distribution Circuit | 3 | 20 | 20230320 | 2052514 | Sus | N | Vegetation¦Treefellintoline¦ConductorOverhead¦Brokenwireonground
23-0048768 | Animal | Bird found | Conductor, Overhead | Normal | 2023 | Tier 2 - Elevated | Distribution Circuit | 3 | 20 | 20230320 | 2052685 | Sus | N | Animal¦Birdfound¦ConductorOverhead¦Normal
23-0048840 | Animal | Bird found | Transformer | Burned Open | 2023 | Tier 2 - Elevated | Transformer only | 3 | 20 | 20230320 | 2052921 | Sus | N | Animal¦Birdfound¦Transformer¦BurnedOpen
23-0048810 | Animal | Squirrel | Pothead(Riser Termination) | Normal | 2023 | Tier 2 - Elevated | Distribution Circuit | 3 | 20 | 20230320 | 2052776 | Sus | N | Animal¦Squirrel¦Pothead(RiserTermination)¦Normal
23-0049212 | Unknown Cause | Patrol - found nothing |  |  | 2023 | Tier 2 - Elevated | Distribution Circuit | 3 | 21 | 20230321 | 2053598 | Sus | N | UnknownCause¦Patrolfoundnothing¦¦
23-0049617 | Vegetation | Tree - branch fell on line | Conductor, Overhead | Normal | 2023 | Tier 2 - Extreme | Distribution Circuit | 3 | 21 | 20230321 | 2054657 | Sus | N | Vegetation¦Treebranchfellonline¦ConductorOverhead¦Normal
23-0049784 | Vegetation | Tree - fell into line | Conductor, Overhead | Normal | 2023 | Tier 2 - Elevated | Distribution Circuit | 3 | 21 | 20230321 | 2056820 | Sus | N | Vegetation¦Treefellintoline¦ConductorOverhead¦Normal
23-0049967 | Vegetation | Tree - fell into line | Conductor, Overhead | Normal | 2023 | Tier 2 - Extreme | Distribution Circuit | 3 | 21 | 20230321 | 2057001 | Sus | N | Vegetation¦Treefellintoline¦ConductorOverhead¦Normal
23-0050000 | Unknown Cause | Patrol - found nothing |  |  | 2023 | Tier 2 - Elevated | Distribution Circuit | 3 | 21 | 20230321 | 2057338 | Sus | N | UnknownCause¦Patrolfoundnothing¦¦
23-0050739 | Vegetation | Tree - cutting, PG&E contractor | Conductor, Overhead | Broken, wire on ground | 2023 | Tier 2 - Extreme | Distribution Circuit | 3 | 22 | 20230322 | 2062915 | Sus | N | Vegetation¦TreecuttingPG&Econtractor¦ConductorOverhead¦Brokenwireonground
23-0051217 | Unknown Cause | Patrol - found nothing |  |  | 2023 | Tier 2 - Elevated | Distribution Circuit | 3 | 23 | 20230323 | 2064067 | Sus | N | UnknownCause¦Patrolfoundnothing¦¦
23-0051212 | Vegetation | Tree - cutting, PG&E contractor | Conductor, Overhead | Normal | 2023 | Tier 2 - Extreme | Distribution Circuit | 3 | 23 | 20230323 | 2064220 | Sus | N | Vegetation¦TreecuttingPG&Econtractor¦ConductorOverhead¦Normal
23-0051346 | Unknown Cause | Patrol - found nothing |  |  | 2023 | Tier 2 - Elevated | Distribution Circuit | 3 | 23 | 20230323 | 2064479 | Sus | N | UnknownCause¦Patrolfoundnothing¦¦
23-0051319 | Vegetation | Tree - fell into line | Conductor, Overhead | Normal | 2023 | Tier 2 - Extreme | Distribution Circuit | 3 | 23 | 20230323 | 2064522 | Sus | N | Vegetation¦Treefellintoline¦ConductorOverhead¦Normal
23-0051631 | Unknown Cause | Patrol - found nothing |  |  | 2023 | Tier 2 - Elevated | Distribution Circuit | 3 | 23 | 20230323 | 2065353 | Sus | N | UnknownCause¦Patrolfoundnothing¦¦
23-0051652 | Unknown Cause | Patrol - found nothing |  |  | 2023 | Tier 2 - Extreme | Distribution Circuit | 3 | 23 | 20230323 | 2065354 | Sus | N | UnknownCause¦Patrolfoundnothing¦¦
23-0051750 | Unknown Cause | Patrol - found nothing |  |  | 2023 | Tier 2 - Elevated | Distribution Circuit | 3 | 24 | 20230324 | 2065606 | Sus | N | UnknownCause¦Patrolfoundnothing¦¦
23-0051809 | 3rd Party | Customer Equipment | Other | Normal | 2023 | Tier 2 - Extreme | Transformer only | 3 | 24 | 20230324 | 2065727 | Sus | N | 3rdParty¦CustomerEquipment¦Other¦Normal
23-0051844 | Vegetation | Tree - fell into line | Conductor, Overhead | Normal | 2023 | Tier 2 - Extreme | Distribution Circuit | 3 | 24 | 20230324 | 2065968 | Sus | N | Vegetation¦Treefellintoline¦ConductorOverhead¦Normal
23-0051992 | Unknown Cause | Patrol - found nothing |  |  | 2023 | Tier 2 - Extreme | Distribution Circuit | 3 | 24 | 20230324 | 2066122 | Sus | N | UnknownCause¦Patrolfoundnothing¦¦
23-0052476 | Equipment Failure/Involved | Overhead | Pole-Wood | Broken | 2023 | Tier 2 - Elevated | Distribution Circuit | 3 | 25 | 20230325 | 2066907 | Sus | N | EquipmentFailureInvolved¦Overhead¦PoleWood¦Broken
23-0052535 | Equipment Failure/Involved | Overhead | Connector or Splice (OH) | Burned Open | 2023 | Tier 2 - Extreme | Transformer only | 3 | 25 | 20230325 | 2067189 | Sus | N | EquipmentFailureInvolved¦Overhead¦ConnectororSplice(OH)¦BurnedOpen
23-0052654 | Unknown Cause | Patrol - found nothing |  |  | 2023 | Tier 2 - Elevated | Distribution Circuit | 3 | 26 | 20230326 | 2067536 | Sus | N | UnknownCause¦Patrolfoundnothing¦¦
23-0053064 | Equipment Failure/Involved | Overhead | Jumper | Broken | 2023 | Tier 2 - Elevated | Transformer only | 3 | 27 | 20230327 | 2068704 | Sus | N | EquipmentFailureInvolved¦Overhead¦Jumper¦Broken
23-0052980 | Equipment Failure/Involved | Overhead | Conductor, Overhead | Deteriorated | 2023 | Tier 2 - Extreme | Distribution Circuit | 3 | 27 | 20230327 | 2068785 | Sus | N | EquipmentFailureInvolved¦Overhead¦ConductorOverhead¦Deteriorated
23-0053069 | Vegetation | Tree - fell into line | Conductor, Overhead | Normal | 2023 | Tier 2 - Extreme | Distribution Circuit | 3 | 27 | 20230327 | 2069013 | Sus | N | Vegetation¦Treefellintoline¦ConductorOverhead¦Normal
23-0053280 | Vegetation | Tree - fell into line | Pole-Wood | Broken, wire on ground | 2023 | Tier 2 - Elevated | Distribution Circuit | 3 | 28 | 20230328 | 2069525 | Sus | N | Vegetation¦Treefellintoline¦PoleWood¦Brokenwireonground
23-0053383 | Vegetation | Tree - fell into line | Conductor, Overhead | On Ground | 2023 | Tier 2 - Elevated | Distribution Circuit | 3 | 28 | 20230328 | 2069821 | Sus | N | Vegetation¦Treefellintoline¦ConductorOverhead¦OnGround
23-0053319 | Equipment Failure/Involved | Overhead | Conductor, Overhead | Together | 2023 | Tier 2 - Elevated | Distribution Circuit | 3 | 28 | 20230328 | 2069855 | Sus | N | EquipmentFailureInvolved¦Overhead¦ConductorOverhead¦Together
23-0053593 | Unknown Cause | Patrol - found nothing |  |  | 2023 | Tier 2 - Extreme | Distribution Circuit | 3 | 28 | 20230328 | 2069869 | Sus | N | UnknownCause¦Patrolfoundnothing¦¦
23-0053393 | Vegetation | Tree - fell into line | Conductor, Overhead | Normal | 2023 | Tier 2 - Elevated | Distribution Circuit | 3 | 28 | 20230328 | 2069865 | Sus | N | Vegetation¦Treefellintoline¦ConductorOverhead¦Normal
23-0053528 | Unknown Cause | Patrol - found nothing |  |  | 2023 | Tier 2 - Extreme | Distribution Circuit | 3 | 28 | 20230328 | 2069901 | Sus | N | UnknownCause¦Patrolfoundnothing¦¦
23-0053793 | Unknown Cause | Patrol - not conducted |  |  | 2023 | Tier 2 - Elevated | Distribution Circuit | 3 | 28 | 20230328 | 2069910 | Sus | N | UnknownCause¦Patrolnotconducted¦¦
23-0053716 | Unknown Cause | Patrol - found nothing |  |  | 2023 | Tier 2 - Extreme | Distribution Circuit | 3 | 28 | 20230328 | 2069915 | Sus | N | UnknownCause¦Patrolfoundnothing¦¦
23-0053669 | Unknown Cause | Patrol - found nothing |  |  | 2023 | Tier 2 - Elevated | Distribution Circuit | 3 | 28 | 20230328 | 2069977 | Sus | N | UnknownCause¦Patrolfoundnothing¦¦
23-0053515 | Vegetation | Tree - fell into line | Conductor, Overhead | Normal | 2023 | Tier 2 - Elevated | Distribution Circuit | 3 | 28 | 20230328 | 2070012 | Sus | N | Vegetation¦Treefellintoline¦ConductorOverhead¦Normal
23-0053562 | Company Initiated | Coordination failure | Conductor, Overhead | Broken, wire on ground | 2023 | Tier 2 - Elevated | Distribution Circuit | 3 | 28 | 20230328 | 2069981 | Sus | N | CompanyInitiated¦Coordinationfailure¦ConductorOverhead¦Brokenwireonground
23-0053565 | Vegetation | Tree - fell into line | Conductor, Overhead | Broken, wire on ground | 2023 | Tier 2 - Elevated | Distribution Circuit | 3 | 28 | 20230328 | 2070556 | Sus | N | Vegetation¦Treefellintoline¦ConductorOverhead¦Brokenwireonground
23-0053409 | Unknown Cause | Patrol - found nothing |  |  | 2023 | Tier 2 - Elevated | Distribution Circuit | 3 | 28 | 20230328 | 2070034 | Sus | N | UnknownCause¦Patrolfoundnothing¦¦
23-0053499 | Vegetation | Tree - branch fell on line | Conductor, Overhead | Normal | 2023 | Tier 2 - Extreme | Distribution Circuit | 3 | 28 | 20230328 | 2070087 | Sus | N | Vegetation¦Treebranchfellonline¦ConductorOverhead¦Normal
23-0053796 | Unknown Cause | Patrol - found nothing |  |  | 2023 | Tier 2 - Elevated | Distribution Circuit | 3 | 28 | 20230328 | 2070082 | Sus | N | UnknownCause¦Patrolfoundnothing¦¦
23-0053908 | Vegetation | Tree - branch fell on line | Conductor, Overhead | Contaminated | 2023 | Tier 2 - Elevated | Transformer only | 3 | 28 | 20230328 | 2070187 | Sus | N | Vegetation¦Treebranchfellonline¦ConductorOverhead¦Contaminated
23-0053437 | Vegetation | Tree - branch fell on line | Transformer | Normal | 2023 | Tier 2 - Extreme | Transformer only | 3 | 28 | 20230328 | 2070088 | Sus | N | Vegetation¦Treebranchfellonline¦Transformer¦Normal
23-0053392 | Equipment Failure/Involved | Overhead | Transformer (OH) | Broken | 2023 | Tier 2 - Extreme | Distribution Circuit | 3 | 28 | 20230328 | 2070105 | Sus | N | EquipmentFailureInvolved¦Overhead¦Transformer(OH)¦Broken
23-0053474 | Vegetation | Tree - fell into line | Conductor, Overhead | Broken, wire on ground | 2023 | Tier 2 - Extreme | Distribution Circuit | 3 | 28 | 20230328 | 2070106 | Sus | N | Vegetation¦Treefellintoline¦ConductorOverhead¦Brokenwireonground
23-0053536 | Unknown Cause | Patrol - found nothing |  |  | 2023 | Tier 2 - Elevated | Transformer only | 3 | 28 | 20230328 | 2070154 | Sus | N | UnknownCause¦Patrolfoundnothing¦¦
23-0053835 | Unknown Cause | Patrol - found nothing |  |  | 2023 | Tier 2 - Elevated | Distribution Circuit | 3 | 28 | 20230328 | 2070135 | Sus | N | UnknownCause¦Patrolfoundnothing¦¦
23-0053819 | Unknown Cause | Patrol - found nothing |  |  | 2023 | Tier 2 - Elevated | Distribution Circuit | 3 | 28 | 20230328 | 2070150 | Sus | N | UnknownCause¦Patrolfoundnothing¦¦
23-0053501 | Unknown Cause | Patrol - found nothing |  |  | 2023 | Tier 2 - Elevated | Distribution Circuit | 3 | 28 | 20230328 | 2070160 | Sus | N | UnknownCause¦Patrolfoundnothing¦¦
23-0053701 | Unknown Cause | Patrol - found nothing |  |  | 2023 | Tier 2 - Elevated | Distribution Circuit | 3 | 28 | 20230328 | 2070241 | Sus | N | UnknownCause¦Patrolfoundnothing¦¦
23-0053480 | Equipment Failure/Involved | Overhead | Insulator | Broken | 2023 | Tier 2 - Elevated | Distribution Circuit | 3 | 28 | 20230328 | 2070358 | Sus | N | EquipmentFailureInvolved¦Overhead¦Insulator¦Broken
23-0053687 | Vegetation | Tree - fell into line | Conductor, Overhead | Normal | 2023 | Tier 2 - Elevated | Distribution Circuit | 3 | 28 | 20230328 | 2070630 | Sus | N | Vegetation¦Treefellintoline¦ConductorOverhead¦Normal
23-0053651 | Equipment Failure/Involved | Overhead | Fuse | Normal | 2023 | Tier 2 - Elevated | Distribution Circuit | 3 | 28 | 20230328 | 2070718 | Sus | N | EquipmentFailureInvolved¦Overhead¦Fuse¦Normal
23-0053817 | Vegetation | Tree - fell into line | Conductor, Overhead | Normal | 2023 | Tier 2 - Extreme | Distribution Circuit | 3 | 28 | 20230328 | 2070791 | Sus | N | Vegetation¦Treefellintoline¦ConductorOverhead¦Normal
23-0053749 | Vegetation | Tree - fell into line | Conductor, Overhead | Broken, wire on ground | 2023 | Tier 2 - Elevated | Distribution Circuit | 3 | 28 | 20230328 | 2070823 | Sus | N | Vegetation¦Treefellintoline¦ConductorOverhead¦Brokenwireonground
23-0053769 | Vegetation | Tree - fell into line | Conductor, Overhead | Normal | 2023 | Tier 2 - Extreme | Distribution Circuit | 3 | 28 | 20230328 | 2070996 | Sus | N | Vegetation¦Treefellintoline¦ConductorOverhead¦Normal
23-0053856 | Vegetation | Tree - fell into line | Conductor, Overhead | Normal | 2023 | Tier 2 - Elevated | Distribution Circuit | 3 | 28 | 20230328 | 2071016 | Sus | N | Vegetation¦Treefellintoline¦ConductorOverhead¦Normal
23-0053836 | Vegetation | Tree - fell into line | Conductor, Overhead | Broken, wire on ground | 2023 | Tier 2 - Extreme | Distribution Circuit | 3 | 28 | 20230328 | 2071233 | Sus | N | Vegetation¦Treefellintoline¦ConductorOverhead¦Brokenwireonground
23-0053927 | Vegetation | Tree - fell into line | Conductor, Overhead | Together | 2023 | Tier 2 - Elevated | Distribution Circuit | 3 | 28 | 20230328 | 2071444 | Sus | N | Vegetation¦Treefellintoline¦ConductorOverhead¦Together
23-0053926 | Vegetation | Tree - fell into line | Conductor, Overhead | Normal | 2023 | Tier 2 - Elevated | Distribution Circuit | 3 | 28 | 20230328 | 2071592 | Sus | N | Vegetation¦Treefellintoline¦ConductorOverhead¦Normal
23-0053924 | Vegetation | Tree - fell into line | Conductor, Overhead | Normal | 2023 | Tier 2 - Extreme | Distribution Circuit | 3 | 28 | 20230328 | 2072030 | Sus | N | Vegetation¦Treefellintoline¦ConductorOverhead¦Normal
23-0053970 | Vegetation | Tree - fell into line | Conductor, Overhead | Normal | 2023 | Tier 2 - Extreme | Distribution Circuit | 3 | 28 | 20230328 | 2072169 | Sus | N | Vegetation¦Treefellintoline¦ConductorOverhead¦Normal
23-0054309 | Vegetation | Tree - fell into line | Conductor, Overhead | Normal | 2023 | Tier 2 - Extreme | Distribution Circuit | 3 | 29 | 20230329 | 2072192 | Sus | N | Vegetation¦Treefellintoline¦ConductorOverhead¦Normal
23-0054218 | Vegetation | Tree - branch fell on line | Conductor, Overhead | Together | 2023 | Tier 2 - Elevated | Distribution Circuit | 3 | 29 | 20230329 | 2072368 | Sus | N | Vegetation¦Treebranchfellonline¦ConductorOverhead¦Together
23-0054391 | Vegetation | Tree - bark fell into line | Conductor, Overhead | Normal | 2023 | Tier 2 - Extreme | Distribution Circuit | 3 | 29 | 20230329 | 2072290 | Sus | N | Vegetation¦Treebarkfellintoline¦ConductorOverhead¦Normal
23-0054310 | Unknown Cause | Patrol - found nothing |  |  | 2023 | Tier 2 - Extreme | Distribution Circuit | 3 | 29 | 20230329 | 2072422 | Sus | N | UnknownCause¦Patrolfoundnothing¦¦
23-0054132 | Environmental/External | Ice or snow | Fuse | Normal | 2023 | Tier 2 - Extreme | Transformer only | 3 | 29 | 20230329 | 2072621 | Sus | N | EnvironmentalExternal¦Iceorsnow¦Fuse¦Normal
23-0054144 | Equipment Failure/Involved | Overhead | Conductor, Overhead | Broken, wire on ground | 2023 | Tier 2 - Extreme | Distribution Circuit | 3 | 29 | 20230329 | 2072600 | Sus | N | EquipmentFailureInvolved¦Overhead¦ConductorOverhead¦Brokenwireonground
23-0054169 | Environmental/External | Ice or snow | Fuse | Normal | 2023 | Tier 2 - Extreme | Transformer only | 3 | 29 | 20230329 | 2072636 | Sus | N | EnvironmentalExternal¦Iceorsnow¦Fuse¦Normal
23-0054185 | Environmental/External | Ice or snow | Fuse | Normal | 2023 | Tier 2 - Extreme | Transformer only | 3 | 29 | 20230329 | 2072700 | Sus | N | EnvironmentalExternal¦Iceorsnow¦Fuse¦Normal
23-0054197 | Vegetation | Tree - fell into line | Transformer | Arcing | 2023 | Tier 2 - Extreme | Transformer only | 3 | 29 | 20230329 | 2072671 | Sus | N | Vegetation¦Treefellintoline¦Transformer¦Arcing
23-0054224 | Vegetation | Tree - fell into line | Conductor, Overhead | Normal | 2023 | Tier 2 - Elevated | Distribution Circuit | 3 | 29 | 20230329 | 2072771 | Sus | N | Vegetation¦Treefellintoline¦ConductorOverhead¦Normal
23-0054227 | Vegetation | Tree - fell into line | Conductor, Overhead | Normal | 2023 | Tier 2 - Extreme | Distribution Circuit | 3 | 29 | 20230329 | 2072772 | Sus | N | Vegetation¦Treefellintoline¦ConductorOverhead¦Normal
23-0054248 | Environmental/External | Ice or snow | Fuse | Failed/Faulted | 2023 | Tier 2 - Extreme | Transformer only | 3 | 29 | 20230329 | 2072808 | Sus | N | EnvironmentalExternal¦Iceorsnow¦Fuse¦FailedFaulted
23-0054221 | Equipment Failure/Involved | Overhead | Transformer (OH) | Broken | 2023 | Tier 2 - Elevated | Distribution Circuit | 3 | 29 | 20230329 | 2072766 | Sus | N | EquipmentFailureInvolved¦Overhead¦Transformer(OH)¦Broken
23-0054583 | Unknown Cause | Patrol - found nothing |  |  | 2023 | Tier 2 - Extreme | Distribution Circuit | 3 | 29 | 20230329 | 2073015 | Sus | N | UnknownCause¦Patrolfoundnothing¦¦
23-0054541 | Equipment Failure/Involved | Overhead | Lightning Arrestor | Failed/Faulted | 2023 | Tier 2 - Extreme | Distribution Circuit | 3 | 29 | 20230329 | 2073018 | Sus | N | EquipmentFailureInvolved¦Overhead¦LightningArrestor¦FailedFaulted
23-0054502 | Equipment Failure/Involved | Overhead | Transformer (OH) | Failed/Faulted | 2023 | Tier 2 - Extreme | Distribution Circuit | 3 | 29 | 20230329 | 2073036 | Sus | N | EquipmentFailureInvolved¦Overhead¦Transformer(OH)¦FailedFaulted
23-0054507 | Equipment Failure/Involved | Overhead | Lightning Arrestor | Burned/flashed | 2023 | Tier 2 - Extreme | Distribution Circuit | 3 | 29 | 20230329 | 2073224 | Sus | N | EquipmentFailureInvolved¦Overhead¦LightningArrestor¦Burnedflashed
23-0054949 | Equipment Failure/Involved | Overhead | Fuse | Failed/Faulted | 2023 | Tier 2 - Elevated | Transformer only | 3 | 29 | 20230329 | 2073318 | Sus | N | EquipmentFailureInvolved¦Overhead¦Fuse¦FailedFaulted
23-0054803 | Vegetation | Tree - fell into line | Service conductor | Broken, wire on ground | 2023 | Tier 2 - Extreme | Distribution Circuit | 3 | 30 | 20230330 | 2074000 | Sus | N | Vegetation¦Treefellintoline¦Serviceconductor¦Brokenwireonground
23-0055014 | Unknown Cause | Patrol - found nothing |  |  | 2023 | Tier 2 - Elevated | Distribution Circuit | 3 | 30 | 20230330 | 2074023 | Sus | N | UnknownCause¦Patrolfoundnothing¦¦
23-0054888 | Equipment Failure/Involved | Overhead | Jumper | Arcing | 2023 | Tier 2 - Extreme | Transformer only | 3 | 30 | 20230330 | 2074191 | Sus | N | EquipmentFailureInvolved¦Overhead¦Jumper¦Arcing
23-0055151 | Equipment Failure/Involved | Overhead | Pole-Wood | Broken | 2023 | Tier 2 - Elevated | Distribution Circuit | 3 | 30 | 20230330 | 2074584 | Sus | N | EquipmentFailureInvolved¦Overhead¦PoleWood¦Broken
23-0055297 | Unknown Cause | Patrol - found nothing |  |  | 2023 | Tier 2 - Elevated | Distribution Circuit | 3 | 30 | 20230330 | 2074921 | Sus | N | UnknownCause¦Patrolfoundnothing¦¦
23-0055301 | Vegetation | Tree - bark fell into line | Conductor, Overhead | Together | 2023 | Tier 2 - Elevated | Distribution Circuit | 3 | 31 | 20230331 | 2074987 | Sus | N | Vegetation¦Treebarkfellintoline¦ConductorOverhead¦Together
23-0055509 | Equipment Failure/Involved | Overhead | Pole-Wood | Broken | 2023 | Tier 2 - Elevated | Distribution Circuit | 3 | 31 | 20230331 | 2075382 | Sus | N | EquipmentFailureInvolved¦Overhead¦PoleWood¦Broken
23-0055551 | Company Initiated | Construction Activity/equip, company | Service conductor | Broken | 2023 | Zone 1 - HHZ | Transformer only | 3 | 31 | 20230331 | 2075409 | Sus | N | CompanyInitiated¦ConstructionActivityequipcompany¦Serviceconductor¦Broken
23-0055591 | Animal | Bird found | Conductor, Overhead | Normal | 2023 | Tier 2 - Elevated | Distribution Circuit | 3 | 31 | 20230331 | 2075451 | Sus | N | Animal¦Birdfound¦ConductorOverhead¦Normal
23-0053985 | Company Initiated | Return Circuit Normal | Conductor, Overhead | Normal | 2023 | Tier 2 - Extreme | Distribution Circuit | 3 | 31 | 20230331 | 2075510 | Sus | N | CompanyInitiated¦ReturnCircuitNormal¦ConductorOverhead¦Normal
23-0055836 | Vegetation | Tree - fell into line | Conductor, Overhead | Together | 2023 | Tier 2 - Elevated | Distribution Circuit | 4 | 1 | 20230401 | 2076502 | Sus | N | Vegetation¦Treefellintoline¦ConductorOverhead¦Together
23-0055875 | Equipment Failure/Involved | Overhead | Transformer (OH) | Failed/Faulted | 2023 | Tier 2 - Elevated | Distribution Circuit | 4 | 1 | 20230401 | 2076763 | Sus | N | EquipmentFailureInvolved¦Overhead¦Transformer(OH)¦FailedFaulted
23-0055886 | Equipment Failure/Involved | Overhead | Transformer (OH) | Failed/Faulted | 2023 | Tier 2 - Elevated | Transformer only | 4 | 1 | 20230401 | 2076821 | Sus | N | EquipmentFailureInvolved¦Overhead¦Transformer(OH)¦FailedFaulted
23-0055985 | Unknown Cause | Patrol - found nothing |  |  | 2023 | Tier 2 - Elevated | Distribution Circuit | 4 | 1 | 20230401 | 2076998 | Sus | N | UnknownCause¦Patrolfoundnothing¦¦
23-0053836 | Equipment Failure/Involved | Overhead | Switch (OH) | Normal | 2023 | Tier 2 - Extreme | Distribution Circuit | 4 | 2 | 20230402 | 2077379 | Sus | N | EquipmentFailureInvolved¦Overhead¦Switch(OH)¦Normal
23-0056033 | Equipment Failure/Involved | Overhead | Secondary | Broken | 2023 | Tier 2 - Elevated | Transformer only | 4 | 2 | 20230402 | 2077374 | Sus | N | EquipmentFailureInvolved¦Overhead¦Secondary¦Broken
23-0056339 | Unknown Cause | Patrol - found nothing |  |  | 2023 | Tier 2 - Extreme | Distribution Circuit | 4 | 3 | 20230403 | 2078326 | Sus | N | UnknownCause¦Patrolfoundnothing¦¦
23-0057115 | Equipment Failure/Involved | Overhead | Cutout, fuse holder | Normal | 2023 | Tier 2 - Extreme | Transformer only | 4 | 4 | 20230404 | 2079568 | Sus | N | EquipmentFailureInvolved¦Overhead¦Cutoutfuseholder¦Normal
23-0056860 | Animal | Bird found | Conductor, Overhead | Normal | 2023 | Tier 2 - Extreme | Distribution Circuit | 4 | 4 | 20230404 | 2079622 | Sus | N | Animal¦Birdfound¦ConductorOverhead¦Normal
23-0056841 | Vegetation | Tree - fell into line | Secondary | Broken, wire on ground | 2023 | Tier 2 - Extreme | Transformer only | 4 | 4 | 20230404 | 2079772 | Sus | N | Vegetation¦Treefellintoline¦Secondary¦Brokenwireonground
23-0056990 | Unknown Cause | Patrol - not conducted |  |  | 2023 | Tier 2 - Extreme | Transformer only | 4 | 4 | 20230404 | 2079756 | Sus | N | UnknownCause¦Patrolnotconducted¦¦
23-0057143 | Vegetation | Tree - branch fell on line | Conductor, Overhead | Normal | 2023 | Tier 2 - Extreme | Transformer only | 4 | 4 | 20230404 | 2080091 | Sus | N | Vegetation¦Treebranchfellonline¦ConductorOverhead¦Normal
23-0057499 | Equipment Failure/Involved | Overhead | Connector or Splice (OH) | Arcing | 2023 | Tier 2 - Extreme | Transformer only | 4 | 5 | 20230405 | 2080531 | Sus | N | EquipmentFailureInvolved¦Overhead¦ConnectororSplice(OH)¦Arcing
23-0057587 | Unknown Cause | Patrol - found nothing |  |  | 2023 | Tier 2 - Extreme | Distribution Circuit | 4 | 5 | 20230405 | 2080712 | Sus | N | UnknownCause¦Patrolfoundnothing¦¦
23-0057582 | Equipment Failure/Involved | Overhead | Insulator | Broken | 2023 | Tier 2 - Extreme | Distribution Circuit | 4 | 5 | 20230405 | 2080906 | Sus | N | EquipmentFailureInvolved¦Overhead¦Insulator¦Broken
23-0057737 | 3rd Party | Vehicle | Anchor or Guy | Broken | 2023 | Tier 2 - Elevated | Distribution Circuit | 4 | 5 | 20230405 | 2081225 | Sus | N | 3rdParty¦Vehicle¦AnchororGuy¦Broken
23-0057907 | Unknown Cause | Patrol - found nothing |  |  | 2023 | Tier 2 - Elevated | Transformer only | 4 | 6 | 20230406 | 2081399 | Sus | N | UnknownCause¦Patrolfoundnothing¦¦
23-0057957 | Vegetation | Other ground vegetation | Conductor, Overhead | Normal | 2023 | Tier 2 - Extreme | Distribution Circuit | 4 | 6 | 20230406 | 2081753 | Sus | N | Vegetation¦Othergroundvegetation¦ConductorOverhead¦Normal
23-0058189 | Animal | Bird found | Conductor, Overhead | Normal | 2023 | Tier 2 - Elevated | Distribution Circuit | 4 | 6 | 20230406 | 2082097 | Sus | N | Animal¦Birdfound¦ConductorOverhead¦Normal
23-0058671 | Unknown Cause | Patrol - not conducted |  |  | 2023 | Tier 2 - Elevated | Transformer only | 4 | 7 | 20230407 | 2082834 | Sus | N | UnknownCause¦Patrolnotconducted¦¦
23-0058684 | Equipment Failure/Involved | Overhead | Secondary | Broken | 2023 | Tier 2 - Elevated | Transformer only | 4 | 7 | 20230407 | 2082846 | Sus | N | EquipmentFailureInvolved¦Overhead¦Secondary¦Broken
23-0058695 | Equipment Failure/Involved | Overhead | Jumper | Broken | 2023 | Tier 2 - Extreme | Distribution Circuit | 4 | 7 | 20230407 | 2082878 | Sus | N | EquipmentFailureInvolved¦Overhead¦Jumper¦Broken
23-0058741 | Environmental/External | Ice or snow | Pole-Wood | Normal | 2023 | Zone 1 - HHZ | Distribution Circuit | 4 | 8 | 20230408 | 2083081 | Sus | N | EnvironmentalExternal¦Iceorsnow¦PoleWood¦Normal
23-0058794 | Unknown Cause | Patrol - found nothing |  |  | 2023 | Tier 2 - Elevated | Transformer only | 4 | 8 | 20230408 | 2083271 | Sus | N | UnknownCause¦Patrolfoundnothing¦¦
23-0058814 | Unknown Cause | Patrol - found nothing |  |  | 2023 | Tier 2 - Extreme | Transformer only | 4 | 8 | 20230408 | 2083413 | Sus | N | UnknownCause¦Patrolfoundnothing¦¦
23-0058882 | Equipment Failure/Involved | Overhead | Transformer (OH) | Failed/Faulted | 2023 | Tier 2 - Elevated | Transformer only | 4 | 9 | 20230409 | 2083701 | Sus | N | EquipmentFailureInvolved¦Overhead¦Transformer(OH)¦FailedFaulted
23-0059010 | Unknown Cause | Patrol - found nothing |  |  | 2023 | Tier 2 - Elevated | Distribution Circuit | 4 | 10 | 20230410 | 2084060 | Sus | N | UnknownCause¦Patrolfoundnothing¦¦
23-0059004 | 3rd Party | Vehicle | Pole-Wood | Broken | 2023 | Tier 2 - Elevated | Distribution Circuit | 4 | 10 | 20230410 | 2084206 | Sus | N | 3rdParty¦Vehicle¦PoleWood¦Broken
23-0059137 | 3rd Party | Vehicle | Pole-Wood | Broken | 2023 | Tier 2 - Extreme | Distribution Circuit | 4 | 10 | 20230410 | 2084431 | Sus | N | 3rdParty¦Vehicle¦PoleWood¦Broken
23-0059257 | Unknown Cause | Patrol - found nothing |  |  | 2023 | Tier 2 - Elevated | Distribution Circuit | 4 | 10 | 20230410 | 2084677 | Sus | N | UnknownCause¦Patrolfoundnothing¦¦
23-0059274 | Vegetation | Tree - branch fell on line | Conductor, Overhead | Normal | 2023 | Tier 2 - Extreme | Distribution Circuit | 4 | 10 | 20230410 | 2084830 | Sus | N | Vegetation¦Treebranchfellonline¦ConductorOverhead¦Normal
23-0059325 | Equipment Failure/Involved | Overhead | Crossarm, Wood | Broken | 2023 | Tier 2 - Extreme | Distribution Circuit | 4 | 10 | 20230410 | 2084931 | Sus | N | EquipmentFailureInvolved¦Overhead¦CrossarmWood¦Broken
23-0059507 | Unknown Cause | Patrol - found nothing |  |  | 2023 | Tier 2 - Extreme | Distribution Circuit | 4 | 11 | 20230411 | 2085165 | Sus | N | UnknownCause¦Patrolfoundnothing¦¦
23-0059852 | Vegetation | Tree - fell into line | Conductor, Overhead | Broken, wire on ground | 2023 | Tier 2 - Elevated | Distribution Circuit | 4 | 12 | 20230412 | 2086102 | Sus | N | Vegetation¦Treefellintoline¦ConductorOverhead¦Brokenwireonground
23-0060001 | Company Initiated | Other Circuits | Transformer | Normal | 2023 | Tier 2 - Elevated | Transformer only | 4 | 12 | 20230412 | 2086287 | Sus | N | CompanyInitiated¦OtherCircuits¦Transformer¦Normal
23-0060450 | Vegetation | Tree - fell into line | Transformer (OH) | Normal | 2023 | Tier 2 - Elevated | Distribution Circuit | 4 | 13 | 20230413 | 2087191 | Sus | N | Vegetation¦Treefellintoline¦Transformer(OH)¦Normal
23-0060613 | Equipment Failure/Involved | Overhead | Insulator | Broken | 2023 | Tier 2 - Elevated | Distribution Circuit | 4 | 13 | 20230413 | 2087539 | Sus | N | EquipmentFailureInvolved¦Overhead¦Insulator¦Broken
23-0060944 | Unknown Cause | Patrol - found nothing |  |  | 2023 | Tier 2 - Elevated | Distribution Circuit | 4 | 14 | 20230414 | 2088217 | Sus | N | UnknownCause¦Patrolfoundnothing¦¦
23-0060971 | Unknown Cause | Patrol - found nothing |  |  | 2023 | Tier 2 - Elevated | Distribution Circuit | 4 | 14 | 20230414 | 2088232 | Sus | N | UnknownCause¦Patrolfoundnothing¦¦
23-0061058 | Unknown Cause | Patrol - found nothing |  |  | 2023 | Tier 2 - Elevated | Distribution Circuit | 4 | 14 | 20230414 | 2088234 | Sus | N | UnknownCause¦Patrolfoundnothing¦¦
23-0060891 | Company Initiated | Return Circuit Normal | Generator | Normal | 2023 | Tier 2 - Elevated | Distribution Circuit | 4 | 14 | 20230414 | 2088609 | Sus | N | CompanyInitiated¦ReturnCircuitNormal¦Generator¦Normal
23-0061143 | Equipment Failure/Involved | Overhead | Insulator | Broken | 2023 | Tier 2 - Extreme | Distribution Circuit | 4 | 14 | 20230414 | 2088649 | Sus | N | EquipmentFailureInvolved¦Overhead¦Insulator¦Broken
23-0061265 | Equipment Failure/Involved | Overhead | Transformer (OH) | Arcing | 2023 | Tier 2 - Elevated | Transformer only | 4 | 14 | 20230414 | 2088837 | Sus | N | EquipmentFailureInvolved¦Overhead¦Transformer(OH)¦Arcing
23-0061350 | Unknown Cause | Patrol - found nothing |  |  | 2023 | Tier 2 - Elevated | Distribution Circuit | 4 | 15 | 20230415 | 2089209 | Sus | N | UnknownCause¦Patrolfoundnothing¦¦
23-0061355 | Equipment Failure/Involved | Overhead | Conductor, Overhead | Deteriorated | 2023 | Tier 2 - Extreme | Distribution Circuit | 4 | 15 | 20230415 | 2089255 | Sus | N | EquipmentFailureInvolved¦Overhead¦ConductorOverhead¦Deteriorated
23-0061437 | Unknown Cause | Patrol - found nothing |  |  | 2023 | Tier 2 - Elevated | Distribution Circuit | 4 | 16 | 20230416 | 2089542 | Sus | N | UnknownCause¦Patrolfoundnothing¦¦
23-0061452 | Unknown Cause | Patrol - found nothing |  |  | 2023 | Tier 2 - Elevated | Distribution Circuit | 4 | 16 | 20230416 | 2089610 | Sus | N | UnknownCause¦Patrolfoundnothing¦¦
23-0061501 | Equipment Failure/Involved | Underground | Connector or Splice (UG) | Burned/flashed | 2023 | Tier 2 - Elevated | Transformer only | 4 | 16 | 20230416 | 2089749 | Sus | N | EquipmentFailureInvolved¦Underground¦ConnectororSplice(UG)¦Burnedflashed
23-0061503 | 3rd Party | Vehicle | Conductor, Overhead | Normal | 2023 | Tier 2 - Extreme | Distribution Circuit | 4 | 16 | 20230416 | 2089838 | Sus | N | 3rdParty¦Vehicle¦ConductorOverhead¦Normal
23-0061523 | Unknown Cause | Patrol - found nothing |  |  | 2023 | Tier 2 - Elevated | Distribution Circuit | 4 | 16 | 20230416 | 2089901 | Sus | N | UnknownCause¦Patrolfoundnothing¦¦
23-0061604 | Equipment Failure/Involved | Overhead | Pole-Wood | Broken | 2023 | Tier 2 - Elevated | Distribution Circuit | 4 | 17 | 20230417 | 2090292 | Sus | N | EquipmentFailureInvolved¦Overhead¦PoleWood¦Broken
23-0061623 | Equipment Failure/Involved | Overhead | Crossarm, Wood | Broken | 2023 | Tier 2 - Elevated | Distribution Circuit | 4 | 17 | 20230417 | 2090238 | Sus | N | EquipmentFailureInvolved¦Overhead¦CrossarmWood¦Broken
23-0061761 | Equipment Failure/Involved | Overhead | Insulator | Broken | 2023 | Tier 2 - Elevated | Distribution Circuit | 4 | 17 | 20230417 | 2090716 | Sus | N | EquipmentFailureInvolved¦Overhead¦Insulator¦Broken
23-0061790 | Equipment Failure/Involved | Overhead | Conductor, Overhead | Deteriorated | 2023 | Tier 2 - Extreme | Distribution Circuit | 4 | 17 | 20230417 | 2090728 | Sus | N | EquipmentFailureInvolved¦Overhead¦ConductorOverhead¦Deteriorated
23-0061855 | Equipment Failure/Involved | Overhead | Fuse | Burned Open | 2023 | Tier 2 - Elevated | Transformer only | 4 | 17 | 20230417 | 2090887 | Sus | N | EquipmentFailureInvolved¦Overhead¦Fuse¦BurnedOpen
23-0061861 | Vegetation | Tree - fell into line | Conductor, Overhead | Broken, wire on ground | 2023 | Tier 2 - Elevated | Distribution Circuit | 4 | 18 | 20230418 | 2090983 | Sus | N | Vegetation¦Treefellintoline¦ConductorOverhead¦Brokenwireonground
23-0062034 | Equipment Failure/Involved | Overhead | Crossarm, Wood | Broken, wire on ground | 2023 | Tier 2 - Elevated | Distribution Circuit | 4 | 18 | 20230418 | 2091484 | Sus | N | EquipmentFailureInvolved¦Overhead¦CrossarmWood¦Brokenwireonground
23-0062056 | Equipment Failure/Involved | Overhead | Insulator | Failed/Faulted | 2023 | Tier 2 - Elevated | Distribution Circuit | 4 | 18 | 20230418 | 2091517 | Sus | N | EquipmentFailureInvolved¦Overhead¦Insulator¦FailedFaulted
23-0062232 | Equipment Failure/Involved | Overhead | Transformer (OH) | Failed/Faulted | 2023 | Tier 2 - Elevated | Distribution Circuit | 4 | 18 | 20230418 | 2091697 | Sus | N | EquipmentFailureInvolved¦Overhead¦Transformer(OH)¦FailedFaulted
23-0062243 | Unknown Cause | Patrol - found nothing |  |  | 2023 | Tier 2 - Elevated | Distribution Circuit | 4 | 18 | 20230418 | 2091776 | Sus | N | UnknownCause¦Patrolfoundnothing¦¦
23-0062469 | Animal | Squirrel | Transformer (OH) | Burned/flashed | 2023 | Tier 2 - Elevated | Transformer only | 4 | 19 | 20230419 | 2092520 | Sus | N | Animal¦Squirrel¦Transformer(OH)¦Burnedflashed
23-0062452 | Equipment Failure/Involved | Overhead | Conductor, Overhead | Deteriorated | 2023 | Tier 2 - Extreme | Distribution Circuit | 4 | 19 | 20230419 | 2092531 | Sus | N | EquipmentFailureInvolved¦Overhead¦ConductorOverhead¦Deteriorated
23-0062714 | Unknown Cause | Patrol - found nothing |  |  | 2023 | Tier 2 - Extreme | Distribution Circuit | 4 | 19 | 20230419 | 2092776 | Sus | N | UnknownCause¦Patrolfoundnothing¦¦
23-0062957 | Equipment Failure/Involved | Overhead | Pole-Wood | Broken | 2023 | Tier 2 - Elevated | Distribution Circuit | 4 | 20 | 20230420 | 2093078 | Sus | N | EquipmentFailureInvolved¦Overhead¦PoleWood¦Broken
23-0063590 | Animal | Squirrel | Fuse | Failed/Faulted | 2023 | Tier 2 - Elevated | Transformer only | 4 | 21 | 20230421 | 2094014 | Sus | N | Animal¦Squirrel¦Fuse¦FailedFaulted
23-0063711 | Equipment Failure/Involved | Overhead | Conductor, Overhead | Broken | 2023 | Tier 2 - Elevated | Distribution Circuit | 4 | 22 | 20230422 | 2094407 | Sus | N | EquipmentFailureInvolved¦Overhead¦ConductorOverhead¦Broken
23-0063736 | Unknown Cause | Patrol - found nothing |  |  | 2023 | Tier 2 - Extreme | Distribution Circuit | 4 | 22 | 20230422 | 2094427 | Sus | N | UnknownCause¦Patrolfoundnothing¦¦
23-0063732 | Equipment Failure/Involved | Overhead | Pole-Wood | Broken | 2023 | Tier 2 - Elevated | Distribution Circuit | 4 | 22 | 20230422 | 2094483 | Sus | N | EquipmentFailureInvolved¦Overhead¦PoleWood¦Broken
23-0063819 | Unknown Cause | Patrol - found nothing |  |  | 2023 | Tier 2 - Elevated | Distribution Circuit | 4 | 23 | 20230423 | 2094913 | Sus | N | UnknownCause¦Patrolfoundnothing¦¦
23-0020909 | Company Initiated | Return Circuit Normal | Conductor, Overhead | Normal | 2023 | Tier 2 - Extreme | Distribution Circuit | 4 | 23 | 20230423 | 2095144 | Sus | N | CompanyInitiated¦ReturnCircuitNormal¦ConductorOverhead¦Normal
23-0063885 | Unknown Cause | Patrol - found nothing |  |  | 2023 | Tier 2 - Elevated | Distribution Circuit | 4 | 23 | 20230423 | 2095187 | Sus | N | UnknownCause¦Patrolfoundnothing¦¦
23-0063947 | Equipment Failure/Involved | Overhead | Pole-Wood | Broken | 2023 | Tier 2 - Elevated | Distribution Circuit | 4 | 24 | 20230424 | 2095329 | Sus | N | EquipmentFailureInvolved¦Overhead¦PoleWood¦Broken
23-0064001 | Vegetation | Tree - grew into line | Conductor, Overhead | Normal | 2023 | Tier 2 - Extreme | Distribution Circuit | 4 | 24 | 20230424 | 2095523 | Sus | N | Vegetation¦Treegrewintoline¦ConductorOverhead¦Normal
23-0064112 | Equipment Failure/Involved | Overhead | Fuse | Broken | 2023 | Tier 2 - Extreme | Transformer only | 4 | 24 | 20230424 | 2095518 | Sus | N | EquipmentFailureInvolved¦Overhead¦Fuse¦Broken
23-0064069 | Unknown Cause | Patrol - found nothing |  |  | 2023 | Tier 2 - Extreme | Distribution Circuit | 4 | 24 | 20230424 | 2095581 | Sus | N | UnknownCause¦Patrolfoundnothing¦¦
23-0064050 | Equipment Failure/Involved | Overhead | Pole-Wood | Normal | 2023 | Tier 2 - Elevated | Distribution Circuit | 4 | 24 | 20230424 | 2095627 | Sus | N | EquipmentFailureInvolved¦Overhead¦PoleWood¦Normal
23-0064169 | Environmental/External | Ice or snow | Transformer | Broken | 2023 | Tier 2 - Elevated | Transformer only | 4 | 24 | 20230424 | 2095657 | Sus | N | EnvironmentalExternal¦Iceorsnow¦Transformer¦Broken
23-0064494 | Unknown Cause | Patrol - found nothing |  |  | 2023 | Tier 2 - Extreme | Transformer only | 4 | 25 | 20230425 | 2096581 | Sus | N | UnknownCause¦Patrolfoundnothing¦¦
23-0064574 | Equipment Failure/Involved | Overhead | Transformer (OH) | Failed/Faulted | 2023 | Tier 2 - Extreme | Transformer only | 4 | 25 | 20230425 | 2096744 | Sus | N | EquipmentFailureInvolved¦Overhead¦Transformer(OH)¦FailedFaulted
23-0064583 | Equipment Failure/Involved | Overhead | Pole-Wood | Broken | 2023 | Tier 2 - Elevated | Distribution Circuit | 4 | 25 | 20230425 | 2096810 | Sus | N | EquipmentFailureInvolved¦Overhead¦PoleWood¦Broken
23-0064704 | Unknown Cause | Patrol - found nothing |  |  | 2023 | Tier 2 - Elevated | Distribution Circuit | 4 | 25 | 20230425 | 2096982 | Sus | N | UnknownCause¦Patrolfoundnothing¦¦
23-0065136 | Equipment Failure/Involved | Overhead | Pole-Wood | Broken | 2023 | Tier 2 - Elevated | Distribution Circuit | 4 | 26 | 20230426 | 2097731 | Sus | N | EquipmentFailureInvolved¦Overhead¦PoleWood¦Broken
23-0065155 | Equipment Failure/Involved | Overhead | Conductor, Overhead | Broken, wire on ground | 2023 | Tier 2 - Extreme | Distribution Circuit | 4 | 26 | 20230426 | 2097752 | Sus | N | EquipmentFailureInvolved¦Overhead¦ConductorOverhead¦Brokenwireonground
23-0065215 | Vegetation | Tree - fell into line | Transformer | Broken | 2023 | Tier 2 - Elevated | Transformer only | 4 | 26 | 20230426 | 2097824 | Sus | N | Vegetation¦Treefellintoline¦Transformer¦Broken
23-0065264 | Unknown Cause | Patrol - found nothing |  |  | 2023 | Tier 2 - Elevated | Distribution Circuit | 4 | 26 | 20230426 | 2097844 | Sus | N | UnknownCause¦Patrolfoundnothing¦¦
23-0065477 | Equipment Failure/Involved | Overhead | Pole-Wood | Broken | 2023 | Tier 2 - Elevated | Distribution Circuit | 4 | 27 | 20230427 | 2098401 | Sus | N | EquipmentFailureInvolved¦Overhead¦PoleWood¦Broken
23-0065531 | 3rd Party | Tree - cutting, 3rd party | Conductor, Overhead | Normal | 2023 | Tier 2 - Elevated | Distribution Circuit | 4 | 27 | 20230427 | 2098469 | Sus | N | 3rdParty¦Treecutting3rdparty¦ConductorOverhead¦Normal
23-0065760 | Equipment Failure/Involved | Overhead | Pole-Wood | Broken | 2023 | Tier 2 - Elevated | Distribution Circuit | 4 | 27 | 20230427 | 2098848 | Sus | N | EquipmentFailureInvolved¦Overhead¦PoleWood¦Broken
23-0066103 | Vegetation | Tree - grew into line | Conductor, Overhead | Normal | 2023 | Tier 2 - Extreme | Distribution Circuit | 4 | 28 | 20230428 | 2099306 | Sus | N | Vegetation¦Treegrewintoline¦ConductorOverhead¦Normal
23-0066146 | Equipment Failure/Involved | Overhead | Transformer (OH) | Leaking | 2023 | Tier 2 - Extreme | Transformer only | 4 | 28 | 20230428 | 2099558 | Sus | N | EquipmentFailureInvolved¦Overhead¦Transformer(OH)¦Leaking
23-0066151 | Equipment Failure/Involved | Overhead | Transformer (OH) | Failed/Faulted | 2023 | Tier 2 - Extreme | Transformer only | 4 | 28 | 20230428 | 2099596 | Sus | N | EquipmentFailureInvolved¦Overhead¦Transformer(OH)¦FailedFaulted
23-0066210 | Equipment Failure/Involved | Overhead | Transformer (OH) | Failed/Faulted | 2023 | Tier 2 - Elevated | Transformer only | 4 | 28 | 20230428 | 2099749 | Sus | N | EquipmentFailureInvolved¦Overhead¦Transformer(OH)¦FailedFaulted
23-0066227 | Unknown Cause | Patrol - found nothing |  |  | 2023 | Tier 2 - Elevated | Distribution Circuit | 4 | 29 | 20230429 | 2099844 | Sus | N | UnknownCause¦Patrolfoundnothing¦¦
23-0066296 | Equipment Failure/Involved | Overhead | Transformer (OH) | Failed/Faulted | 2023 | Tier 2 - Elevated | Transformer only | 4 | 29 | 20230429 | 2100037 | Sus | N | EquipmentFailureInvolved¦Overhead¦Transformer(OH)¦FailedFaulted
23-0066328 | Equipment Failure/Involved | Overhead | Transformer (OH) | Burned/flashed | 2023 | Tier 2 - Elevated | Transformer only | 4 | 29 | 20230429 | 2100198 | Sus | N | EquipmentFailureInvolved¦Overhead¦Transformer(OH)¦Burnedflashed
23-0066510 | 3rd Party | Metallic Balloon | Conductor, Overhead | Normal | 2023 | Tier 2 - Extreme | Distribution Circuit | 5 | 1 | 20230501 | 2101007 | Sus | Y | 3rdParty¦MetallicBalloon¦ConductorOverhead¦Normal
23-0066518 | 3rd Party | Metallic Balloon | Conductor, Overhead | Normal | 2023 | Tier 2 - Extreme | Transformer only | 5 | 1 | 20230501 | 2101012 | Sus | Y | 3rdParty¦MetallicBalloon¦ConductorOverhead¦Normal
23-0066662 | Equipment Failure/Involved | Overhead | Transformer (OH) | Failed/Faulted | 2023 | Tier 2 - Extreme | Distribution Circuit | 5 | 1 | 20230501 | 2101574 | Sus | Y | EquipmentFailureInvolved¦Overhead¦Transformer(OH)¦FailedFaulted
23-0066715 | Animal | Squirrel | Fuse | Normal | 2023 | Tier 2 - Elevated | Distribution Circuit | 5 | 1 | 20230501 | 2101623 | Sus | Y | Animal¦Squirrel¦Fuse¦Normal
23-0066846 | Unknown Cause | Patrol - found nothing |  |  | 2023 | Tier 2 - Elevated | Distribution Circuit | 5 | 1 | 20230501 | 2101979 | Sus | Y | UnknownCause¦Patrolfoundnothing¦¦
23-0067037 | Unknown Cause | Patrol - found nothing |  |  | 2023 | Tier 2 - Elevated | Distribution Circuit | 5 | 2 | 20230502 | 2102166 | Sus | Y | UnknownCause¦Patrolfoundnothing¦¦
23-0067034 | Unknown Cause | Patrol - found nothing | Fuse | Failed/Faulted | 2023 | Tier 2 - Elevated | Distribution Circuit | 5 | 2 | 20230502 | 2102178 | Sus | Y | UnknownCause¦Patrolfoundnothing¦Fuse¦FailedFaulted
23-0067093 | Equipment Failure/Involved | Overhead | Connector or Splice (OH) | Normal | 2023 | Tier 2 - Extreme | Transformer only | 5 | 2 | 20230502 | 2102567 | Sus | Y | EquipmentFailureInvolved¦Overhead¦ConnectororSplice(OH)¦Normal
23-0067309 | Unknown Cause | Patrol - not conducted |  |  | 2023 | Tier 2 - Extreme | Distribution Circuit | 5 | 2 | 20230502 | 2103037 | Sus | Y | UnknownCause¦Patrolnotconducted¦¦
23-0067586 | Environmental/External | Lightning | Transformer (OH) | Failed/Faulted | 2023 | Tier 2 - Elevated | Transformer only | 5 | 3 | 20230503 | 2103589 | Sus | Y | EnvironmentalExternal¦Lightning¦Transformer(OH)¦FailedFaulted
23-0067596 | Equipment Failure/Involved | Overhead | Crossarm, Wood | Broken | 2023 | Tier 2 - Elevated | Distribution Circuit | 5 | 3 | 20230503 | 2103618 | Sus | Y | EquipmentFailureInvolved¦Overhead¦CrossarmWood¦Broken
23-0067710 | Environmental/External | Lightning | Transformer (OH) | Failed/Faulted | 2023 | Tier 2 - Elevated | Transformer only | 5 | 3 | 20230503 | 2103725 | Sus | Y | EnvironmentalExternal¦Lightning¦Transformer(OH)¦FailedFaulted
23-0067644 | Vegetation | Tree - fell into line | Conductor, Overhead | Normal | 2023 | Tier 2 - Extreme | Distribution Circuit | 5 | 3 | 20230503 | 2103697 | Sus | Y | Vegetation¦Treefellintoline¦ConductorOverhead¦Normal
23-0067803 | Equipment Failure/Involved | Overhead | Transformer | Broken | 2023 | Tier 2 - Extreme | Transformer only | 5 | 3 | 20230503 | 2103788 | Sus | Y | EquipmentFailureInvolved¦Overhead¦Transformer¦Broken
23-0067756 | Unknown Cause | Patrol - not conducted |  |  | 2023 | Tier 2 - Extreme | Distribution Circuit | 5 | 3 | 20230503 | 2103933 | Sus | Y | UnknownCause¦Patrolnotconducted¦¦
23-0068055 | Animal | Bird found | Transformer (OH) |  | 2023 | Tier 2 - Elevated | Transformer only | 5 | 4 | 20230504 | 2104363 | Sus | Y | Animal¦Birdfound¦Transformer(OH)¦
23-0068087 | Equipment Failure/Involved | Overhead | Pole-Wood | Deteriorated | 2023 | Tier 2 - Elevated | Distribution Circuit | 5 | 4 | 20230504 | 2104623 | Sus | Y | EquipmentFailureInvolved¦Overhead¦PoleWood¦Deteriorated
23-0068196 | Company Initiated | Other Circuits | Secondary | Normal | 2023 | Tier 2 - Elevated | Transformer only | 5 | 4 | 20230504 | 2104772 | Sus | Y | CompanyInitiated¦OtherCircuits¦Secondary¦Normal
23-0068663 | Unknown Cause | Patrol - found nothing |  |  | 2023 | Tier 2 - Extreme | Distribution Circuit | 5 | 5 | 20230505 | 2105284 | Sus | Y | UnknownCause¦Patrolfoundnothing¦¦
23-0068616 | Equipment Failure/Involved | Overhead | Conductor, Overhead | Broken | 2023 | Tier 2 - Elevated | Distribution Circuit | 5 | 5 | 20230505 | 2105400 | Sus | Y | EquipmentFailureInvolved¦Overhead¦ConductorOverhead¦Broken
23-0068630 | Equipment Failure/Involved | Overhead | Crossarm, Wood | Broken | 2023 | Tier 2 - Extreme | Distribution Circuit | 5 | 5 | 20230505 | 2105516 | Sus | Y | EquipmentFailureInvolved¦Overhead¦CrossarmWood¦Broken
23-0068630 | Company Initiated | Return Circuit Normal | Conductor, Overhead | Normal | 2023 | Tier 2 - Extreme | Distribution Circuit | 5 | 5 | 20230505 | 2105642 | Sus | Y | CompanyInitiated¦ReturnCircuitNormal¦ConductorOverhead¦Normal
23-0069031 | Animal | Bird found | Transformer (OH) |  | 2023 | Tier 2 - Extreme | Transformer only | 5 | 5 | 20230505 | 2105777 | Sus | Y | Animal¦Birdfound¦Transformer(OH)¦
23-0069120 | Animal | Bird found | Transformer (OH) | Normal | 2023 | Tier 2 - Elevated | Distribution Circuit | 5 | 6 | 20230506 | 2105980 | Sus | Y | Animal¦Birdfound¦Transformer(OH)¦Normal
23-0069162 | Vegetation | Tree - fell into line | Pole-Wood | Broken, wire on ground | 2023 | Tier 2 - Elevated | Distribution Circuit | 5 | 6 | 20230506 | 2106148 | Sus | Y | Vegetation¦Treefellintoline¦PoleWood¦Brokenwireonground
23-0069165 | Environmental/External | Lightning | Transformer (OH) | Burned/flashed | 2023 | Tier 2 - Elevated | Distribution Circuit | 5 | 6 | 20230506 | 2106173 | Sus | Y | EnvironmentalExternal¦Lightning¦Transformer(OH)¦Burnedflashed
23-0069255 | Unknown Cause | Patrol - found nothing |  |  | 2023 | Tier 2 - Extreme | Transformer only | 5 | 6 | 20230506 | 2106463 | Sus | Y | UnknownCause¦Patrolfoundnothing¦¦
23-0069266 | Animal | Bird found | Conductor, Overhead | Normal | 2023 | Tier 2 - Elevated | Distribution Circuit | 5 | 7 | 20230507 | 2106552 | Sus | Y | Animal¦Birdfound¦ConductorOverhead¦Normal
23-0069274 | Unknown Cause | Patrol - found nothing |  |  | 2023 | Tier 2 - Elevated | Distribution Circuit | 5 | 7 | 20230507 | 2106637 | Sus | Y | UnknownCause¦Patrolfoundnothing¦¦
23-0069281 | Unknown Cause | Patrol - found nothing |  |  | 2023 | Tier 2 - Extreme | Distribution Circuit | 5 | 7 | 20230507 | 2106652 | Sus | Y | UnknownCause¦Patrolfoundnothing¦¦
23-0069306 | Vegetation | Tree - fell into line | Conductor, Overhead | Normal | 2023 | Tier 2 - Extreme | Distribution Circuit | 5 | 7 | 20230507 | 2106833 | Sus | Y | Vegetation¦Treefellintoline¦ConductorOverhead¦Normal
23-0069302 | Equipment Failure/Involved | Overhead | Insulator | Broken | 2023 | Tier 2 - Extreme | Distribution Circuit | 5 | 7 | 20230507 | 2106880 | Sus | Y | EquipmentFailureInvolved¦Overhead¦Insulator¦Broken
23-0069318 | Equipment Failure/Involved | Overhead | Insulator | Broken | 2023 | Tier 2 - Extreme | Distribution Circuit | 5 | 7 | 20230507 | 2106898 | Sus | Y | EquipmentFailureInvolved¦Overhead¦Insulator¦Broken
23-0069336 | Unknown Cause | Patrol - found nothing |  |  | 2023 | Tier 2 - Elevated | Distribution Circuit | 5 | 7 | 20230507 | 2106944 | Sus | Y | UnknownCause¦Patrolfoundnothing¦¦
23-0069371 | Unknown Cause | Patrol - found nothing |  |  | 2023 | Tier 2 - Elevated | Distribution Circuit | 5 | 8 | 20230508 | 2107012 | Sus | Y | UnknownCause¦Patrolfoundnothing¦¦
23-0069415 | Equipment Failure/Involved | Overhead | Pole-Wood | Broken | 2023 | Zone 1 - HHZ | Distribution Circuit | 5 | 8 | 20230508 | 2107142 | Sus | Y | EquipmentFailureInvolved¦Overhead¦PoleWood¦Broken
23-0069753 | Equipment Failure/Involved | Overhead | Connector or Splice (OH) | Burned Open | 2023 | Tier 2 - Elevated | Transformer only | 5 | 8 | 20230508 | 2108084 | Sus | Y | EquipmentFailureInvolved¦Overhead¦ConnectororSplice(OH)¦BurnedOpen
23-0070118 | Vegetation | Tree - branch fell on line | Transformer (OH) | Failed/Faulted | 2023 | Tier 2 - Extreme | Transformer only | 5 | 9 | 20230509 | 2108747 | Sus | Y | Vegetation¦Treebranchfellonline¦Transformer(OH)¦FailedFaulted
23-0070396 | 3rd Party | Vehicle | Pole-Wood | Broken | 2023 | Tier 2 - Elevated | Distribution Circuit | 5 | 10 | 20230510 | 2109374 | Sus | Y | 3rdParty¦Vehicle¦PoleWood¦Broken
23-0070377 | Equipment Failure/Involved | Overhead | Pole-Wood | Broken | 2023 | Tier 2 - Extreme | Transformer only | 5 | 10 | 20230510 | 2109406 | Sus | Y | EquipmentFailureInvolved¦Overhead¦PoleWood¦Broken
23-0070597 | Equipment Failure/Involved | Electrical Overload | Transformer | Failed/Faulted | 2023 | Tier 2 - Elevated | Transformer only | 5 | 10 | 20230510 | 2109637 | Sus | Y | EquipmentFailureInvolved¦ElectricalOverload¦Transformer¦FailedFaulted
23-0070715 | Equipment Failure/Involved | Overhead | Transformer (OH) | Failed/Faulted | 2023 | Tier 2 - Extreme | Distribution Circuit | 5 | 11 | 20230511 | 2109881 | Sus | Y | EquipmentFailureInvolved¦Overhead¦Transformer(OH)¦FailedFaulted
23-0070988 | Vegetation | Tree - fell into line | Transformer (OH) | Broken, wire on ground | 2023 | Tier 2 - Elevated | Transformer only | 5 | 11 | 20230511 | 2110397 | Sus | Y | Vegetation¦Treefellintoline¦Transformer(OH)¦Brokenwireonground
23-0071086 | 3rd Party | Tree - cutting, 3rd party | Conductor, Overhead | Broken, wire on ground | 2023 | Tier 2 - Elevated | Distribution Circuit | 5 | 11 | 20230511 | 2110548 | Sus | Y | 3rdParty¦Treecutting3rdparty¦ConductorOverhead¦Brokenwireonground
23-0071376 | Equipment Failure/Involved | Overhead | Transformer | Failed/Faulted | 2023 | Tier 2 - Elevated | Transformer only | 5 | 12 | 20230512 | 2111135 | Sus | Y | EquipmentFailureInvolved¦Overhead¦Transformer¦FailedFaulted
23-0071542 | Vegetation | Tree - fell into line | Conductor, Overhead | Together | 2023 | Tier 2 - Extreme | Distribution Circuit | 5 | 13 | 20230513 | 2111671 | Sus | Y | Vegetation¦Treefellintoline¦ConductorOverhead¦Together
23-0071599 | Equipment Failure/Involved | Overhead | Insulator | Broken | 2023 | Tier 2 - Extreme | Distribution Circuit | 5 | 13 | 20230513 | 2111950 | Sus | Y | EquipmentFailureInvolved¦Overhead¦Insulator¦Broken
23-0071977 | Unknown Cause | Patrol - found nothing |  |  | 2023 | Tier 2 - Elevated | Transformer only | 5 | 15 | 20230515 | 2113082 | Sus | Y | UnknownCause¦Patrolfoundnothing¦¦
23-0071939 | Equipment Failure/Involved | Overhead | Crossarm, Wood | Broken | 2023 | Tier 2 - Elevated | Distribution Circuit | 5 | 15 | 20230515 | 2113192 | Sus | Y | EquipmentFailureInvolved¦Overhead¦CrossarmWood¦Broken
23-0071991 | Equipment Failure/Involved | Overhead | Jumper | Broken | 2023 | Tier 2 - Extreme | Transformer only | 5 | 15 | 20230515 | 2113267 | Sus | Y | EquipmentFailureInvolved¦Overhead¦Jumper¦Broken
23-0072096 | Equipment Failure/Involved | Overhead | Pole-Wood | Broken | 2023 | Tier 2 - Extreme | Distribution Circuit | 5 | 15 | 20230515 | 2113584 | Sus | Y | EquipmentFailureInvolved¦Overhead¦PoleWood¦Broken
23-0072232 | Equipment Failure/Involved | Overhead | Crossarm, Wood | Broken | 2023 | Tier 2 - Elevated | Distribution Circuit | 5 | 16 | 20230516 | 2113994 | Sus | Y | EquipmentFailureInvolved¦Overhead¦CrossarmWood¦Broken
23-0072325 | Unknown Cause | Patrol - found nothing |  |  | 2023 | Tier 2 - Extreme | Transformer only | 5 | 16 | 20230516 | 2114020 | Sus | Y | UnknownCause¦Patrolfoundnothing¦¦
23-0072396 | Equipment Failure/Involved | Overhead | Pole-Wood | Broken | 2023 | Tier 2 - Extreme | Distribution Circuit | 5 | 16 | 20230516 | 2114289 | Sus | Y | EquipmentFailureInvolved¦Overhead¦PoleWood¦Broken
23-0072697 | Vegetation | Tree - fell into line | Fuse | Burned Open | 2023 | Tier 2 - Extreme | Transformer only | 5 | 17 | 20230517 | 2114920 | Sus | Y | Vegetation¦Treefellintoline¦Fuse¦BurnedOpen
23-0072804 | Vegetation | Tree - fell into line | Conductor, Overhead | On Ground | 2023 | Tier 2 - Elevated | Distribution Circuit | 5 | 17 | 20230517 | 2114991 | Sus | Y | Vegetation¦Treefellintoline¦ConductorOverhead¦OnGround
23-0072663 | Equipment Failure/Involved | Overhead | Pole-Wood | Broken | 2023 | Tier 2 - Extreme | Distribution Circuit | 5 | 17 | 20230517 | 2114965 | Sus | Y | EquipmentFailureInvolved¦Overhead¦PoleWood¦Broken
23-0072852 | Equipment Failure/Involved | Overhead | Transformer (OH) | Failed/Faulted | 2023 | Tier 2 - Elevated | Distribution Circuit | 5 | 17 | 20230517 | 2115241 | Sus | Y | EquipmentFailureInvolved¦Overhead¦Transformer(OH)¦FailedFaulted
23-0072935 | Vegetation | Tree - fell into line | Service conductor | Broken | 2023 | Tier 2 - Elevated | Transformer only | 5 | 18 | 20230518 | 2115501 | Sus | Y | Vegetation¦Treefellintoline¦Serviceconductor¦Broken
23-0072983 | Unknown Cause | Patrol - found nothing |  |  | 2023 | Tier 2 - Elevated | Distribution Circuit | 5 | 18 | 20230518 | 2115529 | Sus | Y | UnknownCause¦Patrolfoundnothing¦¦
23-0073057 | Company Initiated | Coordination failure | Conductor, Overhead | Normal | 2023 | Tier 2 - Elevated | Distribution Circuit | 5 | 18 | 20230518 | 2115958 | Sus | Y | CompanyInitiated¦Coordinationfailure¦ConductorOverhead¦Normal
23-0073241 | Unknown Cause | Patrol - found nothing |  |  | 2023 | Tier 2 - Elevated | Distribution Circuit | 5 | 18 | 20230518 | 2116287 | Sus | Y | UnknownCause¦Patrolfoundnothing¦¦
23-0073254 | Equipment Failure/Involved | Overhead | Transformer (OH) | Failed/Faulted | 2023 | Tier 2 - Extreme | Transformer only | 5 | 18 | 20230518 | 2116359 | Sus | Y | EquipmentFailureInvolved¦Overhead¦Transformer(OH)¦FailedFaulted
23-0073313 | Vegetation | Tree - fell into line | Conductor, Overhead | Normal | 2023 | Tier 2 - Extreme | Distribution Circuit | 5 | 18 | 20230518 | 2116498 | Sus | Y | Vegetation¦Treefellintoline¦ConductorOverhead¦Normal
23-0073305 | Equipment Failure/Involved | Overhead | Crossarm, Wood | Broken | 2023 | Tier 2 - Elevated | Distribution Circuit | 5 | 18 | 20230518 | 2116528 | Sus | Y | EquipmentFailureInvolved¦Overhead¦CrossarmWood¦Broken
23-0073390 | Company Initiated | Coordination failure | Conductor, Overhead | Normal | 2023 | Tier 2 - Extreme | Distribution Circuit | 5 | 19 | 20230519 | 2116734 | Sus | Y | CompanyInitiated¦Coordinationfailure¦ConductorOverhead¦Normal
23-0073529 | Company Initiated | Construction Activity/equip, company | Anchor or Guy | Broken | 2023 | Tier 2 - Extreme | Distribution Circuit | 5 | 19 | 20230519 | 2116969 | Sus | Y | CompanyInitiated¦ConstructionActivityequipcompany¦AnchororGuy¦Broken
23-0073390 | Equipment Failure/Involved | Overhead | Recloser | Malfunctioning | 2023 | Tier 2 - Elevated | Distribution Circuit | 5 | 19 | 20230519 | 2117049 | Sus | Y | EquipmentFailureInvolved¦Overhead¦Recloser¦Malfunctioning
23-0073670 | Equipment Failure/Involved | Overhead | Insulator | Burned/flashed | 2023 | Tier 2 - Elevated | Distribution Circuit | 5 | 19 | 20230519 | 2117175 | Sus | Y | EquipmentFailureInvolved¦Overhead¦Insulator¦Burnedflashed
23-0073766 | Unknown Cause | Patrol - found nothing |  |  | 2023 | Tier 2 - Elevated | Distribution Circuit | 5 | 19 | 20230519 | 2117380 | Sus | Y | UnknownCause¦Patrolfoundnothing¦¦
23-0073816 | Equipment Failure/Involved | Overhead | Conductor, Overhead | Normal | 2023 | Tier 2 - Extreme | Distribution Circuit | 5 | 20 | 20230520 | 2117546 | Sus | Y | EquipmentFailureInvolved¦Overhead¦ConductorOverhead¦Normal
23-0073831 | Equipment Failure/Involved | Overhead | Transformer (OH) | Failed/Faulted | 2023 | Tier 2 - Elevated | Transformer only | 5 | 20 | 20230520 | 2117607 | Sus | Y | EquipmentFailureInvolved¦Overhead¦Transformer(OH)¦FailedFaulted
23-0073843 | Equipment Failure/Involved | Overhead | Pothead/Riser Termination | Burned/flashed | 2023 | Tier 2 - Elevated | Distribution Circuit | 5 | 20 | 20230520 | 2117595 | Sus | Y | EquipmentFailureInvolved¦Overhead¦PotheadRiserTermination¦Burnedflashed
23-0073841 | Equipment Failure/Involved | Overhead | Conductor, Overhead | Bent or Twisted | 2023 | Tier 2 - Extreme | Distribution Circuit | 5 | 20 | 20230520 | 2117628 | Sus | Y | EquipmentFailureInvolved¦Overhead¦ConductorOverhead¦BentorTwisted
23-0073959 | Equipment Failure/Involved | Overhead | Other | Broken | 2023 | Tier 2 - Elevated | Distribution Circuit | 5 | 21 | 20230521 | 2117960 | Sus | Y | EquipmentFailureInvolved¦Overhead¦Other¦Broken
23-0073995 | Equipment Failure/Involved | Overhead | Transformer (OH) | Failed/Faulted | 2023 | Tier 2 - Extreme | Transformer only | 5 | 21 | 20230521 | 2118041 | Sus | Y | EquipmentFailureInvolved¦Overhead¦Transformer(OH)¦FailedFaulted
23-0074043 | Equipment Failure/Involved | Overhead | Transformer (OH) | Failed/Faulted | 2023 | Tier 2 - Elevated | Distribution Circuit | 5 | 21 | 20230521 | 2118193 | Sus | Y | EquipmentFailureInvolved¦Overhead¦Transformer(OH)¦FailedFaulted
23-0074412 | Equipment Failure/Involved | Overhead | Transformer (OH) | Failed/Faulted | 2023 | Tier 2 - Extreme | Distribution Circuit | 5 | 22 | 20230522 | 2119004 | Sus | Y | EquipmentFailureInvolved¦Overhead¦Transformer(OH)¦FailedFaulted
23-0074413 | Equipment Failure/Involved | Overhead | Service conductor | Broken, wire on ground | 2023 | Tier 2 - Elevated | Distribution Circuit | 5 | 22 | 20230522 | 2119135 | Sus | Y | EquipmentFailureInvolved¦Overhead¦Serviceconductor¦Brokenwireonground
23-0074426 | Equipment Failure/Involved | Overhead | Transformer (OH) | Failed/Faulted | 2023 | Tier 2 - Extreme | Transformer only | 5 | 22 | 20230522 | 2119110 | Sus | Y | EquipmentFailureInvolved¦Overhead¦Transformer(OH)¦FailedFaulted
23-0074542 | Animal | Bird found | Conductor, Overhead | Normal | 2023 | Tier 2 - Extreme | Distribution Circuit | 5 | 23 | 20230523 | 2119346 | Sus | Y | Animal¦Birdfound¦ConductorOverhead¦Normal
23-0074962 | Equipment Failure/Involved | Overhead | Lightning Arrestor | Burned/flashed | 2023 | Tier 2 - Elevated | Distribution Circuit | 5 | 24 | 20230524 | 2120220 | Sus | Y | EquipmentFailureInvolved¦Overhead¦LightningArrestor¦Burnedflashed
23-0075365 | Equipment Failure/Involved | Overhead | Transformer (OH) | Failed/Faulted | 2023 | Tier 2 - Elevated | Transformer only | 5 | 25 | 20230525 | 2120947 | Sus | Y | EquipmentFailureInvolved¦Overhead¦Transformer(OH)¦FailedFaulted
23-0075448 | 3rd Party | Vehicle | Pole-Wood | Broken, wire on ground | 2023 | Tier 2 - Elevated | Distribution Circuit | 5 | 25 | 20230525 | 2121134 | Sus | Y | 3rdParty¦Vehicle¦PoleWood¦Brokenwireonground
23-0075598 | Equipment Failure/Involved | Overhead | Crossarm, Wood | Broken | 2023 | Tier 2 - Elevated | Distribution Circuit | 5 | 25 | 20230525 | 2121350 | Sus | Y | EquipmentFailureInvolved¦Overhead¦CrossarmWood¦Broken
23-0075742 | Equipment Failure/Involved | Overhead | Connector or Splice (OH) | Burned Open | 2023 | Tier 2 - Elevated | Transformer only | 5 | 25 | 20230525 | 2121570 | Sus | Y | EquipmentFailureInvolved¦Overhead¦ConnectororSplice(OH)¦BurnedOpen
23-0075826 | Animal | Squirrel | Recloser | Burned/flashed | 2023 | Tier 2 - Elevated | Distribution Circuit | 5 | 26 | 20230526 | 2121864 | Sus | Y | Animal¦Squirrel¦Recloser¦Burnedflashed
23-0076018 | Company Initiated | Construction Activity/equip, company | Transformer (OH) | Normal | 2023 | Tier 2 - Elevated | Transformer only | 5 | 26 | 20230526 | 2122139 | Sus | Y | CompanyInitiated¦ConstructionActivityequipcompany¦Transformer(OH)¦Normal
23-0076279 | Equipment Failure/Involved | Overhead | Crossarm, Wood | Broken | 2023 | Tier 2 - Elevated | Distribution Circuit | 5 | 27 | 20230527 | 2122568 | Sus | Y | EquipmentFailureInvolved¦Overhead¦CrossarmWood¦Broken
23-0076480 | Equipment Failure/Involved | Electrical Overload | Cutout, fuse holder | Broken | 2023 | Tier 2 - Elevated | Transformer only | 5 | 28 | 20230528 | 2123170 | Sus | Y | EquipmentFailureInvolved¦ElectricalOverload¦Cutoutfuseholder¦Broken
23-0076489 | Unknown Cause | Patrol - not conducted |  |  | 2023 | Tier 2 - Extreme | Distribution Circuit | 5 | 28 | 20230528 | 2123215 | Sus | Y | UnknownCause¦Patrolnotconducted¦¦
23-0076609 | Equipment Failure/Involved | Overhead | Transformer (OH) | Broken | 2023 | Tier 2 - Elevated | Transformer only | 5 | 29 | 20230529 | 2123584 | Sus | Y | EquipmentFailureInvolved¦Overhead¦Transformer(OH)¦Broken
23-0076726 | Equipment Failure/Involved | Overhead | Pole-Wood | Deteriorated | 2023 | Tier 2 - Elevated | Distribution Circuit | 5 | 30 | 20230530 | 2123914 | Sus | Y | EquipmentFailureInvolved¦Overhead¦PoleWood¦Deteriorated
23-0076871 | Equipment Failure/Involved | Overhead | Anchor or Guy | Broken | 2023 | Tier 2 - Extreme | Distribution Circuit | 5 | 30 | 20230530 | 2124124 | Sus | Y | EquipmentFailureInvolved¦Overhead¦AnchororGuy¦Broken
23-0077832 | Unknown Cause | Patrol - found nothing |  |  | 2023 | Tier 2 - Extreme | Distribution Circuit | 6 | 1 | 20230601 | 2126693 | Sus | Y | UnknownCause¦Patrolfoundnothing¦¦
23-0077908 | Equipment Failure/Involved | Overhead | Regulator | Malfunctioning | 2023 | Tier 2 - Elevated | Transformer only | 6 | 1 | 20230601 | 2126705 | Sus | Y | EquipmentFailureInvolved¦Overhead¦Regulator¦Malfunctioning
23-0077878 | Unknown Cause | Patrol - found nothing |  |  | 2023 | Tier 2 - Elevated | Distribution Circuit | 6 | 1 | 20230601 | 2126768 | Sus | Y | UnknownCause¦Patrolfoundnothing¦¦
23-0078213 | Animal | Squirrel | Fuse | Failed/Faulted | 2023 | Tier 2 - Extreme | Distribution Circuit | 6 | 2 | 20230602 | 2127290 | Sus | Y | Animal¦Squirrel¦Fuse¦FailedFaulted
23-0078738 | Equipment Failure/Involved | Overhead | Crossarm, Wood | Broken | 2023 | Tier 2 - Elevated | Distribution Circuit | 6 | 4 | 20230604 | 2128552 | Sus | Y | EquipmentFailureInvolved¦Overhead¦CrossarmWood¦Broken
23-0078778 | Unknown Cause | Patrol - not conducted |  |  | 2023 | Tier 2 - Elevated | Distribution Circuit | 6 | 5 | 20230605 | 2128811 | Sus | Y | UnknownCause¦Patrolnotconducted¦¦
23-0078977 | 3rd Party | Tree - cutting, 3rd party | Conductor, Overhead | Normal | 2023 | Tier 2 - Elevated | Distribution Circuit | 6 | 5 | 20230605 | 2129178 | Sus | Y | 3rdParty¦Treecutting3rdparty¦ConductorOverhead¦Normal
23-0079023 | Environmental/External | Lightning | Recloser | Normal | 2023 | Tier 2 - Extreme | Distribution Circuit | 6 | 5 | 20230605 | 2129388 | Sus | Y | EnvironmentalExternal¦Lightning¦Recloser¦Normal
23-0079124 | Environmental/External | Lightning | Transformer (OH) | Burned/flashed | 2023 | Tier 2 - Extreme | Distribution Circuit | 6 | 5 | 20230605 | 2129440 | Sus | Y | EnvironmentalExternal¦Lightning¦Transformer(OH)¦Burnedflashed
23-0079084 | Vegetation | Tree - fell into line | Transformer (OH) | Failed/Faulted | 2023 | Tier 2 - Extreme | Transformer only | 6 | 5 | 20230605 | 2129439 | Sus | Y | Vegetation¦Treefellintoline¦Transformer(OH)¦FailedFaulted
23-0079088 | Vegetation | Tree - branch fell on line | Conductor, Overhead | Broken, wire on ground | 2023 | Tier 2 - Elevated | Distribution Circuit | 6 | 5 | 20230605 | 2129472 | Sus | Y | Vegetation¦Treebranchfellonline¦ConductorOverhead¦Brokenwireonground
23-0079132 | Vegetation | Tree - fell into line | Conductor, Overhead | Normal | 2023 | Tier 2 - Elevated | Distribution Circuit | 6 | 5 | 20230605 | 2130023 | Sus | Y | Vegetation¦Treefellintoline¦ConductorOverhead¦Normal
23-0079133 | Unknown Cause | Patrol - not conducted |  |  | 2023 | Tier 2 - Extreme | Distribution Circuit | 6 | 5 | 20230605 | 2130031 | Sus | Y | UnknownCause¦Patrolnotconducted¦¦
23-0079243 | Unknown Cause | Patrol - found nothing |  |  | 2023 | Tier 2 - Elevated | Distribution Circuit | 6 | 6 | 20230606 | 2130147 | Sus | Y | UnknownCause¦Patrolfoundnothing¦¦
23-0079294 | 3rd Party | Vehicle | Transformer (OH) | Failed/Faulted | 2023 | Tier 2 - Elevated | Transformer only | 6 | 6 | 20230606 | 2130328 | Sus | Y | 3rdParty¦Vehicle¦Transformer(OH)¦FailedFaulted
23-0079542 | Unknown Cause | Patrol - found nothing |  |  | 2023 | Tier 2 - Extreme | Distribution Circuit | 6 | 6 | 20230606 | 2131159 | Sus | Y | UnknownCause¦Patrolfoundnothing¦¦
23-0079552 | Unknown Cause | Patrol - found nothing |  |  | 2023 | Tier 2 - Elevated | Distribution Circuit | 6 | 6 | 20230606 | 2131163 | Sus | Y | UnknownCause¦Patrolfoundnothing¦¦
23-0079582 | Equipment Failure/Involved | Overhead | Transformer | Failed/Faulted | 2023 | Tier 2 - Elevated | Transformer only | 6 | 6 | 20230606 | 2131229 | Sus | Y | EquipmentFailureInvolved¦Overhead¦Transformer¦FailedFaulted
23-0079744 | Equipment Failure/Involved | Overhead | Pole-Wood | Burned/flashed | 2023 | Tier 2 - Elevated | Distribution Circuit | 6 | 7 | 20230607 | 2131738 | Sus | Y | EquipmentFailureInvolved¦Overhead¦PoleWood¦Burnedflashed
23-0080068 | Equipment Failure/Involved | Overhead | Fuse | Failed/Faulted | 2023 | Tier 2 - Extreme | Distribution Circuit | 6 | 7 | 20230607 | 2132041 | Sus | Y | EquipmentFailureInvolved¦Overhead¦Fuse¦FailedFaulted
23-0080149 | Unknown Cause | Patrol - found nothing |  |  | 2023 | Tier 2 - Extreme | Distribution Circuit | 6 | 8 | 20230608 | 2132334 | Sus | Y | UnknownCause¦Patrolfoundnothing¦¦
23-0080342 | Vegetation | Tree - grew into line | Conductor, Overhead | Normal | 2023 | Tier 2 - Elevated | Distribution Circuit | 6 | 8 | 20230608 | 2132741 | Sus | Y | Vegetation¦Treegrewintoline¦ConductorOverhead¦Normal
23-0080734 | Equipment Failure/Involved | Overhead | Crossarm, Wood | Broken | 2023 | Tier 2 - Elevated | Distribution Circuit | 6 | 9 | 20230609 | 2133410 | Sus | Y | EquipmentFailureInvolved¦Overhead¦CrossarmWood¦Broken
23-0081117 | Equipment Failure/Involved | Overhead | Transformer | Failed/Faulted | 2023 | Tier 2 - Elevated | Transformer only | 6 | 10 | 20230610 | 2134031 | Sus | Y | EquipmentFailureInvolved¦Overhead¦Transformer¦FailedFaulted
23-0081131 | Animal | Squirrel | Transformer (OH) | Failed/Faulted | 2023 | Tier 2 - Elevated | Transformer only | 6 | 10 | 20230610 | 2134190 | Sus | Y | Animal¦Squirrel¦Transformer(OH)¦FailedFaulted
23-0081234 | Unknown Cause | Patrol - found nothing |  |  | 2023 | Tier 2 - Extreme | Distribution Circuit | 6 | 10 | 20230610 | 2134377 | Sus | Y | UnknownCause¦Patrolfoundnothing¦¦
23-0081235 | Environmental/External | Lightning | Transformer | Failed/Faulted | 2023 | Tier 2 - Extreme | Transformer only | 6 | 11 | 20230611 | 2134516 | Sus | Y | EnvironmentalExternal¦Lightning¦Transformer¦FailedFaulted
23-0081245 | 3rd Party | Customer Equipment | Other | Failed/Faulted | 2023 | Tier 2 - Extreme | Distribution Circuit | 6 | 11 | 20230611 | 2134551 | Sus | Y | 3rdParty¦CustomerEquipment¦Other¦FailedFaulted
23-0081263 | Equipment Failure/Involved | Overhead | Transformer (OH) | Failed/Faulted | 2023 | Tier 2 - Elevated | Transformer only | 6 | 11 | 20230611 | 2134574 | Sus | Y | EquipmentFailureInvolved¦Overhead¦Transformer(OH)¦FailedFaulted
23-0081320 | Environmental/External | Lightning | Transformer (OH) | Failed/Faulted | 2023 | Tier 2 - Extreme | Transformer only | 6 | 11 | 20230611 | 2134719 | Sus | Y | EnvironmentalExternal¦Lightning¦Transformer(OH)¦FailedFaulted
23-0081258 | Environmental/External | Lightning | Transformer | Malfunctioning | 2023 | Tier 2 - Extreme | Transformer only | 6 | 11 | 20230611 | 2134567 | Sus | Y | EnvironmentalExternal¦Lightning¦Transformer¦Malfunctioning
23-0081490 | Equipment Failure/Involved | Overhead | Pole-Wood | Broken | 2023 | Tier 2 - Extreme | Distribution Circuit | 6 | 12 | 20230612 | 2135245 | Sus | Y | EquipmentFailureInvolved¦Overhead¦PoleWood¦Broken
23-0081691 | Animal | Other | Pole-Wood | Broken | 2023 | Tier 2 - Elevated | Distribution Circuit | 6 | 12 | 20230612 | 2135653 | Sus | Y | Animal¦Other¦PoleWood¦Broken
23-0081726 | Equipment Failure/Involved | Overhead | Crossarm, Wood | Broken | 2023 | Tier 2 - Elevated | Distribution Circuit | 6 | 13 | 20230613 | 2135718 | Sus | Y | EquipmentFailureInvolved¦Overhead¦CrossarmWood¦Broken
23-0081760 | Vegetation | Tree - fell into line | Secondary | Broken, wire on ground | 2023 | Tier 2 - Extreme | Transformer only | 6 | 13 | 20230613 | 2135737 | Sus | Y | Vegetation¦Treefellintoline¦Secondary¦Brokenwireonground
23-0082020 | Equipment Failure/Involved | Overhead | Cutout, fuse holder | Broken | 2023 | Tier 2 - Elevated | Transformer only | 6 | 13 | 20230613 | 2136245 | Sus | Y | EquipmentFailureInvolved¦Overhead¦Cutoutfuseholder¦Broken
23-0082043 | Environmental/External | Ice or snow | Transformer | Failed/Faulted | 2023 | Tier 2 - Elevated | Transformer only | 6 | 13 | 20230613 | 2136281 | Sus | Y | EnvironmentalExternal¦Iceorsnow¦Transformer¦FailedFaulted
23-0082053 | Equipment Failure/Involved | Underground | Conductor, Underground | Broken | 2023 | Tier 2 - Extreme | Distribution Circuit | 6 | 13 | 20230613 | 2136333 | Sus | Y | EquipmentFailureInvolved¦Underground¦ConductorUnderground¦Broken
23-0082048 | Vegetation | Tree - fell into line | Conductor, Overhead | Normal | 2023 | Tier 2 - Extreme | Distribution Circuit | 6 | 13 | 20230613 | 2136337 | Sus | Y | Vegetation¦Treefellintoline¦ConductorOverhead¦Normal
23-0082124 | Equipment Failure/Involved | Overhead | Transformer (OH) | Failed/Faulted | 2023 | Tier 2 - Elevated | Distribution Circuit | 6 | 14 | 20230614 | 2136541 | Sus | Y | EquipmentFailureInvolved¦Overhead¦Transformer(OH)¦FailedFaulted
23-0082183 | Equipment Failure/Involved | Overhead | Transformer | Leaking | 2023 | Tier 2 - Elevated | Transformer only | 6 | 14 | 20230614 | 2136645 | Sus | Y | EquipmentFailureInvolved¦Overhead¦Transformer¦Leaking
23-0082053 | Equipment Failure/Involved | Underground | Conductor, Underground | Broken | 2023 | Tier 2 - Extreme | Distribution Circuit | 6 | 14 | 20230614 | 2136780 | Sus | Y | EquipmentFailureInvolved¦Underground¦ConductorUnderground¦Broken
23-0082339 | Equipment Failure/Involved | Overhead | Crossarm, Wood | Broken | 2023 | Tier 2 - Extreme | Distribution Circuit | 6 | 14 | 20230614 | 2136984 | Sus | Y | EquipmentFailureInvolved¦Overhead¦CrossarmWood¦Broken
23-0082597 | Unknown Cause | Patrol - found nothing |  |  | 2023 | Tier 2 - Elevated | Distribution Circuit | 6 | 15 | 20230615 | 2137493 | Sus | Y | UnknownCause¦Patrolfoundnothing¦¦
23-0082634 | Equipment Failure/Involved | Overhead | Pole-Wood | Normal | 2023 | Tier 2 - Extreme | Transformer only | 6 | 15 | 20230615 | 2137559 | Sus | Y | EquipmentFailureInvolved¦Overhead¦PoleWood¦Normal
23-0082696 | Equipment Failure/Involved | Overhead | Pole-Wood | Normal | 2023 | Tier 2 - Extreme | Transformer only | 6 | 15 | 20230615 | 2137633 | Sus | Y | EquipmentFailureInvolved¦Overhead¦PoleWood¦Normal
23-0082734 | Equipment Failure/Involved | Overhead | Crossarm, Wood | Broken | 2023 | Tier 2 - Elevated | Distribution Circuit | 6 | 15 | 20230615 | 2137681 | Sus | Y | EquipmentFailureInvolved¦Overhead¦CrossarmWood¦Broken
23-0082829 | 3rd Party | Tree - cutting, 3rd party | Conductor, Overhead | Normal | 2023 | Tier 2 - Elevated | Distribution Circuit | 6 | 15 | 20230615 | 2137825 | Sus | Y | 3rdParty¦Treecutting3rdparty¦ConductorOverhead¦Normal
23-0082879 | Vegetation | Other ground vegetation | Conductor, Overhead | Normal | 2023 | Tier 2 - Extreme | Distribution Circuit | 6 | 15 | 20230615 | 2137868 | Sus | Y | Vegetation¦Othergroundvegetation¦ConductorOverhead¦Normal
23-0082894 | Unknown Cause | Patrol - found nothing |  |  | 2023 | Tier 2 - Elevated | Transformer only | 6 | 15 | 20230615 | 2137864 | Sus | Y | UnknownCause¦Patrolfoundnothing¦¦
23-0082886 | Equipment Failure/Involved | Overhead | Conductor, Overhead | Deteriorated | 2023 | Tier 2 - Extreme | Distribution Circuit | 6 | 15 | 20230615 | 2137905 | Sus | Y | EquipmentFailureInvolved¦Overhead¦ConductorOverhead¦Deteriorated
23-0082914 | Company Initiated | Return Circuit Normal | Conductor, Overhead | Normal | 2023 | Tier 2 - Elevated | Distribution Circuit | 6 | 16 | 20230616 | 2138377 | Sus | Y | CompanyInitiated¦ReturnCircuitNormal¦ConductorOverhead¦Normal
23-0083147 | Unknown Cause | Patrol - found nothing |  |  | 2023 | Tier 2 - Elevated | Distribution Circuit | 6 | 16 | 20230616 | 2138506 | Sus | Y | UnknownCause¦Patrolfoundnothing¦¦
23-0083168 | Unknown Cause | Patrol - found nothing |  |  | 2023 | Tier 2 - Elevated | Distribution Circuit | 6 | 16 | 20230616 | 2138542 | Sus | Y | UnknownCause¦Patrolfoundnothing¦¦
23-0083276 | Unknown Cause | Patrol - found nothing |  |  | 2023 | Tier 2 - Elevated | Distribution Circuit | 6 | 16 | 20230616 | 2138646 | Sus | Y | UnknownCause¦Patrolfoundnothing¦¦
23-0083178 | Equipment Failure/Involved | Overhead | Crossarm, Wood | Broken | 2023 | Tier 2 - Extreme | Distribution Circuit | 6 | 16 | 20230616 | 2138666 | Sus | Y | EquipmentFailureInvolved¦Overhead¦CrossarmWood¦Broken
23-0083294 | Company Initiated | Personnel, company | Recloser | Normal | 2023 | Tier 2 - Extreme | Distribution Circuit | 6 | 16 | 20230616 | 2138921 | Sus | Y | CompanyInitiated¦Personnelcompany¦Recloser¦Normal
23-0083327 | Equipment Failure/Involved | Overhead | Transformer | Failed/Faulted | 2023 | Tier 2 - Extreme | Transformer only | 6 | 17 | 20230617 | 2139154 | Sus | Y | EquipmentFailureInvolved¦Overhead¦Transformer¦FailedFaulted
23-0083351 | Equipment Failure/Involved | Overhead | Transformer | Failed/Faulted | 2023 | Tier 2 - Extreme | Transformer only | 6 | 17 | 20230617 | 2139184 | Sus | Y | EquipmentFailureInvolved¦Overhead¦Transformer¦FailedFaulted
23-0083365 | Vegetation | Tree - fell into line | Conductor, Overhead | Broken, wire on ground | 2023 | Tier 2 - Elevated | Distribution Circuit | 6 | 17 | 20230617 | 2139273 | Sus | Y | Vegetation¦Treefellintoline¦ConductorOverhead¦Brokenwireonground
23-0083389 | Equipment Failure/Involved | Overhead | Crossarm, Wood | Broken | 2023 | Tier 2 - Elevated | Distribution Circuit | 6 | 17 | 20230617 | 2139357 | Sus | Y | EquipmentFailureInvolved¦Overhead¦CrossarmWood¦Broken
23-0083396 | Unknown Cause | Patrol - found nothing |  |  | 2023 | Tier 2 - Elevated | Distribution Circuit | 6 | 17 | 20230617 | 2139406 | Sus | Y | UnknownCause¦Patrolfoundnothing¦¦
23-0083422 | Equipment Failure/Involved | Overhead | Transformer (OH) | Failed/Faulted | 2023 | Tier 2 - Elevated | Transformer only | 6 | 17 | 20230617 | 2139454 | Sus | Y | EquipmentFailureInvolved¦Overhead¦Transformer(OH)¦FailedFaulted
23-0083651 | Unknown Cause | Patrol - found nothing |  |  | 2023 | Tier 2 - Elevated | Distribution Circuit | 6 | 19 | 20230619 | 2140483 | Sus | Y | UnknownCause¦Patrolfoundnothing¦¦
23-0083722 | Equipment Failure/Involved | Overhead | Fuse | Burned Open | 2023 | Tier 2 - Extreme | Transformer only | 6 | 19 | 20230619 | 2140644 | Sus | Y | EquipmentFailureInvolved¦Overhead¦Fuse¦BurnedOpen
23-0083775 | Unknown Cause | Patrol - found nothing |  |  | 2023 | Tier 2 - Extreme | Transformer only | 6 | 20 | 20230620 | 2140849 | Sus | Y | UnknownCause¦Patrolfoundnothing¦¦
23-0083931 | Company Initiated | Personnel, company | Fuse | Normal | 2023 | Tier 2 - Elevated | Distribution Circuit | 6 | 20 | 20230620 | 2141476 | Sus | Y | CompanyInitiated¦Personnelcompany¦Fuse¦Normal
23-0083938 | Equipment Failure/Involved | Overhead | Woodpin | Normal | 2023 | Tier 2 - Elevated | Distribution Circuit | 6 | 20 | 20230620 | 2141494 | Sus | Y | EquipmentFailureInvolved¦Overhead¦Woodpin¦Normal
23-0084019 | Equipment Failure/Involved | Overhead | Insulator | Broken | 2023 | Tier 2 - Extreme | Distribution Circuit | 6 | 20 | 20230620 | 2141776 | Sus | Y | EquipmentFailureInvolved¦Overhead¦Insulator¦Broken
23-0084072 | Equipment Failure/Involved | Overhead | Insulator | Broken | 2023 | Tier 2 - Extreme | Distribution Circuit | 6 | 20 | 20230620 | 2141836 | Sus | Y | EquipmentFailureInvolved¦Overhead¦Insulator¦Broken
23-0084103 | Animal | Bird found | Conductor, Overhead | Normal | 2023 | Tier 2 - Elevated | Distribution Circuit | 6 | 21 | 20230621 | 2141922 | Sus | Y | Animal¦Birdfound¦ConductorOverhead¦Normal
23-0084170 | Animal | Squirrel | Pothead(Riser Termination) | Normal | 2023 | Tier 2 - Elevated | Distribution Circuit | 6 | 21 | 20230621 | 2142030 | Sus | Y | Animal¦Squirrel¦Pothead(RiserTermination)¦Normal
23-0084347 | Equipment Failure/Involved | Overhead | Fuse | Failed/Faulted | 2023 | Tier 2 - Elevated | Transformer only | 6 | 21 | 20230621 | 2142063 | Sus | Y | EquipmentFailureInvolved¦Overhead¦Fuse¦FailedFaulted
23-0084589 | Equipment Failure/Involved | Overhead | Transformer (OH) | Failed/Faulted | 2023 | Tier 2 - Extreme | Transformer only | 6 | 22 | 20230622 | 2142855 | Sus | Y | EquipmentFailureInvolved¦Overhead¦Transformer(OH)¦FailedFaulted
23-0085107 | Animal | Squirrel | Conductor, Overhead | Normal | 2023 | Tier 2 - Elevated | Distribution Circuit | 6 | 23 | 20230623 | 2144023 | Sus | Y | Animal¦Squirrel¦ConductorOverhead¦Normal
23-0085117 | Unknown Cause | Patrol - found nothing |  |  | 2023 | Tier 2 - Extreme | Distribution Circuit | 6 | 23 | 20230623 | 2144203 | Sus | Y | UnknownCause¦Patrolfoundnothing¦¦
23-0085040 | Animal | Squirrel | Transformer (OH) | Normal | 2023 | Tier 2 - Extreme | Distribution Circuit | 6 | 23 | 20230623 | 2144083 | Sus | Y | Animal¦Squirrel¦Transformer(OH)¦Normal
23-0085064 | Unknown Cause | Patrol - found nothing |  |  | 2023 | Tier 2 - Extreme | Distribution Circuit | 6 | 23 | 20230623 | 2144125 | Sus | Y | UnknownCause¦Patrolfoundnothing¦¦
23-0085434 | Equipment Failure/Involved | Overhead | Transformer (OH) | Failed/Faulted | 2023 | Tier 2 - Elevated | Transformer only | 6 | 25 | 20230625 | 2145302 | Sus | Y | EquipmentFailureInvolved¦Overhead¦Transformer(OH)¦FailedFaulted
23-0085595 | Equipment Failure/Involved | Overhead | Secondary | Deteriorated | 2023 | Tier 2 - Elevated | Transformer only | 6 | 26 | 20230626 | 2145975 | Sus | Y | EquipmentFailureInvolved¦Overhead¦Secondary¦Deteriorated
23-0085785 | Equipment Failure/Involved | Overhead | Transformer (OH) | Failed/Faulted | 2023 | Tier 2 - Elevated | Transformer only | 6 | 26 | 20230626 | 2146213 | Sus | Y | EquipmentFailureInvolved¦Overhead¦Transformer(OH)¦FailedFaulted
23-0085837 | Equipment Failure/Involved | Overhead | Transformer (OH) | Failed/Faulted | 2023 | Tier 2 - Elevated | Distribution Circuit | 6 | 26 | 20230626 | 2146417 | Sus | Y | EquipmentFailureInvolved¦Overhead¦Transformer(OH)¦FailedFaulted
23-0085843 | Equipment Failure/Involved | Overhead | Fuse | Arcing | 2023 | Tier 2 - Elevated | Distribution Circuit | 6 | 26 | 20230626 | 2146427 | Sus | Y | EquipmentFailureInvolved¦Overhead¦Fuse¦Arcing
23-0085919 | Equipment Failure/Involved | Overhead | Pole-Wood | Broken | 2023 | Tier 2 - Elevated | Distribution Circuit | 6 | 27 | 20230627 | 2146623 | Sus | Y | EquipmentFailureInvolved¦Overhead¦PoleWood¦Broken
23-0055438 | Environmental/External | Ice or snow | Conductor, Overhead | Normal | 2023 | Tier 2 - Elevated | Distribution Circuit | 6 | 27 | 20230627 | 2146928 | Sus | Y | EnvironmentalExternal¦Iceorsnow¦ConductorOverhead¦Normal
23-0040752 | Unknown Cause | Patrol - not conducted |  |  | 2023 | Tier 2 - Extreme | Distribution Circuit | 6 | 27 | 20230627 | 2147317 | Sus | Y | UnknownCause¦Patrolnotconducted¦¦
23-0086352 | Equipment Failure/Involved | Overhead | Insulator | Broken | 2023 | Tier 2 - Extreme | Distribution Circuit | 6 | 28 | 20230628 | 2147698 | Sus | Y | EquipmentFailureInvolved¦Overhead¦Insulator¦Broken
23-0086849 | 3rd Party | Dig in, 3rd party | Conductor, Underground | Normal | 2023 | Tier 2 - Elevated | Distribution Circuit | 6 | 28 | 20230628 | 2148162 | Sus | Y | 3rdParty¦Digin3rdparty¦ConductorUnderground¦Normal
23-0086908 | Unknown Cause | Patrol - found nothing |  |  | 2023 | Tier 2 - Extreme | Distribution Circuit | 6 | 29 | 20230629 | 2148593 | Sus | Y | UnknownCause¦Patrolfoundnothing¦¦
23-0087321 | 3rd Party | Vehicle | Conductor, Overhead | Normal | 2023 | Tier 2 - Extreme | Distribution Circuit | 6 | 29 | 20230629 | 2149081 | Sus | Y | 3rdParty¦Vehicle¦ConductorOverhead¦Normal
23-0087417 | Equipment Failure/Involved | Overhead | Pole-Wood | Broken | 2023 | Tier 2 - Elevated | Distribution Circuit | 6 | 29 | 20230629 | 2149462 | Sus | Y | EquipmentFailureInvolved¦Overhead¦PoleWood¦Broken
23-0087450 | Unknown Cause | Patrol - found nothing |  |  | 2023 | Tier 2 - Elevated | Distribution Circuit | 6 | 30 | 20230630 | 2149506 | Sus | Y | UnknownCause¦Patrolfoundnothing¦¦
23-0087523 | Equipment Failure/Involved | Overhead | Cutout, fuse holder | Broken | 2023 | Tier 2 - Elevated | Transformer only | 6 | 30 | 20230630 | 2149710 | Sus | Y | EquipmentFailureInvolved¦Overhead¦Cutoutfuseholder¦Broken
23-0087641 | Vegetation | Tree - grew into line | Conductor, Overhead | Normal | 2023 | Tier 2 - Extreme | Distribution Circuit | 6 | 30 | 20230630 | 2149919 | Sus | Y | Vegetation¦Treegrewintoline¦ConductorOverhead¦Normal
23-0087667 | Unknown Cause | Patrol - found nothing |  |  | 2023 | Tier 2 - Elevated | Distribution Circuit | 6 | 30 | 20230630 | 2149955 | Sus | Y | UnknownCause¦Patrolfoundnothing¦¦
23-0087715 | Vegetation | Tree - grew into line | Conductor, Overhead | Normal | 2023 | Tier 2 - Extreme | Distribution Circuit | 6 | 30 | 20230630 | 2149980 | Sus | Y | Vegetation¦Treegrewintoline¦ConductorOverhead¦Normal
23-0087843 | Equipment Failure/Involved | Overhead | Secondary | Broken | 2023 | Tier 2 - Extreme | Transformer only | 7 | 1 | 20230701 | 2150528 | Sus | Y | EquipmentFailureInvolved¦Overhead¦Secondary¦Broken
23-0087974 | Vegetation | Tree - fell into line | Conductor, Overhead | Normal | 2023 | Tier 2 - Extreme | Distribution Circuit | 7 | 1 | 20230701 | 2150963 | Sus | Y | Vegetation¦Treefellintoline¦ConductorOverhead¦Normal
23-0088012 | Equipment Failure/Involved | Underground | Transformer (UG) | Failed/Faulted | 2023 | Tier 2 - Extreme | Distribution Circuit | 7 | 1 | 20230701 | 2151469 | Sus | Y | EquipmentFailureInvolved¦Underground¦Transformer(UG)¦FailedFaulted
23-0088079 | Animal | Bird found | Conductor, Overhead | Normal | 2023 | Tier 2 - Elevated | Distribution Circuit | 7 | 1 | 20230701 | 2151530 | Sus | Y | Animal¦Birdfound¦ConductorOverhead¦Normal
23-0088148 | Equipment Failure/Involved | Overhead | Other | Malfunctioning | 2023 | Tier 2 - Elevated | Distribution Circuit | 7 | 2 | 20230702 | 2151959 | Sus | Y | EquipmentFailureInvolved¦Overhead¦Other¦Malfunctioning
23-0088330 | Equipment Failure/Involved | Overhead | Transformer (OH) | Broken | 2023 | Tier 2 - Extreme | Transformer only | 7 | 3 | 20230703 | 2152968 | Sus | Y | EquipmentFailureInvolved¦Overhead¦Transformer(OH)¦Broken
23-0088434 | Unknown Cause | Patrol - found nothing |  |  | 2023 | Tier 2 - Elevated | Distribution Circuit | 7 | 3 | 20230703 | 2153231 | Sus | Y | UnknownCause¦Patrolfoundnothing¦¦
23-0088572 | Equipment Failure/Involved | Overhead | Transformer (OH) | Broken | 2023 | Tier 2 - Elevated | Distribution Circuit | 7 | 3 | 20230703 | 2153429 | Sus | Y | EquipmentFailureInvolved¦Overhead¦Transformer(OH)¦Broken
23-0088434 | Unknown Cause | Patrol - found nothing |  |  | 2023 | Tier 2 - Elevated | Distribution Circuit | 7 | 3 | 20230703 | 2153580 | Sus | Y | UnknownCause¦Patrolfoundnothing¦¦
23-0088808 | Animal | Squirrel | Conductor, Overhead | Normal | 2023 | Tier 2 - Elevated | Distribution Circuit | 7 | 5 | 20230705 | 2154314 | Sus | Y | Animal¦Squirrel¦ConductorOverhead¦Normal
23-0088943 | Equipment Failure/Involved | Overhead | Conductor, Overhead | Broken | 2023 | Tier 2 - Extreme | Distribution Circuit | 7 | 5 | 20230705 | 2154617 | Sus | Y | EquipmentFailureInvolved¦Overhead¦ConductorOverhead¦Broken
23-0089028 | Unknown Cause | Patrol - found nothing |  |  | 2023 | Tier 2 - Extreme | Distribution Circuit | 7 | 5 | 20230705 | 2154650 | Sus | Y | UnknownCause¦Patrolfoundnothing¦¦
23-0089390 | Animal | Squirrel | Pothead(Riser Termination) | Normal | 2023 | Tier 2 - Elevated | Distribution Circuit | 7 | 6 | 20230706 | 2155377 | Sus | Y | Animal¦Squirrel¦Pothead(RiserTermination)¦Normal
23-0089372 | Unknown Cause | Patrol - found nothing |  |  | 2023 | Tier 2 - Elevated | Distribution Circuit | 7 | 6 | 20230706 | 2155387 | Sus | Y | UnknownCause¦Patrolfoundnothing¦¦
23-0089552 | Animal | Squirrel | Switch (OH) | Normal | 2023 | Tier 2 - Extreme | Distribution Circuit | 7 | 6 | 20230706 | 2155499 | Sus | Y | Animal¦Squirrel¦Switch(OH)¦Normal
23-0089599 | Unknown Cause | Patrol - found nothing |  |  | 2023 | Tier 2 - Elevated | Distribution Circuit | 7 | 6 | 20230706 | 2155815 | Sus | Y | UnknownCause¦Patrolfoundnothing¦¦
23-0089721 | Equipment Failure/Involved | Overhead | Anchor or Guy | Broken | 2023 | Tier 2 - Elevated | Distribution Circuit | 7 | 7 | 20230707 | 2156086 | Sus | Y | EquipmentFailureInvolved¦Overhead¦AnchororGuy¦Broken
23-0090007 | Animal | Bird found | Conductor, Overhead | Normal | 2023 | Tier 2 - Elevated | Distribution Circuit | 7 | 7 | 20230707 | 2156537 | Sus | Y | Animal¦Birdfound¦ConductorOverhead¦Normal
23-0090069 | Equipment Failure/Involved | Overhead | Conductor, Overhead | Deteriorated | 2023 | Tier 2 - Extreme | Distribution Circuit | 7 | 8 | 20230708 | 2156969 | Sus | Y | EquipmentFailureInvolved¦Overhead¦ConductorOverhead¦Deteriorated
23-0090108 | Unknown Cause | Patrol - found nothing |  |  | 2023 | Tier 2 - Extreme | Distribution Circuit | 7 | 8 | 20230708 | 2157148 | Sus | Y | UnknownCause¦Patrolfoundnothing¦¦
23-0090287 | Animal | Bird found | Transformer (OH) | Failed/Faulted | 2023 | Tier 2 - Elevated | Distribution Circuit | 7 | 10 | 20230710 | 2158005 | Sus | Y | Animal¦Birdfound¦Transformer(OH)¦FailedFaulted
23-0090394 | Unknown Cause | Patrol - found nothing |  |  | 2023 | Tier 2 - Elevated | Transformer only | 7 | 10 | 20230710 | 2158192 | Sus | Y | UnknownCause¦Patrolfoundnothing¦¦
23-0090450 | Vegetation | Tree - fell into line | Conductor, Overhead | Normal | 2023 | Tier 2 - Elevated | Distribution Circuit | 7 | 10 | 20230710 | 2158586 | Sus | Y | Vegetation¦Treefellintoline¦ConductorOverhead¦Normal
23-0090629 | Vegetation | Tree - grew into line | Conductor, Overhead | Normal | 2023 | Tier 2 - Extreme | Distribution Circuit | 7 | 10 | 20230710 | 2158981 | Sus | Y | Vegetation¦Treegrewintoline¦ConductorOverhead¦Normal
23-0090616 | Equipment Failure/Involved | Underground | Transformer (UG) | Leaking | 2023 | Tier 2 - Elevated | Distribution Circuit | 7 | 10 | 20230710 | 2159024 | Sus | Y | EquipmentFailureInvolved¦Underground¦Transformer(UG)¦Leaking
23-0090672 | Unknown Cause | Patrol - found nothing |  |  | 2023 | Tier 2 - Elevated | Distribution Circuit | 7 | 11 | 20230711 | 2159280 | Sus | Y | UnknownCause¦Patrolfoundnothing¦¦
23-0090728 | Equipment Failure/Involved | Overhead | Transformer (OH) | Leaking | 2023 | Tier 2 - Elevated | Distribution Circuit | 7 | 11 | 20230711 | 2159483 | Sus | Y | EquipmentFailureInvolved¦Overhead¦Transformer(OH)¦Leaking
23-0091001 | Equipment Failure/Involved | Overhead | Transformer (OH) | Failed/Faulted | 2023 | Tier 2 - Elevated | Distribution Circuit | 7 | 11 | 20230711 | 2160101 | Sus | Y | EquipmentFailureInvolved¦Overhead¦Transformer(OH)¦FailedFaulted
23-0091026 | Equipment Failure/Involved | Overhead | Capacitor | Failed/Faulted | 2023 | Tier 2 - Elevated | Distribution Circuit | 7 | 11 | 20230711 | 2160213 | Sus | Y | EquipmentFailureInvolved¦Overhead¦Capacitor¦FailedFaulted
23-0091102 | Animal | Squirrel | Transformer (OH) | Burned/flashed | 2023 | Tier 2 - Extreme | Distribution Circuit | 7 | 12 | 20230712 | 2160370 | Sus | Y | Animal¦Squirrel¦Transformer(OH)¦Burnedflashed
23-0091159 | 3rd Party | Customer Equipment | Customer Equipment | Failed/Faulted | 2023 | Tier 2 - Elevated | Distribution Circuit | 7 | 12 | 20230712 | 2160515 | Sus | Y | 3rdParty¦CustomerEquipment¦CustomerEquipment¦FailedFaulted
23-0091188 | Equipment Failure/Involved | Overhead | Pole-Wood | Broken | 2023 | Tier 2 - Elevated | Distribution Circuit | 7 | 12 | 20230712 | 2160606 | Sus | Y | EquipmentFailureInvolved¦Overhead¦PoleWood¦Broken
23-0091202 | 3rd Party | Tree - cutting, 3rd party | Crossarm, Wood | Broken | 2023 | Tier 2 - Elevated | Distribution Circuit | 7 | 12 | 20230712 | 2160628 | Sus | Y | 3rdParty¦Treecutting3rdparty¦CrossarmWood¦Broken
23-0091487 | Unknown Cause | Patrol - found nothing |  |  | 2023 | Tier 2 - Elevated | Transformer only | 7 | 12 | 20230712 | 2160858 | Sus | Y | UnknownCause¦Patrolfoundnothing¦¦
23-0091353 | Unknown Cause | Patrol - found nothing |  |  | 2023 | Tier 2 - Elevated | Distribution Circuit | 7 | 12 | 20230712 | 2160877 | Sus | Y | UnknownCause¦Patrolfoundnothing¦¦
23-0091514 | Animal | Bird found | Conductor, Overhead | Normal | 2023 | Tier 2 - Elevated | Distribution Circuit | 7 | 12 | 20230712 | 2161160 | Sus | Y | Animal¦Birdfound¦ConductorOverhead¦Normal
23-0091584 | Equipment Failure/Involved | Overhead | Crossarm, Wood | Burned/flashed | 2023 | Tier 2 - Elevated | Transformer only | 7 | 12 | 20230712 | 2161274 | Sus | Y | EquipmentFailureInvolved¦Overhead¦CrossarmWood¦Burnedflashed
23-0091716 | Equipment Failure/Involved | Overhead | Insulator | Failed/Faulted | 2023 | Tier 2 - Elevated | Distribution Circuit | 7 | 13 | 20230713 | 2161561 | Sus | Y | EquipmentFailureInvolved¦Overhead¦Insulator¦FailedFaulted
23-0091829 | 3rd Party | Vehicle | Conductor, Overhead | Normal | 2023 | Tier 2 - Extreme | Distribution Circuit | 7 | 13 | 20230713 | 2161592 | Sus | Y | 3rdParty¦Vehicle¦ConductorOverhead¦Normal
23-0091999 | Equipment Failure/Involved | Overhead | Conductor, Overhead | Broken, wire on object | 2023 | Tier 2 - Elevated | Distribution Circuit | 7 | 13 | 20230713 | 2161872 | Sus | Y | EquipmentFailureInvolved¦Overhead¦ConductorOverhead¦Brokenwireonobject
23-0092174 | Unknown Cause | Patrol - found nothing |  |  | 2023 | Tier 2 - Extreme | Distribution Circuit | 7 | 14 | 20230714 | 2162256 | Sus | Y | UnknownCause¦Patrolfoundnothing¦¦
23-0092236 | Equipment Failure/Involved | Overhead | Bushing | Broken | 2023 | Tier 2 - Elevated | Distribution Circuit | 7 | 14 | 20230714 | 2162426 | Sus | Y | EquipmentFailureInvolved¦Overhead¦Bushing¦Broken
23-0092430 | Equipment Failure/Involved | Overhead | Transformer (OH) | Failed/Faulted | 2023 | Tier 2 - Elevated | Transformer only | 7 | 14 | 20230714 | 2162689 | Sus | Y | EquipmentFailureInvolved¦Overhead¦Transformer(OH)¦FailedFaulted
23-0092476 | Equipment Failure/Involved | Overhead | Transformer (OH) | Failed/Faulted | 2023 | Tier 2 - Elevated | Distribution Circuit | 7 | 14 | 20230714 | 2162928 | Sus | Y | EquipmentFailureInvolved¦Overhead¦Transformer(OH)¦FailedFaulted
23-0092517 | Unknown Cause | Patrol - found nothing |  |  | 2023 | Tier 2 - Elevated | Distribution Circuit | 7 | 15 | 20230715 | 2163033 | Sus | Y | UnknownCause¦Patrolfoundnothing¦¦
23-0092687 | Equipment Failure/Involved | Overhead | Transformer (OH) | Failed/Faulted | 2023 | Tier 2 - Elevated | Distribution Circuit | 7 | 15 | 20230715 | 2163711 | Sus | Y | EquipmentFailureInvolved¦Overhead¦Transformer(OH)¦FailedFaulted
23-0092732 | Equipment Failure/Involved | Overhead | Transformer (OH) | Broken | 2023 | Tier 2 - Elevated | Distribution Circuit | 7 | 15 | 20230715 | 2163830 | Sus | Y | EquipmentFailureInvolved¦Overhead¦Transformer(OH)¦Broken
23-0092762 | Animal | Bird found | Conductor, Overhead | Normal | 2023 | Tier 2 - Elevated | Distribution Circuit | 7 | 16 | 20230716 | 2163995 | Sus | Y | Animal¦Birdfound¦ConductorOverhead¦Normal
23-0092780 | Equipment Failure/Involved | Overhead | Transformer (OH) | Failed/Faulted | 2023 | Tier 2 - Extreme | Transformer only | 7 | 16 | 20230716 | 2164077 | Sus | Y | EquipmentFailureInvolved¦Overhead¦Transformer(OH)¦FailedFaulted
23-0092775 | Equipment Failure/Involved | Overhead | Recloser | Malfunctioning | 2023 | Tier 2 - Elevated | Distribution Circuit | 7 | 16 | 20230716 | 2164046 | Sus | Y | EquipmentFailureInvolved¦Overhead¦Recloser¦Malfunctioning
23-0092792 | Equipment Failure/Involved | Overhead | Connector or Splice (OH) | Broken | 2023 | Tier 2 - Extreme | Transformer only | 7 | 16 | 20230716 | 2164085 | Sus | Y | EquipmentFailureInvolved¦Overhead¦ConnectororSplice(OH)¦Broken
23-0092785 | Animal | Bird found | Conductor, Overhead | Normal | 2023 | Tier 2 - Elevated | Distribution Circuit | 7 | 16 | 20230716 | 2164119 | Sus | Y | Animal¦Birdfound¦ConductorOverhead¦Normal
23-0092920 | Equipment Failure/Involved | Overhead | Pole-Wood | Deteriorated | 2023 | Tier 2 - Elevated | Distribution Circuit | 7 | 16 | 20230716 | 2164764 | Sus | Y | EquipmentFailureInvolved¦Overhead¦PoleWood¦Deteriorated
23-0092981 | Animal | Bird found | Conductor, Overhead | Normal | 2023 | Tier 2 - Extreme | Distribution Circuit | 7 | 17 | 20230717 | 2165017 | Sus | Y | Animal¦Birdfound¦ConductorOverhead¦Normal
23-0093061 | Equipment Failure/Involved | Overhead | Transformer (OH) | Failed/Faulted | 2023 | Tier 2 - Elevated | Distribution Circuit | 7 | 17 | 20230717 | 2165237 | Sus | Y | EquipmentFailureInvolved¦Overhead¦Transformer(OH)¦FailedFaulted
23-0093131 | Equipment Failure/Involved | Overhead | Insulator | Broken | 2023 | Tier 2 - Extreme | Distribution Circuit | 7 | 17 | 20230717 | 2165182 | Sus | Y | EquipmentFailureInvolved¦Overhead¦Insulator¦Broken
23-0093281 | Equipment Failure/Involved | Overhead | Crossarm, Wood | Broken | 2023 | Tier 2 - Extreme | Distribution Circuit | 7 | 17 | 20230717 | 2165722 | Sus | Y | EquipmentFailureInvolved¦Overhead¦CrossarmWood¦Broken
23-0093505 | Animal | Bird found | Conductor, Overhead | Normal | 2023 | Tier 2 - Elevated | Distribution Circuit | 7 | 18 | 20230718 | 2166197 | Sus | Y | Animal¦Birdfound¦ConductorOverhead¦Normal
23-0093805 | Unknown Cause | Patrol - found nothing |  |  | 2023 | Tier 2 - Elevated | Transformer only | 7 | 18 | 20230718 | 2166247 | Sus | Y | UnknownCause¦Patrolfoundnothing¦¦
23-0093698 | Equipment Failure/Involved | Overhead | Transformer | Failed/Faulted | 2023 | Tier 2 - Elevated | Transformer only | 7 | 18 | 20230718 | 2166263 | Sus | Y | EquipmentFailureInvolved¦Overhead¦Transformer¦FailedFaulted
23-0093560 | Unknown Cause | Patrol - found nothing |  |  | 2023 | Tier 2 - Elevated | Distribution Circuit | 7 | 18 | 20230718 | 2166374 | Sus | Y | UnknownCause¦Patrolfoundnothing¦¦
23-0093981 | 3rd Party | Dig in, 3rd party | Service conductor | Broken | 2023 | Tier 2 - Elevated | Transformer only | 7 | 18 | 20230718 | 2166894 | Sus | Y | 3rdParty¦Digin3rdparty¦Serviceconductor¦Broken
23-0093935 | Equipment Failure/Involved | Overhead | Transformer (OH) | Failed/Faulted | 2023 | Tier 2 - Elevated | Transformer only | 7 | 18 | 20230718 | 2167240 | Sus | Y | EquipmentFailureInvolved¦Overhead¦Transformer(OH)¦FailedFaulted
23-0093988 | Vegetation | Tree - branch fell on line | Transformer (OH) | Normal | 2023 | Tier 2 - Elevated | Transformer only | 7 | 19 | 20230719 | 2167362 | Sus | Y | Vegetation¦Treebranchfellonline¦Transformer(OH)¦Normal
23-0093992 | Animal | Bird found | Conductor, Overhead | Normal | 2023 | Tier 2 - Elevated | Distribution Circuit | 7 | 19 | 20230719 | 2167390 | Sus | Y | Animal¦Birdfound¦ConductorOverhead¦Normal
23-0094039 | Animal | Bird found | Conductor, Overhead | Normal | 2023 | Tier 2 - Extreme | Distribution Circuit | 7 | 19 | 20230719 | 2167500 | Sus | Y | Animal¦Birdfound¦ConductorOverhead¦Normal
23-0094149 | Company Initiated | Personnel, company | Conductor, Overhead | Together | 2023 | Tier 2 - Elevated | Distribution Circuit | 7 | 19 | 20230719 | 2167792 | Sus | Y | CompanyInitiated¦Personnelcompany¦ConductorOverhead¦Together
23-0094334 | Equipment Failure/Involved | Overhead | Conductor, Overhead | Deteriorated | 2023 | Tier 2 - Extreme | Distribution Circuit | 7 | 19 | 20230719 | 2168345 | Sus | Y | EquipmentFailureInvolved¦Overhead¦ConductorOverhead¦Deteriorated
23-0094353 | Vegetation | Tree - fell into line | Conductor, Overhead | Normal | 2023 | Tier 2 - Elevated | Distribution Circuit | 7 | 19 | 20230719 | 2168326 | Sus | Y | Vegetation¦Treefellintoline¦ConductorOverhead¦Normal
23-0094384 | 3rd Party | Fire, house or bldg. | Customer Equipment | Burned/flashed | 2023 | Tier 2 - Extreme | Distribution Circuit | 7 | 19 | 20230719 | 2168423 | Sus | Y | 3rdParty¦Firehouseorbldg¦CustomerEquipment¦Burnedflashed
23-0094399 | Equipment Failure/Involved | Overhead | Pole-Wood | Deteriorated | 2023 | Tier 2 - Elevated | Distribution Circuit | 7 | 19 | 20230719 | 2168484 | Sus | Y | EquipmentFailureInvolved¦Overhead¦PoleWood¦Deteriorated
23-0094557 | Animal | Squirrel | Conductor, Overhead | Normal | 2023 | Tier 2 - Elevated | Distribution Circuit | 7 | 20 | 20230720 | 2168657 | Sus | Y | Animal¦Squirrel¦ConductorOverhead¦Normal
23-0094717 | Vegetation | Tree - branch fell on line | Transformer | Broken, wire on ground | 2023 | Tier 2 - Extreme | Transformer only | 7 | 20 | 20230720 | 2168831 | Sus | Y | Vegetation¦Treebranchfellonline¦Transformer¦Brokenwireonground
23-0094720 | 3rd Party | Vehicle | Pole-Wood | Broken, wire on ground | 2023 | Tier 2 - Elevated | Distribution Circuit | 7 | 20 | 20230720 | 2168966 | Sus | Y | 3rdParty¦Vehicle¦PoleWood¦Brokenwireonground
23-0094737 | Unknown Cause | Patrol - found nothing |  |  | 2023 | Tier 2 - Elevated | Distribution Circuit | 7 | 20 | 20230720 | 2168991 | Sus | Y | UnknownCause¦Patrolfoundnothing¦¦
23-0094816 | Unknown Cause | Patrol - found nothing |  |  | 2023 | Tier 2 - Elevated | Distribution Circuit | 7 | 20 | 20230720 | 2169115 | Sus | Y | UnknownCause¦Patrolfoundnothing¦¦
23-0094896 | Unknown Cause | Patrol - found nothing |  |  | 2023 | Tier 2 - Elevated | Distribution Circuit | 7 | 20 | 20230720 | 2169085 | Sus | Y | UnknownCause¦Patrolfoundnothing¦¦
23-0095098 | Equipment Failure/Involved | Overhead | Transformer (OH) | Broken | 2023 | Tier 2 - Extreme | Distribution Circuit | 7 | 21 | 20230721 | 2169718 | Sus | Y | EquipmentFailureInvolved¦Overhead¦Transformer(OH)¦Broken
23-0095353 | Equipment Failure/Involved | Overhead | Insulator | Broken | 2023 | Tier 2 - Extreme | Distribution Circuit | 7 | 21 | 20230721 | 2170075 | Sus | Y | EquipmentFailureInvolved¦Overhead¦Insulator¦Broken
23-0095418 | Equipment Failure/Involved | Overhead | Crossarm, Wood | Normal | 2023 | Tier 2 - Elevated | Distribution Circuit | 7 | 21 | 20230721 | 2170234 | Sus | Y | EquipmentFailureInvolved¦Overhead¦CrossarmWood¦Normal
23-0095429 | Equipment Failure/Involved | Overhead | Lightning Arrestor | Broken | 2023 | Tier 2 - Elevated | Transformer only | 7 | 21 | 20230721 | 2170308 | Sus | Y | EquipmentFailureInvolved¦Overhead¦LightningArrestor¦Broken
23-0095449 | Unknown Cause | Patrol - found nothing |  |  | 2023 | Tier 2 - Elevated | Distribution Circuit | 7 | 21 | 20230721 | 2170422 | Sus | Y | UnknownCause¦Patrolfoundnothing¦¦
23-0095445 | Equipment Failure/Involved | Overhead | Crossarm, Wood | Normal | 2023 | Tier 2 - Elevated | Distribution Circuit | 7 | 21 | 20230721 | 2170410 | Sus | Y | EquipmentFailureInvolved¦Overhead¦CrossarmWood¦Normal
23-0095477 | Equipment Failure/Involved | Overhead | Transformer (OH) | Failed/Faulted | 2023 | Tier 2 - Elevated | Transformer only | 7 | 21 | 20230721 | 2170449 | Sus | Y | EquipmentFailureInvolved¦Overhead¦Transformer(OH)¦FailedFaulted
23-0095491 | Vegetation | Tree - fell into line | Conductor, Overhead | Broken, wire on ground | 2023 | Tier 2 - Elevated | Distribution Circuit | 7 | 22 | 20230722 | 2170526 | Sus | Y | Vegetation¦Treefellintoline¦ConductorOverhead¦Brokenwireonground
23-0095541 | Vegetation | Tree - fell into line | Secondary | Broken, wire on ground | 2023 | Tier 2 - Elevated | Transformer only | 7 | 22 | 20230722 | 2170786 | Sus | Y | Vegetation¦Treefellintoline¦Secondary¦Brokenwireonground
23-0095551 | Animal | Squirrel | Pole-Wood | Normal | 2023 | Tier 2 - Elevated | Distribution Circuit | 7 | 22 | 20230722 | 2170784 | Sus | Y | Animal¦Squirrel¦PoleWood¦Normal
23-0095547 | Equipment Failure/Involved | Overhead | Pole-Wood | Broken | 2023 | Tier 2 - Elevated | Distribution Circuit | 7 | 22 | 20230722 | 2170805 | Sus | Y | EquipmentFailureInvolved¦Overhead¦PoleWood¦Broken
23-0095608 | Equipment Failure/Involved | Overhead | Crossarm, Wood | Deteriorated | 2023 | Tier 2 - Elevated | Distribution Circuit | 7 | 22 | 20230722 | 2171109 | Sus | Y | EquipmentFailureInvolved¦Overhead¦CrossarmWood¦Deteriorated
23-0095639 | Vegetation | Tree - fell into line | Conductor, Overhead | Bent or Twisted | 2023 | Tier 2 - Elevated | Distribution Circuit | 7 | 22 | 20230722 | 2171209 | Sus | Y | Vegetation¦Treefellintoline¦ConductorOverhead¦BentorTwisted
23-0095662 | Unknown Cause | Patrol - found nothing |  |  | 2023 | Tier 2 - Elevated | Distribution Circuit | 7 | 23 | 20230723 | 2171307 | Sus | Y | UnknownCause¦Patrolfoundnothing¦¦
23-0095676 | Equipment Failure/Involved | Overhead | Woodpin | Broken | 2023 | Tier 2 - Extreme | Distribution Circuit | 7 | 23 | 20230723 | 2171391 | Sus | Y | EquipmentFailureInvolved¦Overhead¦Woodpin¦Broken
23-0095830 | Animal | Bird found | Regulator | Burned/flashed | 2023 | Tier 2 - Elevated | Distribution Circuit | 7 | 24 | 20230724 | 2172241 | Sus | Y | Animal¦Birdfound¦Regulator¦Burnedflashed
23-0095914 | Equipment Failure/Involved | Overhead | Insulator | Broken | 2023 | Tier 2 - Elevated | Distribution Circuit | 7 | 24 | 20230724 | 2172477 | Sus | Y | EquipmentFailureInvolved¦Overhead¦Insulator¦Broken
23-0095930 | 3rd Party | Vehicle | Conductor, Overhead | Normal | 2023 | Tier 2 - Elevated | Distribution Circuit | 7 | 24 | 20230724 | 2172510 | Sus | Y | 3rdParty¦Vehicle¦ConductorOverhead¦Normal
23-0095986 | Equipment Failure/Involved | Overhead | Insulator | Broken | 2023 | Tier 2 - Extreme | Distribution Circuit | 7 | 24 | 20230724 | 2172571 | Sus | Y | EquipmentFailureInvolved¦Overhead¦Insulator¦Broken
23-0096270 | Animal | Squirrel | Regulator | Normal | 2023 | Tier 2 - Elevated | Distribution Circuit | 7 | 25 | 20230725 | 2172977 | Sus | Y | Animal¦Squirrel¦Regulator¦Normal
23-0096279 | Equipment Failure/Involved | Overhead | Transformer (OH) | Failed/Faulted | 2023 | Tier 2 - Elevated | Transformer only | 7 | 25 | 20230725 | 2172994 | Sus | Y | EquipmentFailureInvolved¦Overhead¦Transformer(OH)¦FailedFaulted
23-0080603 | Company Initiated | Construction Activity/equip, company | Recloser | Malfunctioning | 2023 | Tier 2 - Elevated | Distribution Circuit | 7 | 25 | 20230725 | 2173087 | Sus | Y | CompanyInitiated¦ConstructionActivityequipcompany¦Recloser¦Malfunctioning
23-0096381 | Company Initiated | Personnel, company | Conductor, Overhead | Normal | 2023 | Tier 2 - Elevated | Distribution Circuit | 7 | 25 | 20230725 | 2173220 | Sus | Y | CompanyInitiated¦Personnelcompany¦ConductorOverhead¦Normal
23-0096465 | Unknown Cause | Patrol - found nothing |  |  | 2023 | Tier 2 - Elevated | Distribution Circuit | 7 | 25 | 20230725 | 2173480 | Sus | Y | UnknownCause¦Patrolfoundnothing¦¦
23-0096913 | Equipment Failure/Involved | Overhead | Connector or Splice (OH) | Broken | 2023 | Tier 2 - Extreme | Distribution Circuit | 7 | 26 | 20230726 | 2174135 | Sus | Y | EquipmentFailureInvolved¦Overhead¦ConnectororSplice(OH)¦Broken
23-0096934 | Equipment Failure/Involved | Overhead | Secondary | Broken | 2023 | Tier 2 - Extreme | Distribution Circuit | 7 | 26 | 20230726 | 2174224 | Sus | Y | EquipmentFailureInvolved¦Overhead¦Secondary¦Broken
23-0097110 | Equipment Failure/Involved | Overhead | Insulator | Broken | 2023 | Tier 2 - Extreme | Distribution Circuit | 7 | 26 | 20230726 | 2174540 | Sus | Y | EquipmentFailureInvolved¦Overhead¦Insulator¦Broken
23-0097257 | Equipment Failure/Involved | Overhead | Pole-Wood | Deteriorated | 2023 | Tier 2 - Elevated | Distribution Circuit | 7 | 26 | 20230726 | 2174811 | Sus | Y | EquipmentFailureInvolved¦Overhead¦PoleWood¦Deteriorated
23-0097471 | Company Initiated | Construction Activity/equip, company | Conductor, Underground | Normal | 2023 | Tier 2 - Elevated | Distribution Circuit | 7 | 27 | 20230727 | 2175207 | Sus | Y | CompanyInitiated¦ConstructionActivityequipcompany¦ConductorUnderground¦Normal
23-0097622 | Vegetation | Tree - fell into line | Conductor, Overhead | Broken, wire on ground | 2023 | Tier 2 - Elevated | Distribution Circuit | 7 | 27 | 20230727 | 2175463 | Sus | Y | Vegetation¦Treefellintoline¦ConductorOverhead¦Brokenwireonground
23-0097333 | Equipment Failure/Involved | Overhead | Conductor, Overhead | Deteriorated | 2023 | Tier 2 - Elevated | Distribution Circuit | 7 | 27 | 20230727 | 2175412 | Sus | Y | EquipmentFailureInvolved¦Overhead¦ConductorOverhead¦Deteriorated
23-0097670 | Vegetation | Tree - fell into line | Conductor, Overhead | Normal | 2023 | Tier 2 - Elevated | Distribution Circuit | 7 | 27 | 20230727 | 2175542 | Sus | Y | Vegetation¦Treefellintoline¦ConductorOverhead¦Normal
23-0097811 | Unknown Cause | Patrol - found nothing |  |  | 2023 | Tier 2 - Elevated | Transformer only | 7 | 27 | 20230727 | 2175589 | Sus | Y | UnknownCause¦Patrolfoundnothing¦¦
23-0098080 | Unknown Cause | Patrol - found nothing |  |  | 2023 | Tier 2 - Extreme | Distribution Circuit | 7 | 28 | 20230728 | 2176229 | Sus | Y | UnknownCause¦Patrolfoundnothing¦¦
23-0097949 | Equipment Failure/Involved | Overhead | Pole-Wood | Broken | 2023 | Tier 2 - Extreme | Distribution Circuit | 7 | 28 | 20230728 | 2176297 | Sus | Y | EquipmentFailureInvolved¦Overhead¦PoleWood¦Broken
23-0097928 | Equipment Failure/Involved | Overhead | Insulator | Broken | 2023 | Tier 2 - Extreme | Distribution Circuit | 7 | 28 | 20230728 | 2176317 | Sus | Y | EquipmentFailureInvolved¦Overhead¦Insulator¦Broken
23-0098213 | Vegetation | Tree - fell into line | Conductor, Overhead | Normal | 2023 | Tier 2 - Extreme | Distribution Circuit | 7 | 28 | 20230728 | 2176654 | Sus | Y | Vegetation¦Treefellintoline¦ConductorOverhead¦Normal
23-0098227 | Equipment Failure/Involved | Overhead | Recloser | Malfunctioning | 2023 | Tier 2 - Elevated | Distribution Circuit | 7 | 28 | 20230728 | 2176791 | Sus | Y | EquipmentFailureInvolved¦Overhead¦Recloser¦Malfunctioning
23-0098268 | Animal | Bird found | Cutout, fuse holder | Normal | 2023 | Tier 2 - Elevated | Distribution Circuit | 7 | 29 | 20230729 | 2176905 | Sus | Y | Animal¦Birdfound¦Cutoutfuseholder¦Normal
23-0098284 | Company Initiated | Other Circuits | Fuse | Arcing | 2023 | Tier 2 - Elevated | Distribution Circuit | 7 | 29 | 20230729 | 2176988 | Sus | Y | CompanyInitiated¦OtherCircuits¦Fuse¦Arcing
23-0098322 | Company Initiated | Coordination failure | Fuse | Normal | 2023 | Tier 2 - Elevated | Distribution Circuit | 7 | 29 | 20230729 | 2177110 | Sus | Y | CompanyInitiated¦Coordinationfailure¦Fuse¦Normal
23-0098311 | Equipment Failure/Involved | Overhead | Crossarm, Wood | Broken | 2023 | Tier 2 - Elevated | Distribution Circuit | 7 | 29 | 20230729 | 2177231 | Sus | Y | EquipmentFailureInvolved¦Overhead¦CrossarmWood¦Broken
23-0098368 | Unknown Cause | Patrol - found nothing |  |  | 2023 | Tier 2 - Elevated | Distribution Circuit | 7 | 29 | 20230729 | 2177324 | Sus | Y | UnknownCause¦Patrolfoundnothing¦¦
23-0098410 | Unknown Cause | Patrol - found nothing |  |  | 2023 | Tier 2 - Elevated | Distribution Circuit | 7 | 29 | 20230729 | 2177440 | Sus | Y | UnknownCause¦Patrolfoundnothing¦¦
23-0098663 | Equipment Failure/Involved | Overhead | Pole-Wood | Broken | 2023 | Tier 2 - Elevated | Distribution Circuit | 7 | 31 | 20230731 | 2178409 | Sus | Y | EquipmentFailureInvolved¦Overhead¦PoleWood¦Broken
23-0098792 | Company Initiated | Improper Construction | Jumper | Arcing | 2023 | Tier 2 - Elevated | Distribution Circuit | 7 | 31 | 20230731 | 2178737 | Sus | Y | CompanyInitiated¦ImproperConstruction¦Jumper¦Arcing
23-0099166 | Company Initiated | Personnel, company | Jumper | Normal | 2023 | Tier 2 - Extreme | Distribution Circuit | 8 | 1 | 20230801 | 2179594 | Sus | Y | CompanyInitiated¦Personnelcompany¦Jumper¦Normal
23-0099166 | Company Initiated | Personnel, company | Recloser | Normal | 2023 | Tier 2 - Extreme | Distribution Circuit | 8 | 1 | 20230801 | 2179673 | Sus | Y | CompanyInitiated¦Personnelcompany¦Recloser¦Normal
23-0099448 | Equipment Failure/Involved | Overhead | Cutout, fuse holder | Broken | 2023 | Tier 2 - Elevated | Distribution Circuit | 8 | 2 | 20230802 | 2180242 | Sus | Y | EquipmentFailureInvolved¦Overhead¦Cutoutfuseholder¦Broken
23-0099664 | Unknown Cause | Patrol - found nothing |  |  | 2023 | Tier 2 - Elevated | Distribution Circuit | 8 | 2 | 20230802 | 2180666 | Sus | Y | UnknownCause¦Patrolfoundnothing¦¦
23-0099823 | Equipment Failure/Involved | Overhead | Service conductor | Deteriorated | 2023 | Tier 2 - Elevated | Transformer only | 8 | 2 | 20230802 | 2181041 | Sus | Y | EquipmentFailureInvolved¦Overhead¦Serviceconductor¦Deteriorated
23-0099897 | Animal | Bird found | Conductor, Overhead | Normal | 2023 | Tier 2 - Elevated | Distribution Circuit | 8 | 3 | 20230803 | 2181127 | Sus | Y | Animal¦Birdfound¦ConductorOverhead¦Normal
23-0100100 | Equipment Failure/Involved | Overhead | Jumper | Broken | 2023 | Tier 2 - Elevated | Transformer only | 8 | 3 | 20230803 | 2181281 | Sus | Y | EquipmentFailureInvolved¦Overhead¦Jumper¦Broken
23-0099968 | Animal | Bird found | Conductor, Overhead | Normal | 2023 | Tier 2 - Elevated | Distribution Circuit | 8 | 3 | 20230803 | 2181275 | Sus | Y | Animal¦Birdfound¦ConductorOverhead¦Normal
23-0100056 | Animal | Squirrel | Fuse | Normal | 2023 | Tier 2 - Extreme | Transformer only | 8 | 3 | 20230803 | 2181287 | Sus | Y | Animal¦Squirrel¦Fuse¦Normal
23-0061336 | Equipment Failure/Involved | Underground | Elbow | Failed/Faulted | 2023 | Tier 2 - Extreme | Distribution Circuit | 8 | 3 | 20230803 | 2181384 | Sus | Y | EquipmentFailureInvolved¦Underground¦Elbow¦FailedFaulted
23-0100098 | Vegetation | Tree - fell into line | Conductor, Overhead | Normal | 2023 | Tier 2 - Extreme | Distribution Circuit | 8 | 3 | 20230803 | 2181535 | Sus | Y | Vegetation¦Treefellintoline¦ConductorOverhead¦Normal
23-0100152 | Unknown Cause | Patrol - not conducted |  |  | 2023 | Tier 2 - Elevated | Transformer only | 8 | 3 | 20230803 | 2181611 | Sus | Y | UnknownCause¦Patrolnotconducted¦¦
23-0100659 | Equipment Failure/Involved | Overhead | Fuse | Burned Open | 2023 | Tier 2 - Elevated | Transformer only | 8 | 4 | 20230804 | 2182401 | Sus | Y | EquipmentFailureInvolved¦Overhead¦Fuse¦BurnedOpen
23-0100714 | Company Initiated | Personnel, company | Jumper | Normal | 2023 | Tier 2 - Extreme | Distribution Circuit | 8 | 4 | 20230804 | 2182525 | Sus | Y | CompanyInitiated¦Personnelcompany¦Jumper¦Normal
23-0100800 | 3rd Party | Vehicle | Pole-Wood | Broken, wire on ground | 2023 | Tier 2 - Extreme | Distribution Circuit | 8 | 4 | 20230804 | 2182697 | Sus | Y | 3rdParty¦Vehicle¦PoleWood¦Brokenwireonground
23-0100831 | Unknown Cause | Patrol - found nothing |  |  | 2023 | Tier 2 - Elevated | Distribution Circuit | 8 | 5 | 20230805 | 2182813 | Sus | Y | UnknownCause¦Patrolfoundnothing¦¦
23-0100920 | Equipment Failure/Involved | Overhead | Insulator | Failed/Faulted | 2023 | Tier 2 - Elevated | Distribution Circuit | 8 | 5 | 20230805 | 2183174 | Sus | Y | EquipmentFailureInvolved¦Overhead¦Insulator¦FailedFaulted
23-0100982 | Unknown Cause | Patrol - found nothing |  |  | 2023 | Tier 2 - Elevated | Distribution Circuit | 8 | 6 | 20230806 | 2183496 | Sus | Y | UnknownCause¦Patrolfoundnothing¦¦
23-0100991 | Animal | Bird found | Fuse | Burned Open | 2023 | Tier 2 - Elevated | Distribution Circuit | 8 | 6 | 20230806 | 2183535 | Sus | Y | Animal¦Birdfound¦Fuse¦BurnedOpen
23-0101161 | Unknown Cause | Patrol - found nothing |  |  | 2023 | Tier 2 - Elevated | Distribution Circuit | 8 | 7 | 20230807 | 2184219 | Sus | Y | UnknownCause¦Patrolfoundnothing¦¦
23-0101135 | Equipment Failure/Involved | Overhead | Pole-Wood | Broken | 2023 | Tier 2 - Elevated | Distribution Circuit | 8 | 7 | 20230807 | 2184605 | Sus | Y | EquipmentFailureInvolved¦Overhead¦PoleWood¦Broken
23-0101610 | Equipment Failure/Involved | Overhead | Pole-Wood | Broken | 2023 | Tier 2 - Elevated | Distribution Circuit | 8 | 8 | 20230808 | 2185420 | Sus | Y | EquipmentFailureInvolved¦Overhead¦PoleWood¦Broken
23-0101722 | Equipment Failure/Involved | Overhead | Pole-Wood | Broken | 2023 | Tier 2 - Elevated | Distribution Circuit | 8 | 8 | 20230808 | 2185758 | Sus | Y | EquipmentFailureInvolved¦Overhead¦PoleWood¦Broken
23-0101531 | Equipment Failure/Involved | Overhead | Crossarm, Wood | Broken | 2023 | Tier 2 - Elevated | Distribution Circuit | 8 | 8 | 20230808 | 2185794 | Sus | Y | EquipmentFailureInvolved¦Overhead¦CrossarmWood¦Broken
23-0101901 | Vegetation | Tree - fell into line | Service conductor | Broken, wire on ground | 2023 | Tier 2 - Elevated | Distribution Circuit | 8 | 8 | 20230808 | 2185995 | Sus | Y | Vegetation¦Treefellintoline¦Serviceconductor¦Brokenwireonground
23-0102147 | Equipment Failure/Involved | Underground | Conductor, Underground | Burned/flashed | 2023 | Tier 2 - Elevated | Transformer only | 8 | 9 | 20230809 | 2186476 | Sus | Y | EquipmentFailureInvolved¦Underground¦ConductorUnderground¦Burnedflashed
23-0102479 | Equipment Failure/Involved | Overhead | Regulator | Malfunctioning | 2023 | Tier 2 - Extreme | Distribution Circuit | 8 | 10 | 20230810 | 2187232 | Sus | Y | EquipmentFailureInvolved¦Overhead¦Regulator¦Malfunctioning
23-0102929 | Company Initiated | Personnel, company | Recloser | Normal | 2023 | Tier 2 - Elevated | Distribution Circuit | 8 | 10 | 20230810 | 2188113 | Sus | Y | CompanyInitiated¦Personnelcompany¦Recloser¦Normal
23-0103331 | Equipment Failure/Involved | Overhead | Transformer (OH) | Failed/Faulted | 2023 | Tier 2 - Elevated | Transformer only | 8 | 11 | 20230811 | 2188675 | Sus | Y | EquipmentFailureInvolved¦Overhead¦Transformer(OH)¦FailedFaulted
23-0103393 | Equipment Failure/Involved | Overhead | Pole-Wood | Deteriorated | 2023 | Tier 2 - Extreme | Distribution Circuit | 8 | 11 | 20230811 | 2188738 | Sus | Y | EquipmentFailureInvolved¦Overhead¦PoleWood¦Deteriorated
23-0103557 | Unknown Cause | Patrol - found nothing |  |  | 2023 | Tier 2 - Elevated | Distribution Circuit | 8 | 12 | 20230812 | 2189001 | Sus | Y | UnknownCause¦Patrolfoundnothing¦¦
23-0103583 | Unknown Cause | Patrol - found nothing |  |  | 2023 | Tier 2 - Extreme | Distribution Circuit | 8 | 12 | 20230812 | 2189100 | Sus | Y | UnknownCause¦Patrolfoundnothing¦¦
23-0103667 | Equipment Failure/Involved | Overhead | Conductor, Overhead | Broken, wire on ground | 2023 | Tier 2 - Elevated | Distribution Circuit | 8 | 12 | 20230812 | 2189365 | Sus | Y | EquipmentFailureInvolved¦Overhead¦ConductorOverhead¦Brokenwireonground
23-0104262 | Unknown Cause | Patrol - found nothing |  |  | 2023 | Tier 2 - Extreme | Distribution Circuit | 8 | 14 | 20230814 | 2190795 | Sus | Y | UnknownCause¦Patrolfoundnothing¦¦
23-0104257 | Animal | Bird found | Conductor, Overhead | Normal | 2023 | Tier 2 - Elevated | Distribution Circuit | 8 | 14 | 20230814 | 2190833 | Sus | Y | Animal¦Birdfound¦ConductorOverhead¦Normal
23-0104321 | Environmental/External | Lightning | Transformer (OH) | Broken | 2023 | Tier 2 - Elevated | Transformer only | 8 | 14 | 20230814 | 2191123 | Sus | Y | EnvironmentalExternal¦Lightning¦Transformer(OH)¦Broken
23-0104306 | Unknown Cause | Patrol - found nothing |  |  | 2023 | Tier 2 - Extreme | Distribution Circuit | 8 | 14 | 20230814 | 2191162 | Sus | Y | UnknownCause¦Patrolfoundnothing¦¦
23-0104336 | Animal | Squirrel | Transformer (OH) | Failed/Faulted | 2023 | Tier 2 - Extreme | Transformer only | 8 | 15 | 20230815 | 2191223 | Sus | Y | Animal¦Squirrel¦Transformer(OH)¦FailedFaulted
23-0104669 | Unknown Cause | Patrol - found nothing |  |  | 2023 | Tier 2 - Elevated | Distribution Circuit | 8 | 15 | 20230815 | 2191765 | Sus | Y | UnknownCause¦Patrolfoundnothing¦¦
23-0104686 | Equipment Failure/Involved | Substation | Relay | Malfunctioning | 2023 | Tier 2 - Elevated | Substation - Distribution | 8 | 15 | 20230815 | 2191841 | Sus | Y | EquipmentFailureInvolved¦Substation¦Relay¦Malfunctioning
23-0104720 | Vegetation | Tree - fell into line | Conductor, Overhead | Normal | 2023 | Tier 2 - Elevated | Distribution Circuit | 8 | 15 | 20230815 | 2191893 | Sus | Y | Vegetation¦Treefellintoline¦ConductorOverhead¦Normal
23-0104786 | Unknown Cause | Patrol - found nothing |  |  | 2023 | Tier 2 - Elevated | Distribution Circuit | 8 | 15 | 20230815 | 2192065 | Sus | Y | UnknownCause¦Patrolfoundnothing¦¦
23-0104980 | Equipment Failure/Involved | Overhead | Metering Equipment | Malfunctioning | 2023 | Tier 2 - Elevated | Distribution Circuit | 8 | 16 | 20230816 | 2192681 | Sus | Y | EquipmentFailureInvolved¦Overhead¦MeteringEquipment¦Malfunctioning
23-0105065 | Unknown Cause | Patrol - not conducted |  |  | 2023 | Tier 2 - Extreme | Distribution Circuit | 8 | 16 | 20230816 | 2192710 | Sus | Y | UnknownCause¦Patrolnotconducted¦¦
23-0105159 | Equipment Failure/Involved | Overhead | Transformer | Failed/Faulted | 2023 | Tier 2 - Elevated | Transformer only | 8 | 16 | 20230816 | 2192869 | Sus | Y | EquipmentFailureInvolved¦Overhead¦Transformer¦FailedFaulted
23-0105087 | 3rd Party | Contact with High Voltage, 3rd party | Conductor, Overhead | Burned/flashed | 2023 | Tier 2 - Elevated | Distribution Circuit | 8 | 16 | 20230816 | 2192910 | Sus | Y | 3rdParty¦ContactwithHighVoltage3rdparty¦ConductorOverhead¦Burnedflashed
23-0105302 | 3rd Party | Other | Conductor, Overhead | Normal | 2023 | Tier 2 - Elevated | Distribution Circuit | 8 | 16 | 20230816 | 2193255 | Sus | Y | 3rdParty¦Other¦ConductorOverhead¦Normal
23-0105422 | Equipment Failure/Involved | Overhead | Pole-Wood | Deteriorated | 2023 | Tier 2 - Extreme | Distribution Circuit | 8 | 17 | 20230817 | 2193518 | Sus | Y | EquipmentFailureInvolved¦Overhead¦PoleWood¦Deteriorated
23-0105529 | Unknown Cause | Patrol - found nothing |  |  | 2023 | Tier 2 - Elevated | Distribution Circuit | 8 | 17 | 20230817 | 2193608 | Sus | Y | UnknownCause¦Patrolfoundnothing¦¦
23-0105748 | Equipment Failure/Involved | Overhead | Transformer (OH) | Failed/Faulted | 2023 | Tier 2 - Elevated | Distribution Circuit | 8 | 17 | 20230817 | 2194032 | Sus | Y | EquipmentFailureInvolved¦Overhead¦Transformer(OH)¦FailedFaulted
23-0105766 | Vegetation | Tree - fell into line | Conductor, Overhead | Normal | 2023 | Tier 2 - Elevated | Distribution Circuit | 8 | 17 | 20230817 | 2194066 | Sus | Y | Vegetation¦Treefellintoline¦ConductorOverhead¦Normal
23-0105849 | Equipment Failure/Involved | Underground | Transformer (UG) | Failed/Faulted | 2023 | Tier 2 - Elevated | Distribution Circuit | 8 | 18 | 20230818 | 2194327 | Sus | Y | EquipmentFailureInvolved¦Underground¦Transformer(UG)¦FailedFaulted
23-0105851 | Equipment Failure/Involved | Overhead | Insulator | Broken | 2023 | Tier 2 - Elevated | Distribution Circuit | 8 | 18 | 20230818 | 2194352 | Sus | Y | EquipmentFailureInvolved¦Overhead¦Insulator¦Broken
23-0105926 | Unknown Cause | Patrol - found nothing |  |  | 2023 | Tier 2 - Elevated | Distribution Circuit | 8 | 18 | 20230818 | 2194523 | Sus | Y | UnknownCause¦Patrolfoundnothing¦¦
23-0105912 | Equipment Failure/Involved | Overhead | Pole-Wood | Deteriorated | 2023 | Tier 2 - Elevated | Distribution Circuit | 8 | 18 | 20230818 | 2194503 | Sus | Y | EquipmentFailureInvolved¦Overhead¦PoleWood¦Deteriorated
23-0106150 | Unknown Cause | Patrol - found nothing |  |  | 2023 | Tier 2 - Extreme | Distribution Circuit | 8 | 18 | 20230818 | 2194976 | Sus | Y | UnknownCause¦Patrolfoundnothing¦¦
23-0106338 | Vegetation | Tree - fell into line | Conductor, Overhead | Normal | 2023 | Tier 2 - Elevated | Distribution Circuit | 8 | 19 | 20230819 | 2195571 | Sus | Y | Vegetation¦Treefellintoline¦ConductorOverhead¦Normal
23-0106350 | 3rd Party | Tree - cutting, 3rd party | Conductor, Overhead | Broken, wire on ground | 2023 | Tier 2 - Elevated | Distribution Circuit | 8 | 19 | 20230819 | 2195624 | Sus | Y | 3rdParty¦Treecutting3rdparty¦ConductorOverhead¦Brokenwireonground
23-0106390 | Animal | Bird found | Crossarm, Wood | Broken | 2023 | Tier 2 - Elevated | Distribution Circuit | 8 | 19 | 20230819 | 2195726 | Sus | Y | Animal¦Birdfound¦CrossarmWood¦Broken
23-0106415 | Vegetation | Tree - branch fell on line | Conductor, Overhead | Normal | 2023 | Tier 2 - Elevated | Distribution Circuit | 8 | 19 | 20230819 | 2195813 | Sus | Y | Vegetation¦Treebranchfellonline¦ConductorOverhead¦Normal
23-0106390 | Animal | Bird found | Conductor, Overhead | Bent or Twisted | 2023 | Tier 2 - Extreme | Distribution Circuit | 8 | 19 | 20230819 | 2196355 | Sus | Y | Animal¦Birdfound¦ConductorOverhead¦BentorTwisted
23-0106390 | Animal | Bird found | Conductor, Overhead | Bent or Twisted | 2023 | Tier 2 - Extreme | Distribution Circuit | 8 | 19 | 20230819 | 2196355 | Sus | Y | Animal¦Birdfound¦ConductorOverhead¦BentorTwisted
23-0106527 | Vegetation | Tree - branch fell on line | Conductor, Overhead | Broken, wire on ground | 2023 | Tier 2 - Elevated | Distribution Circuit | 8 | 19 | 20230819 | 2196476 | Sus | Y | Vegetation¦Treebranchfellonline¦ConductorOverhead¦Brokenwireonground
23-0106513 | Unknown Cause | Patrol - found nothing |  |  | 2023 | Tier 2 - Elevated | Distribution Circuit | 8 | 19 | 20230819 | 2196559 | Sus | Y | UnknownCause¦Patrolfoundnothing¦¦
23-0106550 | Vegetation | Tree - branch fell on line | Conductor, Overhead | Broken, wire on ground | 2023 | Tier 2 - Elevated | Distribution Circuit | 8 | 20 | 20230820 | 2196650 | Sus | Y | Vegetation¦Treebranchfellonline¦ConductorOverhead¦Brokenwireonground
23-0106556 | Vegetation | Tree - fell into line | Conductor, Overhead | Broken, wire on ground | 2023 | Tier 2 - Extreme | Distribution Circuit | 8 | 20 | 20230820 | 2196683 | Sus | Y | Vegetation¦Treefellintoline¦ConductorOverhead¦Brokenwireonground
23-0106581 | Unknown Cause | Patrol - found nothing |  |  | 2023 | Tier 2 - Elevated | Distribution Circuit | 8 | 20 | 20230820 | 2196747 | Sus | Y | UnknownCause¦Patrolfoundnothing¦¦
23-0106888 | Equipment Failure/Involved | Overhead | Lightning Arrestor | Failed/Faulted | 2023 | Tier 2 - Extreme | Distribution Circuit | 8 | 21 | 20230821 | 2197748 | Sus | Y | EquipmentFailureInvolved¦Overhead¦LightningArrestor¦FailedFaulted
23-0107236 | 3rd Party | Vehicle | Transformer | Malfunctioning | 2023 | Tier 2 - Elevated | Transformer only | 8 | 21 | 20230821 | 2198562 | Sus | Y | 3rdParty¦Vehicle¦Transformer¦Malfunctioning
23-0107069 | 3rd Party | Vehicle | Pole-Wood | Broken | 2023 | Tier 2 - Extreme | Distribution Circuit | 8 | 21 | 20230821 | 2198222 | Sus | Y | 3rdParty¦Vehicle¦PoleWood¦Broken
23-0107070 | Company Initiated | Coordination failure | Conductor, Overhead | Normal | 2023 | Tier 2 - Extreme | Distribution Circuit | 8 | 21 | 20230821 | 2198227 | Sus | Y | CompanyInitiated¦Coordinationfailure¦ConductorOverhead¦Normal
23-0107158 | Environmental/External | Lightning | Transformer (OH) | Failed/Faulted | 2023 | Tier 2 - Extreme | Distribution Circuit | 8 | 21 | 20230821 | 2198318 | Sus | Y | EnvironmentalExternal¦Lightning¦Transformer(OH)¦FailedFaulted
23-0107174 | Equipment Failure/Involved | Overhead | Transformer (OH) | Leaking | 2023 | Tier 2 - Elevated | Transformer only | 8 | 21 | 20230821 | 2198367 | Sus | Y | EquipmentFailureInvolved¦Overhead¦Transformer(OH)¦Leaking
23-0107184 | Unknown Cause | Patrol - not conducted |  |  | 2023 | Tier 2 - Elevated | Distribution Circuit | 8 | 21 | 20230821 | 2198402 | Sus | Y | UnknownCause¦Patrolnotconducted¦¦
23-0107209 | Vegetation | Tree - branch fell on line | Conductor, Overhead | Normal | 2023 | Tier 2 - Elevated | Distribution Circuit | 8 | 21 | 20230821 | 2198442 | Sus | Y | Vegetation¦Treebranchfellonline¦ConductorOverhead¦Normal
23-0107256 | Equipment Failure/Involved | Overhead | Lightning Arrestor | Failed/Faulted | 2023 | Tier 2 - Extreme | Distribution Circuit | 8 | 21 | 20230821 | 2198519 | Sus | Y | EquipmentFailureInvolved¦Overhead¦LightningArrestor¦FailedFaulted
23-0107263 | Unknown Cause | Patrol - found nothing |  |  | 2023 | Tier 2 - Elevated | Transformer only | 8 | 21 | 20230821 | 2198580 | Sus | Y | UnknownCause¦Patrolfoundnothing¦¦
23-0107275 | Environmental/External | Lightning | Transformer (OH) | Failed/Faulted | 2023 | Tier 2 - Extreme | Transformer only | 8 | 21 | 20230821 | 2198617 | Sus | Y | EnvironmentalExternal¦Lightning¦Transformer(OH)¦FailedFaulted
23-0107528 | Company Initiated | Personnel, company | Recloser | Normal | 2023 | Tier 2 - Elevated | Distribution Circuit | 8 | 22 | 20230822 | 2199263 | Sus | Y | CompanyInitiated¦Personnelcompany¦Recloser¦Normal
23-0107782 | 3rd Party | Vehicle | Secondary | Broken | 2023 | Tier 2 - Extreme | Transformer only | 8 | 22 | 20230822 | 2199629 | Sus | Y | 3rdParty¦Vehicle¦Secondary¦Broken
23-0107784 | 3rd Party | Vehicle | Pole-Wood | Broken, wire on ground | 2023 | Tier 2 - Elevated | Distribution Circuit | 8 | 22 | 20230822 | 2199647 | Sus | Y | 3rdParty¦Vehicle¦PoleWood¦Brokenwireonground
23-0107786 | Unknown Cause | Patrol - found nothing |  |  | 2023 | Tier 2 - Elevated | Distribution Circuit | 8 | 22 | 20230822 | 2199685 | Sus | Y | UnknownCause¦Patrolfoundnothing¦¦
23-0108297 | Equipment Failure/Involved | Overhead | Other | Broken | 2023 | Tier 2 - Elevated | Distribution Circuit | 8 | 23 | 20230823 | 2200596 | Sus | Y | EquipmentFailureInvolved¦Overhead¦Other¦Broken
23-0108341 | Equipment Failure/Involved | Overhead | Fuse | Failed/Faulted | 2023 | Tier 2 - Elevated | Transformer only | 8 | 23 | 20230823 | 2200663 | Sus | Y | EquipmentFailureInvolved¦Overhead¦Fuse¦FailedFaulted
23-0108341 | Equipment Failure/Involved | Overhead | Fuse | Failed/Faulted | 2023 | Tier 2 - Elevated | Transformer only | 8 | 23 | 20230823 | 2200663 | Sus | Y | EquipmentFailureInvolved¦Overhead¦Fuse¦FailedFaulted
23-0108338 | Company Initiated | Coordination failure | Recloser | Normal | 2023 | Tier 2 - Extreme | Distribution Circuit | 8 | 23 | 20230823 | 2200692 | Sus | Y | CompanyInitiated¦Coordinationfailure¦Recloser¦Normal
23-0108737 | 3rd Party | Dig in, 3rd party | Other | Broken | 2023 | Tier 2 - Elevated | Transformer only | 8 | 24 | 20230824 | 2201426 | Sus | Y | 3rdParty¦Digin3rdparty¦Other¦Broken
23-0108812 | Equipment Failure/Involved | Overhead | Insulator | Broken | 2023 | Tier 2 - Elevated | Distribution Circuit | 8 | 24 | 20230824 | 2201692 | Sus | Y | EquipmentFailureInvolved¦Overhead¦Insulator¦Broken
23-0108886 | Vegetation | Tree - fell into line | Conductor, Overhead | Normal | 2023 | Tier 2 - Extreme | Distribution Circuit | 8 | 25 | 20230825 | 2201751 | Sus | Y | Vegetation¦Treefellintoline¦ConductorOverhead¦Normal
23-0109148 | Equipment Failure/Involved | Overhead | Conductor, Overhead | Deteriorated | 2023 | Tier 2 - Extreme | Distribution Circuit | 8 | 25 | 20230825 | 2202198 | Sus | Y | EquipmentFailureInvolved¦Overhead¦ConductorOverhead¦Deteriorated
23-0109152 | Company Initiated | Personnel, company | Circuit Breaker | Normal | 2023 | Tier 2 - Extreme | Distribution Circuit | 8 | 25 | 20230825 | 2202208 | Sus | Y | CompanyInitiated¦Personnelcompany¦CircuitBreaker¦Normal
23-0109482 | 3rd Party | Vehicle | Pole-Wood | Broken | 2023 | Tier 2 - Elevated | Distribution Circuit | 8 | 27 | 20230827 | 2203066 | Sus | Y | 3rdParty¦Vehicle¦PoleWood¦Broken
23-0109495 | Animal | Squirrel | Fuse | Failed/Faulted | 2023 | Tier 2 - Elevated | Distribution Circuit | 8 | 27 | 20230827 | 2203258 | Sus | Y | Animal¦Squirrel¦Fuse¦FailedFaulted
23-0109499 | Unknown Cause | Patrol - found nothing |  |  | 2023 | Tier 2 - Elevated | Distribution Circuit | 8 | 27 | 20230827 | 2203264 | Sus | Y | UnknownCause¦Patrolfoundnothing¦¦
23-0109509 | Unknown Cause | Patrol - found nothing |  |  | 2023 | Tier 2 - Extreme | Distribution Circuit | 8 | 27 | 20230827 | 2203318 | Sus | Y | UnknownCause¦Patrolfoundnothing¦¦
23-0109591 | Equipment Failure/Involved | Overhead | Transformer (OH) | Failed/Faulted | 2023 | Tier 2 - Elevated | Distribution Circuit | 8 | 28 | 20230828 | 2203570 | Sus | Y | EquipmentFailureInvolved¦Overhead¦Transformer(OH)¦FailedFaulted
23-0109628 | Animal | Squirrel | Cutout, fuse holder | Broken | 2023 | Tier 2 - Elevated | Distribution Circuit | 8 | 28 | 20230828 | 2203683 | Sus | Y | Animal¦Squirrel¦Cutoutfuseholder¦Broken
23-0109753 | Vegetation | Tree - branch fell on line | Conductor, Overhead | Broken, wire on ground | 2023 | Tier 2 - Elevated | Distribution Circuit | 8 | 28 | 20230828 | 2203834 | Sus | Y | Vegetation¦Treebranchfellonline¦ConductorOverhead¦Brokenwireonground
23-0109778 | Equipment Failure/Involved | Overhead | Transformer (OH) | Broken | 2023 | Tier 2 - Elevated | Transformer only | 8 | 28 | 20230828 | 2203982 | Sus | Y | EquipmentFailureInvolved¦Overhead¦Transformer(OH)¦Broken
23-0109806 | Equipment Failure/Involved | Overhead | Pole-Wood | Broken | 2023 | Tier 2 - Extreme | Distribution Circuit | 8 | 28 | 20230828 | 2204158 | Sus | Y | EquipmentFailureInvolved¦Overhead¦PoleWood¦Broken
23-0109936 | Company Initiated | Personnel, company | Switch (OH) | Normal | 2023 | Tier 2 - Elevated | Distribution Circuit | 8 | 28 | 20230828 | 2204392 | Sus | Y | CompanyInitiated¦Personnelcompany¦Switch(OH)¦Normal
23-0109963 | 3rd Party | Vehicle | Pole-Wood | Broken | 2023 | Tier 2 - Elevated | Distribution Circuit | 8 | 28 | 20230828 | 2204487 | Sus | Y | 3rdParty¦Vehicle¦PoleWood¦Broken
23-0109981 | Vegetation | Tree - fell into line | Conductor, Overhead | Broken, wire on ground | 2023 | Tier 2 - Extreme | Distribution Circuit | 8 | 28 | 20230828 | 2204504 | Sus | Y | Vegetation¦Treefellintoline¦ConductorOverhead¦Brokenwireonground
23-0109991 | Equipment Failure/Involved | Overhead | Secondary | Broken | 2023 | Tier 2 - Elevated | Transformer only | 8 | 28 | 20230828 | 2204511 | Sus | Y | EquipmentFailureInvolved¦Overhead¦Secondary¦Broken
23-0103615 | Company Initiated | Operating error | Cutout, fuse holder | Normal | 2023 | Tier 2 - Extreme | Distribution Circuit | 8 | 31 | 20230831 | 2206564 | Sus | Y | CompanyInitiated¦Operatingerror¦Cutoutfuseholder¦Normal
23-0111577 | Vegetation | Tree - branch fell on line | Conductor, Overhead | Normal | 2023 | Tier 2 - Elevated | Distribution Circuit | 9 | 1 | 20230901 | 2207497 | Sus | Y | Vegetation¦Treebranchfellonline¦ConductorOverhead¦Normal
23-0111686 | Animal | Bird found | Conductor, Overhead | Normal | 2023 | Tier 2 - Elevated | Distribution Circuit | 9 | 1 | 20230901 | 2207606 | Sus | Y | Animal¦Birdfound¦ConductorOverhead¦Normal
23-0111931 | Equipment Failure/Involved | Overhead | Crossarm, Wood | Broken | 2023 | Tier 2 - Extreme | Distribution Circuit | 9 | 1 | 20230901 | 2207944 | Sus | Y | EquipmentFailureInvolved¦Overhead¦CrossarmWood¦Broken
23-0111973 | Equipment Failure/Involved | Overhead | Fuse | Failed/Faulted | 2023 | Tier 2 - Extreme | Transformer only | 9 | 1 | 20230901 | 2208025 | Sus | Y | EquipmentFailureInvolved¦Overhead¦Fuse¦FailedFaulted
23-0112098 | Unknown Cause | Patrol - found nothing |  |  | 2023 | Tier 2 - Elevated | Distribution Circuit | 9 | 2 | 20230902 | 2208598 | Sus | Y | UnknownCause¦Patrolfoundnothing¦¦
23-0112124 | Equipment Failure/Involved | Overhead | Woodpin | Broken | 2023 | Tier 2 - Extreme | Distribution Circuit | 9 | 2 | 20230902 | 2208740 | Sus | Y | EquipmentFailureInvolved¦Overhead¦Woodpin¦Broken
23-0112157 | 3rd Party | Tree - cutting, 3rd party | Conductor, Overhead | Broken, wire on ground | 2023 | Tier 2 - Elevated | Distribution Circuit | 9 | 2 | 20230902 | 2208817 | Sus | Y | 3rdParty¦Treecutting3rdparty¦ConductorOverhead¦Brokenwireonground
23-0112223 | Equipment Failure/Involved | Overhead | Secondary | Broken | 2023 | Tier 2 - Elevated | Transformer only | 9 | 2 | 20230902 | 2208935 | Sus | Y | EquipmentFailureInvolved¦Overhead¦Secondary¦Broken
23-0112203 | Animal | Squirrel | Regulator | Normal | 2023 | Tier 2 - Elevated | Distribution Circuit | 9 | 3 | 20230903 | 2208980 | Sus | Y | Animal¦Squirrel¦Regulator¦Normal
23-0112210 | Unknown Cause | Patrol - found nothing |  |  | 2023 | Tier 2 - Elevated | Distribution Circuit | 9 | 3 | 20230903 | 2209014 | Sus | Y | UnknownCause¦Patrolfoundnothing¦¦
23-0112354 | Unknown Cause | Patrol - found nothing |  |  | 2023 | Tier 2 - Elevated | Distribution Circuit | 9 | 4 | 20230904 | 2209468 | Sus | Y | UnknownCause¦Patrolfoundnothing¦¦
23-0112475 | Unknown Cause | Patrol - found nothing |  |  | 2023 | Tier 2 - Extreme | Distribution Circuit | 9 | 5 | 20230905 | 2209718 | Sus | Y | UnknownCause¦Patrolfoundnothing¦¦
23-0112532 | Equipment Failure/Involved | Overhead | Conductor, Overhead | Broken | 2023 | Tier 2 - Extreme | Distribution Circuit | 9 | 5 | 20230905 | 2210117 | Sus | Y | EquipmentFailureInvolved¦Overhead¦ConductorOverhead¦Broken
23-0113193 | Animal | Squirrel | Transformer (OH) | Normal | 2023 | Tier 2 - Extreme | Distribution Circuit | 9 | 6 | 20230906 | 2210971 | Sus | Y | Animal¦Squirrel¦Transformer(OH)¦Normal
23-0113184 | Unknown Cause | Patrol - found nothing |  |  | 2023 | Tier 2 - Elevated | Distribution Circuit | 9 | 6 | 20230906 | 2210981 | Sus | Y | UnknownCause¦Patrolfoundnothing¦¦
23-0113220 | Equipment Failure/Involved | Overhead | Transformer (OH) | Failed/Faulted | 2023 | Tier 2 - Extreme | Distribution Circuit | 9 | 6 | 20230906 | 2211003 | Sus | Y | EquipmentFailureInvolved¦Overhead¦Transformer(OH)¦FailedFaulted
23-0113473 | Animal | Squirrel | Conductor, Overhead | Normal | 2023 | Tier 2 - Elevated | Distribution Circuit | 9 | 7 | 20230907 | 2211404 | Sus | Y | Animal¦Squirrel¦ConductorOverhead¦Normal
23-0113485 | Company Initiated | Personnel, company | Recloser | Normal | 2023 | Tier 2 - Extreme | Distribution Circuit | 9 | 7 | 20230907 | 2211455 | Sus | Y | CompanyInitiated¦Personnelcompany¦Recloser¦Normal
23-0113461 | Equipment Failure/Involved | Overhead | Cutout, fuse holder | Broken | 2023 | Tier 2 - Elevated | Distribution Circuit | 9 | 7 | 20230907 | 2211611 | Sus | Y | EquipmentFailureInvolved¦Overhead¦Cutoutfuseholder¦Broken
23-0114223 | Company Initiated | Personnel, company | Conductor, Overhead | Normal | 2023 | Tier 2 - Elevated | Distribution Circuit | 9 | 8 | 20230908 | 2212540 | Sus | Y | CompanyInitiated¦Personnelcompany¦ConductorOverhead¦Normal
23-0114145 | Equipment Failure/Involved | Overhead | Crossarm, Wood | Broken | 2023 | Tier 2 - Elevated | Distribution Circuit | 9 | 8 | 20230908 | 2212740 | Sus | Y | EquipmentFailureInvolved¦Overhead¦CrossarmWood¦Broken
23-0114277 | Company Initiated | Personnel, company | Conductor, Overhead | Normal | 2023 | Tier 2 - Elevated | Distribution Circuit | 9 | 8 | 20230908 | 2212962 | Sus | Y | CompanyInitiated¦Personnelcompany¦ConductorOverhead¦Normal
23-0114496 | Equipment Failure/Involved | Overhead | Crossarm, Wood | Broken | 2023 | Tier 2 - Elevated | Distribution Circuit | 9 | 9 | 20230909 | 2213896 | Sus | Y | EquipmentFailureInvolved¦Overhead¦CrossarmWood¦Broken
23-0114763 | Unknown Cause | Patrol - found nothing |  |  | 2023 | Tier 2 - Elevated | Distribution Circuit | 9 | 11 | 20230911 | 2215049 | Sus | Y | UnknownCause¦Patrolfoundnothing¦¦
23-0114789 | 3rd Party | Fire, house or bldg. | Customer Equipment | Burned/flashed | 2023 | Tier 2 - Elevated | Distribution Circuit | 9 | 11 | 20230911 | 2215113 | Sus | Y | 3rdParty¦Firehouseorbldg¦CustomerEquipment¦Burnedflashed
23-0115209 | Company Initiated | Personnel, company | Conductor, Overhead | Normal | 2023 | Tier 2 - Extreme | Distribution Circuit | 9 | 11 | 20230911 | 2215882 | Sus | Y | CompanyInitiated¦Personnelcompany¦ConductorOverhead¦Normal
23-0115209 | Company Initiated | Personnel, company | Conductor, Overhead | Normal | 2023 | Tier 2 - Extreme | Distribution Circuit | 9 | 11 | 20230911 | 2215911 | Sus | Y | CompanyInitiated¦Personnelcompany¦ConductorOverhead¦Normal
23-0115321 | Unknown Cause | Patrol - found nothing |  |  | 2023 | Tier 2 - Extreme | Distribution Circuit | 9 | 12 | 20230912 | 2216202 | Sus | Y | UnknownCause¦Patrolfoundnothing¦¦
23-0115478 | Equipment Failure/Involved | Overhead | Conductor, Overhead | Bent or Twisted | 2023 | Tier 2 - Elevated | Distribution Circuit | 9 | 12 | 20230912 | 2216646 | Sus | Y | EquipmentFailureInvolved¦Overhead¦ConductorOverhead¦BentorTwisted
23-0115800 | Vegetation | Tree - fell into line | Conductor, Overhead | Broken, wire on ground | 2023 | Tier 2 - Extreme | Distribution Circuit | 9 | 12 | 20230912 | 2217161 | Sus | Y | Vegetation¦Treefellintoline¦ConductorOverhead¦Brokenwireonground
23-0116254 | Company Initiated | Personnel, company | Conductor, Overhead | Normal | 2023 | Tier 2 - Extreme | Distribution Circuit | 9 | 13 | 20230913 | 2218107 | Sus | Y | CompanyInitiated¦Personnelcompany¦ConductorOverhead¦Normal
23-0116254 | Company Initiated | Personnel, company | Conductor, Overhead | Normal | 2023 | Tier 2 - Extreme | Distribution Circuit | 9 | 13 | 20230913 | 2218171 | Sus | Y | CompanyInitiated¦Personnelcompany¦ConductorOverhead¦Normal
23-0116288 | Equipment Failure/Involved | Overhead | Conductor, Overhead | Broken | 2023 | Tier 2 - Extreme | Distribution Circuit | 9 | 13 | 20230913 | 2218208 | Sus | Y | EquipmentFailureInvolved¦Overhead¦ConductorOverhead¦Broken
23-0116387 | Equipment Failure/Involved | Overhead | Pole-Wood | Broken | 2023 | Tier 2 - Elevated | Distribution Circuit | 9 | 13 | 20230913 | 2218334 | Sus | Y | EquipmentFailureInvolved¦Overhead¦PoleWood¦Broken
23-0116548 | Vegetation | Tree - fell into line | Pole-Wood | Broken | 2023 | Tier 2 - Extreme | Distribution Circuit | 9 | 14 | 20230914 | 2218641 | Sus | Y | Vegetation¦Treefellintoline¦PoleWood¦Broken
23-0116482 | Equipment Failure/Involved | Overhead | Jumper | Bent or Twisted | 2023 | Tier 2 - Extreme | Distribution Circuit | 9 | 14 | 20230914 | 2218703 | Sus | Y | EquipmentFailureInvolved¦Overhead¦Jumper¦BentorTwisted
23-0116845 | Unknown Cause | Patrol - found nothing |  |  | 2023 | Tier 2 - Elevated | Distribution Circuit | 9 | 14 | 20230914 | 2219102 | Sus | Y | UnknownCause¦Patrolfoundnothing¦¦
23-0082035 | Company Initiated | Return Circuit Normal | Conductor, Overhead | Normal | 2023 | Tier 2 - Elevated | Distribution Circuit | 9 | 14 | 20230914 | 2219188 | Sus | Y | CompanyInitiated¦ReturnCircuitNormal¦ConductorOverhead¦Normal
23-0117463 | Company Initiated | Personnel, company | Conductor, Overhead | Normal | 2023 | Tier 2 - Extreme | Distribution Circuit | 9 | 16 | 20230916 | 2220653 | Sus | Y | CompanyInitiated¦Personnelcompany¦ConductorOverhead¦Normal
23-0117525 | Unknown Cause | Patrol - found nothing |  |  | 2023 | Tier 2 - Elevated | Distribution Circuit | 9 | 17 | 20230917 | 2220941 | Sus | Y | UnknownCause¦Patrolfoundnothing¦¦
23-0117559 | 3rd Party | Tree - cutting, 3rd party | Conductor, Overhead | Normal | 2023 | Tier 2 - Extreme | Distribution Circuit | 9 | 17 | 20230917 | 2221058 | Sus | Y | 3rdParty¦Treecutting3rdparty¦ConductorOverhead¦Normal
23-0117755 | 3rd Party | Tree - cutting, 3rd party | Conductor, Overhead | Broken, wire on ground | 2023 | Tier 2 - Elevated | Distribution Circuit | 9 | 18 | 20230918 | 2221553 | Sus | Y | 3rdParty¦Treecutting3rdparty¦ConductorOverhead¦Brokenwireonground
23-0094502 | Unknown Cause | Patrol - found nothing |  |  | 2023 | Tier 2 - Elevated | Distribution Circuit | 9 | 18 | 20230918 | 2221757 | Sus | Y | UnknownCause¦Patrolfoundnothing¦¦
23-0117994 | Animal | Bird found | Conductor, Overhead | Normal | 2023 | Tier 2 - Elevated | Distribution Circuit | 9 | 18 | 20230918 | 2221967 | Sus | Y | Animal¦Birdfound¦ConductorOverhead¦Normal
23-0118337 | 3rd Party | Tree - cutting, 3rd party | Conductor, Overhead | Normal | 2023 | Tier 2 - Elevated | Distribution Circuit | 9 | 19 | 20230919 | 2222625 | Sus | Y | 3rdParty¦Treecutting3rdparty¦ConductorOverhead¦Normal
23-0118382 | Equipment Failure/Involved | Overhead | Transformer (OH) | Failed/Faulted | 2023 | Tier 2 - Elevated | Transformer only | 9 | 19 | 20230919 | 2222632 | Sus | Y | EquipmentFailureInvolved¦Overhead¦Transformer(OH)¦FailedFaulted
23-0118711 | Unknown Cause | Patrol - found nothing |  |  | 2023 | Tier 2 - Elevated | Transformer only | 9 | 20 | 20230920 | 2223031 | Sus | Y | UnknownCause¦Patrolfoundnothing¦¦
23-0118616 | Company Initiated | Personnel, company | Conductor, Overhead | Normal | 2023 | Tier 2 - Elevated | Distribution Circuit | 9 | 20 | 20230920 | 2223093 | Sus | Y | CompanyInitiated¦Personnelcompany¦ConductorOverhead¦Normal
23-0118678 | Equipment Failure/Involved | Overhead | Conductor, Overhead | Deteriorated | 2023 | Tier 2 - Extreme | Distribution Circuit | 9 | 20 | 20230920 | 2223277 | Sus | Y | EquipmentFailureInvolved¦Overhead¦ConductorOverhead¦Deteriorated
23-0118941 | Equipment Failure/Involved | Overhead | Conductor, Overhead | Together | 2023 | Tier 2 - Elevated | Distribution Circuit | 9 | 20 | 20230920 | 2223587 | Sus | Y | EquipmentFailureInvolved¦Overhead¦ConductorOverhead¦Together
23-0119184 | 3rd Party | Tree - cutting, 3rd party | Conductor, Overhead | Normal | 2023 | Tier 2 - Extreme | Distribution Circuit | 9 | 21 | 20230921 | 2223968 | Sus | Y | 3rdParty¦Treecutting3rdparty¦ConductorOverhead¦Normal
23-0119405 | Animal | Bird found | Conductor, Overhead | Normal | 2023 | Tier 2 - Elevated | Distribution Circuit | 9 | 21 | 20230921 | 2224188 | Sus | Y | Animal¦Birdfound¦ConductorOverhead¦Normal
23-0119763 | Animal | Bird found | Fuse | Failed/Faulted | 2023 | Tier 2 - Elevated | Transformer only | 9 | 22 | 20230922 | 2224513 | Sus | Y | Animal¦Birdfound¦Fuse¦FailedFaulted
23-0119612 | Equipment Failure/Involved | Overhead | Transformer (OH) | Failed/Faulted | 2023 | Tier 2 - Elevated | Transformer only | 9 | 22 | 20230922 | 2224574 | Sus | Y | EquipmentFailureInvolved¦Overhead¦Transformer(OH)¦FailedFaulted
23-0119824 | Equipment Failure/Involved | Overhead | Transformer | Broken | 2023 | Tier 2 - Elevated | Transformer only | 9 | 22 | 20230922 | 2224854 | Sus | Y | EquipmentFailureInvolved¦Overhead¦Transformer¦Broken
23-0119929 | Vegetation | Tree - branch fell on line | Conductor, Overhead | Broken, wire on ground | 2023 | Tier 2 - Elevated | Distribution Circuit | 9 | 22 | 20230922 | 2225004 | Sus | Y | Vegetation¦Treebranchfellonline¦ConductorOverhead¦Brokenwireonground
23-0119944 | Animal | Bird found | Conductor, Overhead | Normal | 2023 | Tier 2 - Elevated | Distribution Circuit | 9 | 22 | 20230922 | 2225029 | Sus | Y | Animal¦Birdfound¦ConductorOverhead¦Normal
23-0119994 | Unknown Cause | Patrol - found nothing |  |  | 2023 | Tier 2 - Elevated | Distribution Circuit | 9 | 23 | 20230923 | 2225208 | Sus | Y | UnknownCause¦Patrolfoundnothing¦¦
23-0120168 | Equipment Failure/Involved | Overhead | Fuse | Failed/Faulted | 2023 | Tier 2 - Elevated | Distribution Circuit | 9 | 24 | 20230924 | 2225973 | Sus | Y | EquipmentFailureInvolved¦Overhead¦Fuse¦FailedFaulted
23-0120188 | 3rd Party | Vehicle | Pole-Wood | Broken | 2023 | Tier 2 - Extreme | Distribution Circuit | 9 | 24 | 20230924 | 2226023 | Sus | Y | 3rdParty¦Vehicle¦PoleWood¦Broken
23-0120384 | 3rd Party | Other | Jumper | Broken | 2023 | Tier 2 - Extreme | Transformer only | 9 | 25 | 20230925 | 2226465 | Sus | Y | 3rdParty¦Other¦Jumper¦Broken
23-0120394 | Equipment Failure/Involved | Overhead | Insulator | Broken | 2023 | Tier 2 - Elevated | Transformer only | 9 | 25 | 20230925 | 2226547 | Sus | Y | EquipmentFailureInvolved¦Overhead¦Insulator¦Broken
23-0120418 | Equipment Failure/Involved | Overhead | Other | Broken | 2023 | Tier 2 - Elevated | Distribution Circuit | 9 | 25 | 20230925 | 2226601 | Sus | Y | EquipmentFailureInvolved¦Overhead¦Other¦Broken
23-0120515 | 3rd Party | Customer Equipment | Conductor, Underground | Deteriorated | 2023 | Tier 2 - Elevated | Distribution Circuit | 9 | 25 | 20230925 | 2226764 | Sus | Y | 3rdParty¦CustomerEquipment¦ConductorUnderground¦Deteriorated
23-0120583 | Equipment Failure/Involved | Overhead | Pole-Wood | Deteriorated | 2023 | Tier 2 - Elevated | Distribution Circuit | 9 | 25 | 20230925 | 2226882 | Sus | Y | EquipmentFailureInvolved¦Overhead¦PoleWood¦Deteriorated
23-0120678 | Equipment Failure/Involved | Overhead | Fuse | Arcing | 2023 | Tier 2 - Elevated | Distribution Circuit | 9 | 25 | 20230925 | 2227027 | Sus | Y | EquipmentFailureInvolved¦Overhead¦Fuse¦Arcing
23-0120768 | Animal | Squirrel | Transformer (OH) | Normal | 2023 | Tier 2 - Elevated | Distribution Circuit | 9 | 26 | 20230926 | 2227257 | Sus | Y | Animal¦Squirrel¦Transformer(OH)¦Normal
23-0120785 | 3rd Party | Contact with High Voltage, 3rd party | Conductor, Overhead | Normal | 2023 | Tier 2 - Extreme | Distribution Circuit | 9 | 26 | 20230926 | 2227370 | Sus | Y | 3rdParty¦ContactwithHighVoltage3rdparty¦ConductorOverhead¦Normal
23-0120986 | Equipment Failure/Involved | Overhead | Fuse | Broken | 2023 | Tier 2 - Extreme | Distribution Circuit | 9 | 26 | 20230926 | 2227592 | Sus | Y | EquipmentFailureInvolved¦Overhead¦Fuse¦Broken
23-0120989 | Equipment Failure/Involved | Overhead | Connector or Splice (OH) | Burned Open | 2023 | Tier 2 - Elevated | Transformer only | 9 | 26 | 20230926 | 2227546 | Sus | Y | EquipmentFailureInvolved¦Overhead¦ConnectororSplice(OH)¦BurnedOpen
23-0120965 | Equipment Failure/Involved | Overhead | Woodpin | Broken | 2023 | Tier 2 - Elevated | Distribution Circuit | 9 | 26 | 20230926 | 2227649 | Sus | Y | EquipmentFailureInvolved¦Overhead¦Woodpin¦Broken
23-0121136 | Equipment Failure/Involved | Overhead | Transformer (OH) | Failed/Faulted | 2023 | Tier 2 - Elevated | Transformer only | 9 | 26 | 20230926 | 2227815 | Sus | Y | EquipmentFailureInvolved¦Overhead¦Transformer(OH)¦FailedFaulted
23-0121243 | Equipment Failure/Involved | Overhead | Transformer (OH) | Broken | 2023 | Tier 2 - Extreme | Transformer only | 9 | 27 | 20230927 | 2228125 | Sus | Y | EquipmentFailureInvolved¦Overhead¦Transformer(OH)¦Broken
23-0121344 | Equipment Failure/Involved | Overhead | Pole-Wood | Broken | 2023 | Tier 2 - Elevated | Distribution Circuit | 9 | 27 | 20230927 | 2228310 | Sus | Y | EquipmentFailureInvolved¦Overhead¦PoleWood¦Broken
23-0121389 | Animal | Squirrel | Cutout, fuse holder | Broken | 2023 | Tier 2 - Elevated | Distribution Circuit | 9 | 27 | 20230927 | 2228356 | Sus | Y | Animal¦Squirrel¦Cutoutfuseholder¦Broken
23-0121376 | Equipment Failure/Involved | Overhead | Cutout, fuse holder | Broken | 2023 | Tier 2 - Elevated | Transformer only | 9 | 27 | 20230927 | 2228414 | Sus | Y | EquipmentFailureInvolved¦Overhead¦Cutoutfuseholder¦Broken
23-0121394 | Equipment Failure/Involved | Overhead | Pole-Wood | Broken | 2023 | Tier 2 - Elevated | Transformer only | 9 | 27 | 20230927 | 2228456 | Sus | Y | EquipmentFailureInvolved¦Overhead¦PoleWood¦Broken
23-0121525 | Equipment Failure/Involved | Overhead | Crossarm, Wood | Broken | 2023 | Tier 2 - Elevated | Distribution Circuit | 9 | 27 | 20230927 | 2228615 | Sus | Y | EquipmentFailureInvolved¦Overhead¦CrossarmWood¦Broken
23-0121708 | Equipment Failure/Involved | Overhead | Bushing | Broken | 2023 | Tier 2 - Elevated | Distribution Circuit | 9 | 27 | 20230927 | 2228781 | Sus | Y | EquipmentFailureInvolved¦Overhead¦Bushing¦Broken
23-0121927 | Equipment Failure/Involved | Overhead | Pole-Wood | Broken | 2023 | Tier 2 - Elevated | Distribution Circuit | 9 | 28 | 20230928 | 2229283 | Sus | Y | EquipmentFailureInvolved¦Overhead¦PoleWood¦Broken
23-0121923 | Equipment Failure/Involved | Overhead | Pole-Wood | Broken | 2023 | Tier 2 - Elevated | Distribution Circuit | 9 | 28 | 20230928 | 2229265 | Sus | Y | EquipmentFailureInvolved¦Overhead¦PoleWood¦Broken
23-0122201 | 3rd Party | Vehicle | Anchor or Guy | Normal | 2023 | Tier 2 - Extreme | Transformer only | 9 | 28 | 20230928 | 2229452 | Sus | Y | 3rdParty¦Vehicle¦AnchororGuy¦Normal
23-0122312 | Unknown Cause | Patrol - found nothing |  |  | 2023 | Tier 2 - Extreme | Distribution Circuit | 9 | 28 | 20230928 | 2229894 | Sus | Y | UnknownCause¦Patrolfoundnothing¦¦
23-0122525 | Company Initiated | Personnel, company | Conductor, Overhead | Normal | 2023 | Tier 2 - Elevated | Distribution Circuit | 9 | 29 | 20230929 | 2230320 | Sus | Y | CompanyInitiated¦Personnelcompany¦ConductorOverhead¦Normal
23-0122626 | Equipment Failure/Involved | Overhead | Pole-Wood | Broken | 2023 | Tier 2 - Extreme | Distribution Circuit | 9 | 29 | 20230929 | 2230488 | Sus | Y | EquipmentFailureInvolved¦Overhead¦PoleWood¦Broken
23-0123041 | Vegetation | Tree - fell into line | Service conductor | Broken | 2023 | Tier 2 - Elevated | Transformer only | 9 | 30 | 20230930 | 2231913 | Sus | Y | Vegetation¦Treefellintoline¦Serviceconductor¦Broken
23-0123057 | Equipment Failure/Involved | Underground | Transformer (UG) | Failed/Faulted | 2023 | Tier 2 - Extreme | Distribution Circuit | 9 | 30 | 20230930 | 2231962 | Sus | Y | EquipmentFailureInvolved¦Underground¦Transformer(UG)¦FailedFaulted
23-0123100 | Unknown Cause | Patrol - found nothing |  |  | 2023 | Tier 2 - Elevated | Distribution Circuit | 10 | 1 | 20231001 | 2232165 | Sus | Y | UnknownCause¦Patrolfoundnothing¦¦
23-0123139 | Equipment Failure/Involved | Substation | Relay | Malfunctioning | 2023 | Tier 2 - Extreme | Distribution Circuit | 10 | 1 | 20231001 | 2232280 | Sus | Y | EquipmentFailureInvolved¦Substation¦Relay¦Malfunctioning
23-0123271 | Unknown Cause | Patrol - found nothing |  |  | 2023 | Tier 2 - Extreme | Distribution Circuit | 10 | 2 | 20231002 | 2232709 | Sus | Y | UnknownCause¦Patrolfoundnothing¦¦
23-0123473 | Unknown Cause | Patrol - found nothing |  |  | 2023 | Tier 2 - Elevated | Transformer only | 10 | 2 | 20231002 | 2232740 | Sus | Y | UnknownCause¦Patrolfoundnothing¦¦
23-0123506 | Equipment Failure/Involved | Overhead | Jumper | Deteriorated | 2023 | Tier 2 - Elevated | Distribution Circuit | 10 | 2 | 20231002 | 2233088 | Sus | Y | EquipmentFailureInvolved¦Overhead¦Jumper¦Deteriorated
23-0123599 | Equipment Failure/Involved | Overhead | Pole-Wood | Deteriorated | 2023 | Tier 2 - Elevated | Transformer only | 10 | 2 | 20231002 | 2233307 | Sus | Y | EquipmentFailureInvolved¦Overhead¦PoleWood¦Deteriorated
23-0123790 | Equipment Failure/Involved | Overhead | Pole-Wood | Deteriorated | 2023 | Tier 2 - Elevated | Distribution Circuit | 10 | 3 | 20231003 | 2233707 | Sus | Y | EquipmentFailureInvolved¦Overhead¦PoleWood¦Deteriorated
23-0123836 | Unknown Cause | Patrol - found nothing |  |  | 2023 | Tier 2 - Extreme | Distribution Circuit | 10 | 3 | 20231003 | 2233770 | Sus | Y | UnknownCause¦Patrolfoundnothing¦¦
23-0123751 | Equipment Failure/Involved | Overhead | Pole-Wood | Deteriorated | 2023 | Tier 2 - Elevated | Distribution Circuit | 10 | 3 | 20231003 | 2234126 | Sus | Y | EquipmentFailureInvolved¦Overhead¦PoleWood¦Deteriorated
23-0124121 | Equipment Failure/Involved | Overhead | Cutout, fuse holder | Broken | 2023 | Tier 2 - Extreme | Transformer only | 10 | 4 | 20231004 | 2234145 | Sus | Y | EquipmentFailureInvolved¦Overhead¦Cutoutfuseholder¦Broken
23-0124213 | Vegetation | Tree - fell into line | Conductor, Overhead | Normal | 2023 | Tier 2 - Elevated | Distribution Circuit | 10 | 4 | 20231004 | 2234568 | Sus | Y | Vegetation¦Treefellintoline¦ConductorOverhead¦Normal
23-0124640 | Unknown Cause | Patrol - found nothing |  |  | 2023 | Tier 2 - Elevated | Distribution Circuit | 10 | 4 | 20231004 | 2235015 | Sus | Y | UnknownCause¦Patrolfoundnothing¦¦
23-0124797 | Animal | Other | Conductor, Overhead | Normal | 2023 | Tier 2 - Elevated | Distribution Circuit | 10 | 5 | 20231005 | 2235301 | Sus | Y | Animal¦Other¦ConductorOverhead¦Normal
23-0124903 | 3rd Party | Tree - cutting, 3rd party | Conductor, Overhead | Broken, wire on ground | 2023 | Tier 2 - Elevated | Distribution Circuit | 10 | 5 | 20231005 | 2235608 | Sus | Y | 3rdParty¦Treecutting3rdparty¦ConductorOverhead¦Brokenwireonground
23-0124931 | Equipment Failure/Involved | Overhead | Pole-Wood | Deteriorated | 2023 | Tier 2 - Elevated | Distribution Circuit | 10 | 5 | 20231005 | 2235758 | Sus | Y | EquipmentFailureInvolved¦Overhead¦PoleWood¦Deteriorated
23-0125091 | Vegetation | Tree - fell into line | Conductor, Overhead | Broken | 2023 | Tier 2 - Extreme | Transformer only | 10 | 5 | 20231005 | 2235814 | Sus | Y | Vegetation¦Treefellintoline¦ConductorOverhead¦Broken
23-0125082 | 3rd Party | Tree - cutting, 3rd party | Conductor, Overhead | Normal | 2023 | Tier 2 - Elevated | Distribution Circuit | 10 | 5 | 20231005 | 2235960 | Sus | Y | 3rdParty¦Treecutting3rdparty¦ConductorOverhead¦Normal
23-0125665 | Unknown Cause | Patrol - found nothing |  |  | 2023 | Tier 2 - Elevated | Distribution Circuit | 10 | 7 | 20231007 | 2237285 | Sus | Y | UnknownCause¦Patrolfoundnothing¦¦
23-0125673 | Company Initiated | Personnel, company | Conductor, Overhead | Normal | 2023 | Tier 2 - Elevated | Distribution Circuit | 10 | 7 | 20231007 | 2237296 | Sus | Y | CompanyInitiated¦Personnelcompany¦ConductorOverhead¦Normal
23-0125784 | Unknown Cause | Patrol - found nothing |  |  | 2023 | Tier 2 - Extreme | Distribution Circuit | 10 | 7 | 20231007 | 2237866 | Sus | Y | UnknownCause¦Patrolfoundnothing¦¦
23-0125838 | Unknown Cause | Patrol - found nothing |  |  | 2023 | Tier 2 - Elevated | Distribution Circuit | 10 | 8 | 20231008 | 2238130 | Sus | Y | UnknownCause¦Patrolfoundnothing¦¦
23-0125855 | Animal | Bird found | Transformer (OH) | Failed/Faulted | 2023 | Tier 2 - Elevated | Distribution Circuit | 10 | 8 | 20231008 | 2238178 | Sus | Y | Animal¦Birdfound¦Transformer(OH)¦FailedFaulted
23-0125947 | Equipment Failure/Involved | Overhead | Pole-Wood | Broken | 2023 | Tier 2 - Elevated | Distribution Circuit | 10 | 9 | 20231009 | 2238650 | Sus | Y | EquipmentFailureInvolved¦Overhead¦PoleWood¦Broken
23-0125935 | Equipment Failure/Involved | Overhead | Pole-Wood | Deteriorated | 2023 | Tier 2 - Elevated | Distribution Circuit | 10 | 9 | 20231009 | 2238869 | Sus | Y | EquipmentFailureInvolved¦Overhead¦PoleWood¦Deteriorated
23-0126225 | Equipment Failure/Involved | Overhead | Jumper | Burned Open | 2023 | Tier 2 - Extreme | Distribution Circuit | 10 | 9 | 20231009 | 2239112 | Sus | Y | EquipmentFailureInvolved¦Overhead¦Jumper¦BurnedOpen
23-0126164 | Unknown Cause | Patrol - found nothing |  |  | 2023 | Tier 2 - Elevated | Distribution Circuit | 10 | 9 | 20231009 | 2239159 | Sus | Y | UnknownCause¦Patrolfoundnothing¦¦
23-0126256 | Company Initiated | Personnel, company | Conductor, Overhead | Normal | 2023 | Tier 2 - Elevated | Distribution Circuit | 10 | 9 | 20231009 | 2239348 | Sus | Y | CompanyInitiated¦Personnelcompany¦ConductorOverhead¦Normal
23-0126662 | Vegetation | Tree - branch fell on line | Conductor, Overhead | Normal | 2023 | Tier 2 - Extreme | Distribution Circuit | 10 | 10 | 20231010 | 2240027 | Sus | Y | Vegetation¦Treebranchfellonline¦ConductorOverhead¦Normal
23-0126874 | Equipment Failure/Involved | Overhead | Crossarm, Wood | Broken | 2023 | Tier 2 - Elevated | Distribution Circuit | 10 | 11 | 20231011 | 2240448 | Sus | Y | EquipmentFailureInvolved¦Overhead¦CrossarmWood¦Broken
23-0127221 | Unknown Cause | Patrol - found nothing |  |  | 2023 | Tier 2 - Elevated | Transformer only | 10 | 11 | 20231011 | 2241204 | Sus | Y | UnknownCause¦Patrolfoundnothing¦¦
23-0127377 | Equipment Failure/Involved | Overhead | Pole-Wood | Broken | 2023 | Tier 2 - Elevated | Distribution Circuit | 10 | 12 | 20231012 | 2241555 | Sus | Y | EquipmentFailureInvolved¦Overhead¦PoleWood¦Broken
23-0127620 | Company Initiated | Personnel, company | Recloser | Normal | 2023 | Tier 2 - Elevated | Distribution Circuit | 10 | 12 | 20231012 | 2241975 | Sus | Y | CompanyInitiated¦Personnelcompany¦Recloser¦Normal
23-0126828 | 3rd Party | Other | Conductor, Overhead | Normal | 2023 | Tier 2 - Elevated | Distribution Circuit | 10 | 13 | 20231013 | 2242362 | Sus | Y | 3rdParty¦Other¦ConductorOverhead¦Normal
23-0128091 | 3rd Party | Tree - cutting, 3rd party | Conductor, Overhead | Normal | 2023 | Tier 2 - Extreme | Distribution Circuit | 10 | 13 | 20231013 | 2242764 | Sus | Y | 3rdParty¦Treecutting3rdparty¦ConductorOverhead¦Normal
23-0128195 | Equipment Failure/Involved | Overhead | Conductor, Overhead | Normal | 2023 | Tier 2 - Elevated | Distribution Circuit | 10 | 13 | 20231013 | 2242985 | Sus | Y | EquipmentFailureInvolved¦Overhead¦ConductorOverhead¦Normal
23-0128380 | Unknown Cause | Patrol - found nothing |  |  | 2023 | Tier 2 - Elevated | Distribution Circuit | 10 | 15 | 20231015 | 2243613 | Sus | Y | UnknownCause¦Patrolfoundnothing¦¦
23-0128423 | Vegetation | Tree - branch fell on line | Conductor, Overhead | Normal | 2023 | Tier 2 - Extreme | Distribution Circuit | 10 | 15 | 20231015 | 2243803 | Sus | Y | Vegetation¦Treebranchfellonline¦ConductorOverhead¦Normal
23-0128423 | Vegetation | Tree - fell into line | Conductor, Overhead | Normal | 2023 | Tier 2 - Extreme | Distribution Circuit | 10 | 15 | 20231015 | 2243851 | Sus | Y | Vegetation¦Treefellintoline¦ConductorOverhead¦Normal
23-0128457 | Unknown Cause | Patrol - found nothing |  |  | 2023 | Tier 2 - Elevated | Distribution Circuit | 10 | 15 | 20231015 | 2243940 | Sus | Y | UnknownCause¦Patrolfoundnothing¦¦
23-0128575 | Vegetation | Tree - cutting, PG&E contractor | Conductor, Overhead | Normal | 2023 | Tier 2 - Extreme | Distribution Circuit | 10 | 16 | 20231016 | 2244288 | Sus | Y | Vegetation¦TreecuttingPG&Econtractor¦ConductorOverhead¦Normal
23-0128578 | Animal | Squirrel | Conductor, Overhead | Normal | 2023 | Tier 2 - Extreme | Distribution Circuit | 10 | 16 | 20231016 | 2244321 | Sus | Y | Animal¦Squirrel¦ConductorOverhead¦Normal
23-0128862 | 3rd Party | Other | Secondary | Normal | 2023 | Tier 2 - Elevated | Distribution Circuit | 10 | 16 | 20231016 | 2244751 | Sus | Y | 3rdParty¦Other¦Secondary¦Normal
23-0128896 | Unknown Cause | Patrol - found nothing |  |  | 2023 | Tier 2 - Elevated | Distribution Circuit | 10 | 16 | 20231016 | 2244852 | Sus | Y | UnknownCause¦Patrolfoundnothing¦¦
23-0129124 | Animal | Squirrel | Conductor, Overhead | Normal | 2023 | Tier 2 - Elevated | Distribution Circuit | 10 | 17 | 20231017 | 2245242 | Sus | Y | Animal¦Squirrel¦ConductorOverhead¦Normal
23-0129181 | Equipment Failure/Involved | Overhead | Crossarm, Wood | Broken | 2023 | Tier 2 - Extreme | Distribution Circuit | 10 | 17 | 20231017 | 2245399 | Sus | Y | EquipmentFailureInvolved¦Overhead¦CrossarmWood¦Broken
23-0129378 | Equipment Failure/Involved | Underground | Transformer (UG) | Leaking | 2023 | Tier 2 - Extreme | Distribution Circuit | 10 | 17 | 20231017 | 2245753 | Sus | Y | EquipmentFailureInvolved¦Underground¦Transformer(UG)¦Leaking
23-0129416 | Unknown Cause | Patrol - found nothing |  |  | 2023 | Tier 2 - Elevated | Distribution Circuit | 10 | 18 | 20231018 | 2245818 | Sus | Y | UnknownCause¦Patrolfoundnothing¦¦
23-0129488 | Company Initiated | Construction Activity/equip, company | Pole-Wood | Normal | 2023 | Tier 2 - Elevated | Distribution Circuit | 10 | 18 | 20231018 | 2245961 | Sus | Y | CompanyInitiated¦ConstructionActivityequipcompany¦PoleWood¦Normal
23-0130000 | Animal | Bird found | Conductor, Overhead | Normal | 2023 | Tier 2 - Extreme | Distribution Circuit | 10 | 19 | 20231019 | 2246676 | Sus | Y | Animal¦Birdfound¦ConductorOverhead¦Normal
23-0130178 | Equipment Failure/Involved | Overhead | Pole-Wood | Deteriorated | 2023 | Tier 2 - Elevated | Distribution Circuit | 10 | 19 | 20231019 | 2246778 | Sus | Y | EquipmentFailureInvolved¦Overhead¦PoleWood¦Deteriorated
23-0130864 | Equipment Failure/Involved | Overhead | Pole-Wood | Broken | 2023 | Tier 2 - Elevated | Distribution Circuit | 10 | 21 | 20231021 | 2248062 | Sus | Y | EquipmentFailureInvolved¦Overhead¦PoleWood¦Broken
23-0130912 | Company Initiated | Return Circuit Normal | Transformer | Broken | 2023 | Tier 2 - Elevated | Transformer only | 10 | 21 | 20231021 | 2248257 | Sus | Y | CompanyInitiated¦ReturnCircuitNormal¦Transformer¦Broken
23-0130917 | 3rd Party | Tree - cutting, 3rd party | Conductor, Overhead | Normal | 2023 | Tier 2 - Extreme | Distribution Circuit | 10 | 21 | 20231021 | 2248324 | Sus | Y | 3rdParty¦Treecutting3rdparty¦ConductorOverhead¦Normal
23-0131059 | Unknown Cause | Patrol - not conducted |  |  | 2023 | Tier 2 - Elevated | Distribution Circuit | 10 | 22 | 20231022 | 2249042 | Sus | Y | UnknownCause¦Patrolnotconducted¦¦
23-0131082 | Unknown Cause | Patrol - not conducted |  |  | 2023 | Tier 2 - Extreme | Distribution Circuit | 10 | 22 | 20231022 | 2249214 | Sus | Y | UnknownCause¦Patrolnotconducted¦¦
23-0131121 | Equipment Failure/Involved | Overhead | Pothead(Riser Termination) | Broken | 2023 | Tier 2 - Extreme | Distribution Circuit | 10 | 22 | 20231022 | 2249361 | Sus | Y | EquipmentFailureInvolved¦Overhead¦Pothead(RiserTermination)¦Broken
23-0131202 | Equipment Failure/Involved | Overhead | Transformer (OH) | Failed/Faulted | 2023 | Tier 2 - Elevated | Transformer only | 10 | 23 | 20231023 | 2249491 | Sus | Y | EquipmentFailureInvolved¦Overhead¦Transformer(OH)¦FailedFaulted
23-0131170 | Equipment Failure/Involved | Overhead | Insulator | Arcing | 2023 | Tier 2 - Extreme | Distribution Circuit | 10 | 23 | 20231023 | 2249446 | Sus | Y | EquipmentFailureInvolved¦Overhead¦Insulator¦Arcing
23-0131602 | Unknown Cause | Patrol - found nothing |  |  | 2023 | Tier 2 - Elevated | Distribution Circuit | 10 | 23 | 20231023 | 2250224 | Sus | Y | UnknownCause¦Patrolfoundnothing¦¦
23-0131727 | Unknown Cause | Patrol - found nothing |  |  | 2023 | Tier 2 - Elevated | Distribution Circuit | 10 | 24 | 20231024 | 2250607 | Sus | Y | UnknownCause¦Patrolfoundnothing¦¦
23-0131812 | Equipment Failure/Involved | Overhead | Crossarm, Wood | Broken | 2023 | Tier 2 - Elevated | Distribution Circuit | 10 | 24 | 20231024 | 2250719 | Sus | Y | EquipmentFailureInvolved¦Overhead¦CrossarmWood¦Broken
23-0131938 | Animal | Bird found | Conductor, Overhead | Normal | 2023 | Tier 2 - Elevated | Distribution Circuit | 10 | 24 | 20231024 | 2250815 | Sus | Y | Animal¦Birdfound¦ConductorOverhead¦Normal
23-0132047 | Environmental/External | Lightning | Transformer | Failed/Faulted | 2023 | Tier 2 - Extreme | Transformer only | 10 | 24 | 20231024 | 2250933 | Sus | Y | EnvironmentalExternal¦Lightning¦Transformer¦FailedFaulted
23-0132433 | Company Initiated | Personnel, company | Conductor, Overhead | Normal | 2023 | Tier 2 - Extreme | Distribution Circuit | 10 | 25 | 20231025 | 2251677 | Sus | Y | CompanyInitiated¦Personnelcompany¦ConductorOverhead¦Normal
23-0132443 | Unknown Cause | Patrol - found nothing |  |  | 2023 | Tier 2 - Elevated | Distribution Circuit | 10 | 25 | 20231025 | 2251701 | Sus | Y | UnknownCause¦Patrolfoundnothing¦¦
23-0132553 | Unknown Cause | Patrol - found nothing |  |  | 2023 | Tier 2 - Extreme | Distribution Circuit | 10 | 25 | 20231025 | 2251735 | Sus | Y | UnknownCause¦Patrolfoundnothing¦¦
23-0132918 | 3rd Party | Vehicle | Pole-Wood | Broken | 2023 | Tier 2 - Elevated | Transformer only | 10 | 26 | 20231026 | 2252456 | Sus | Y | 3rdParty¦Vehicle¦PoleWood¦Broken
23-0133136 | Animal | Bird found | Transformer (OH) | Normal | 2023 | Tier 2 - Elevated | Distribution Circuit | 10 | 27 | 20231027 | 2253110 | Sus | Y | Animal¦Birdfound¦Transformer(OH)¦Normal
23-0133185 | Unknown Cause | Patrol - found nothing |  |  | 2023 | Tier 2 - Elevated | Distribution Circuit | 10 | 27 | 20231027 | 2253245 | Sus | Y | UnknownCause¦Patrolfoundnothing¦¦
23-0133354 | 3rd Party | Other | Conductor, Overhead | Normal | 2023 | Tier 2 - Elevated | Distribution Circuit | 10 | 27 | 20231027 | 2253490 | Sus | Y | 3rdParty¦Other¦ConductorOverhead¦Normal
23-0133481 | Equipment Failure/Involved | Overhead | Pole-Wood | Deteriorated | 2023 | Tier 2 - Elevated | Distribution Circuit | 10 | 28 | 20231028 | 2253981 | Sus | Y | EquipmentFailureInvolved¦Overhead¦PoleWood¦Deteriorated
23-0133558 | Equipment Failure/Involved | Overhead | Conductor, Overhead | Broken | 2023 | Tier 2 - Extreme | Transformer only | 10 | 28 | 20231028 | 2254228 | Sus | Y | EquipmentFailureInvolved¦Overhead¦ConductorOverhead¦Broken
23-0133668 | Unknown Cause | Patrol - found nothing |  |  | 2023 | Tier 2 - Elevated | Distribution Circuit | 10 | 29 | 20231029 | 2254710 | Sus | Y | UnknownCause¦Patrolfoundnothing¦¦
23-0133679 | Animal | Squirrel | Insulator | Burned/flashed | 2023 | Tier 2 - Extreme | Distribution Circuit | 10 | 29 | 20231029 | 2254799 | Sus | Y | Animal¦Squirrel¦Insulator¦Burnedflashed
23-0133740 | Unknown Cause | Patrol - found nothing |  |  | 2023 | Tier 2 - Extreme | Distribution Circuit | 10 | 29 | 20231029 | 2255114 | Sus | Y | UnknownCause¦Patrolfoundnothing¦¦
23-0133763 | Unknown Cause | Patrol - found nothing |  |  | 2023 | Tier 2 - Extreme | Distribution Circuit | 10 | 29 | 20231029 | 2255180 | Sus | Y | UnknownCause¦Patrolfoundnothing¦¦
23-0133774 | Unknown Cause | Patrol - found nothing |  |  | 2023 | Tier 2 - Extreme | Distribution Circuit | 10 | 30 | 20231030 | 2255198 | Sus | Y | UnknownCause¦Patrolfoundnothing¦¦
23-0133842 | Unknown Cause | Patrol - found nothing |  |  | 2023 | Tier 2 - Elevated | Distribution Circuit | 10 | 30 | 20231030 | 2255390 | Sus | Y | UnknownCause¦Patrolfoundnothing¦¦
23-0133980 | Unknown Cause | Patrol - found nothing |  |  | 2023 | Tier 2 - Extreme | Transformer only | 10 | 30 | 20231030 | 2255365 | Sus | Y | UnknownCause¦Patrolfoundnothing¦¦
23-0134419 | Company Initiated | Coordination failure | Recloser | Normal | 2023 | Tier 2 - Elevated | Distribution Circuit | 10 | 31 | 20231031 | 2256881 | Sus | Y | CompanyInitiated¦Coordinationfailure¦Recloser¦Normal
23-0134490 | Animal | Squirrel | Pothead(Riser Termination) | Burned/flashed | 2023 | Tier 2 - Extreme | Distribution Circuit | 11 | 1 | 20231101 | 2257016 | Sus | Y | Animal¦Squirrel¦Pothead(RiserTermination)¦Burnedflashed
23-0134491 | Animal | Squirrel | Pothead(Riser Termination) | Normal | 2023 | Tier 2 - Elevated | Distribution Circuit | 11 | 1 | 20231101 | 2257019 | Sus | Y | Animal¦Squirrel¦Pothead(RiserTermination)¦Normal
23-0134581 | Unknown Cause | Patrol - found nothing |  |  | 2023 | Tier 2 - Elevated | Distribution Circuit | 11 | 1 | 20231101 | 2257224 | Sus | Y | UnknownCause¦Patrolfoundnothing¦¦
23-0134964 | 3rd Party | Vehicle | Crossarm, Wood | Broken | 2023 | Tier 2 - Elevated | Distribution Circuit | 11 | 1 | 20231101 | 2257892 | Sus | Y | 3rdParty¦Vehicle¦CrossarmWood¦Broken
23-0134965 | Equipment Failure/Involved | Underground | Elbow | Broken | 2023 | Tier 2 - Extreme | Distribution Circuit | 11 | 2 | 20231102 | 2257937 | Sus | Y | EquipmentFailureInvolved¦Underground¦Elbow¦Broken
23-0134969 | Equipment Failure/Involved | Underground | Elbow | Failed/Faulted | 2023 | Tier 2 - Extreme | Distribution Circuit | 11 | 2 | 20231102 | 2258333 | Sus | Y | EquipmentFailureInvolved¦Underground¦Elbow¦FailedFaulted
23-0135317 | Unknown Cause | Patrol - found nothing |  |  | 2023 | Tier 2 - Extreme | Distribution Circuit | 11 | 2 | 20231102 | 2258441 | Sus | Y | UnknownCause¦Patrolfoundnothing¦¦
23-0056420 | Company Initiated | Return Circuit Normal | Other | Normal | 2023 | Tier 2 - Elevated | Distribution Circuit | 11 | 2 | 20231102 | 2258659 | Sus | Y | CompanyInitiated¦ReturnCircuitNormal¦Other¦Normal
23-0135468 | Equipment Failure/Involved | Overhead | Pole-Wood | Broken | 2023 | Tier 2 - Elevated | Distribution Circuit | 11 | 3 | 20231103 | 2258811 | Sus | Y | EquipmentFailureInvolved¦Overhead¦PoleWood¦Broken
23-0135626 | Company Initiated | Personnel, company | Recloser | Normal | 2023 | Tier 2 - Elevated | Distribution Circuit | 11 | 3 | 20231103 | 2259157 | Sus | Y | CompanyInitiated¦Personnelcompany¦Recloser¦Normal
23-0135648 | Company Initiated | Personnel, company | Conductor, Overhead | Normal | 2023 | Tier 2 - Extreme | Distribution Circuit | 11 | 3 | 20231103 | 2259200 | Sus | Y | CompanyInitiated¦Personnelcompany¦ConductorOverhead¦Normal
23-0135753 | 3rd Party | Other | Conductor, Overhead | Normal | 2023 | Tier 2 - Elevated | Distribution Circuit | 11 | 3 | 20231103 | 2259413 | Sus | Y | 3rdParty¦Other¦ConductorOverhead¦Normal
23-0135904 | Unknown Cause | Patrol - found nothing |  |  | 2023 | Tier 2 - Elevated | Distribution Circuit | 11 | 4 | 20231104 | 2259963 | Sus | Y | UnknownCause¦Patrolfoundnothing¦¦
23-0135901 | Unknown Cause | Patrol - found nothing |  |  | 2023 | Tier 2 - Elevated | Distribution Circuit | 11 | 4 | 20231104 | 2259998 | Sus | Y | UnknownCause¦Patrolfoundnothing¦¦
23-0135925 | Company Initiated | Personnel, company | Conductor, Overhead | Normal | 2023 | Tier 2 - Extreme | Distribution Circuit | 11 | 4 | 20231104 | 2260063 | Sus | Y | CompanyInitiated¦Personnelcompany¦ConductorOverhead¦Normal
23-0135928 | Equipment Failure/Involved | Overhead | Regulator | Failed/Faulted | 2023 | Tier 2 - Elevated | Distribution Circuit | 11 | 4 | 20231104 | 2260108 | Sus | Y | EquipmentFailureInvolved¦Overhead¦Regulator¦FailedFaulted
23-0135938 | Animal | Bird found | Conductor, Overhead | Normal | 2023 | Tier 2 - Elevated | Distribution Circuit | 11 | 4 | 20231104 | 2260218 | Sus | Y | Animal¦Birdfound¦ConductorOverhead¦Normal
23-0136000 | Animal | Squirrel | Transformer (OH) | Failed/Faulted | 2023 | Tier 2 - Elevated | Transformer only | 11 | 5 | 20231105 | 2260423 | Sus | Y | Animal¦Squirrel¦Transformer(OH)¦FailedFaulted
23-0136002 | Equipment Failure/Involved | Overhead | Crossarm, Wood | Broken | 2023 | Tier 2 - Elevated | Distribution Circuit | 11 | 5 | 20231105 | 2260455 | Sus | Y | EquipmentFailureInvolved¦Overhead¦CrossarmWood¦Broken
23-0136013 | Equipment Failure/Involved | Overhead | Insulator | Broken | 2023 | Tier 2 - Extreme | Distribution Circuit | 11 | 5 | 20231105 | 2260558 | Sus | Y | EquipmentFailureInvolved¦Overhead¦Insulator¦Broken
23-0136060 | Unknown Cause | Patrol - found nothing |  |  | 2023 | Tier 2 - Elevated | Distribution Circuit | 11 | 5 | 20231105 | 2260717 | Sus | Y | UnknownCause¦Patrolfoundnothing¦¦
23-0136081 | Equipment Failure/Involved | Overhead | Conductor, Overhead | Broken, wire on ground | 2023 | Tier 2 - Elevated | Distribution Circuit | 11 | 6 | 20231106 | 2260832 | Sus | Y | EquipmentFailureInvolved¦Overhead¦ConductorOverhead¦Brokenwireonground
23-0136097 | Company Initiated | Coordination failure | Conductor, Overhead | Normal | 2023 | Tier 2 - Elevated | Distribution Circuit | 11 | 6 | 20231106 | 2260959 | Sus | Y | CompanyInitiated¦Coordinationfailure¦ConductorOverhead¦Normal
23-0136105 | Unknown Cause | Patrol - not conducted |  |  | 2023 | Tier 2 - Extreme | Distribution Circuit | 11 | 6 | 20231106 | 2261001 | Sus | Y | UnknownCause¦Patrolnotconducted¦¦
23-0136451 | Unknown Cause | Patrol - not conducted |  |  | 2023 | Tier 2 - Elevated | Distribution Circuit | 11 | 6 | 20231106 | 2261959 | Sus | Y | UnknownCause¦Patrolnotconducted¦¦
23-0136613 | 3rd Party | Vehicle | Pole-Wood | Broken | 2023 | Tier 2 - Elevated | Distribution Circuit | 11 | 7 | 20231107 | 2262406 | Sus | Y | 3rdParty¦Vehicle¦PoleWood¦Broken
23-0136769 | 3rd Party | Other | Transformer (OH) | Failed/Faulted | 2023 | Tier 2 - Extreme | Transformer only | 11 | 7 | 20231107 | 2262867 | Sus | Y | 3rdParty¦Other¦Transformer(OH)¦FailedFaulted
23-0137011 | Equipment Failure/Involved | Overhead | Transformer (OH) | Leaking | 2023 | Tier 2 - Elevated | Distribution Circuit | 11 | 8 | 20231108 | 2263760 | Sus | Y | EquipmentFailureInvolved¦Overhead¦Transformer(OH)¦Leaking
23-0137222 | Animal | Bird found | Capacitor | Normal | 2023 | Tier 2 - Elevated | Distribution Circuit | 11 | 8 | 20231108 | 2264426 | Sus | Y | Animal¦Birdfound¦Capacitor¦Normal
23-0137255 | Unknown Cause | Patrol - found nothing |  |  | 2023 | Tier 2 - Extreme | Distribution Circuit | 11 | 8 | 20231108 | 2264541 | Sus | Y | UnknownCause¦Patrolfoundnothing¦¦
23-0137367 | Equipment Failure/Involved | Overhead | Conductor, Overhead | Broken, wire on ground | 2023 | Tier 2 - Elevated | Distribution Circuit | 11 | 9 | 20231109 | 2264802 | Sus | Y | EquipmentFailureInvolved¦Overhead¦ConductorOverhead¦Brokenwireonground
23-0137710 | Equipment Failure/Involved | Underground | Connector or Splice (UG) | Burned/flashed | 2023 | Tier 2 - Elevated | Distribution Circuit | 11 | 10 | 20231110 | 2265832 | Sus | Y | EquipmentFailureInvolved¦Underground¦ConnectororSplice(UG)¦Burnedflashed
23-0137717 | Unknown Cause | Patrol - found nothing |  |  | 2023 | Tier 2 - Elevated | Distribution Circuit | 11 | 10 | 20231110 | 2265862 | Sus | Y | UnknownCause¦Patrolfoundnothing¦¦
23-0137798 | Equipment Failure/Involved | Overhead | Pole-Wood | Broken | 2023 | Tier 2 - Elevated | Distribution Circuit | 11 | 10 | 20231110 | 2266094 | Sus | Y | EquipmentFailureInvolved¦Overhead¦PoleWood¦Broken
23-0137961 | Equipment Failure/Involved | Overhead | Anchor or Guy | Broken | 2023 | Tier 2 - Elevated | Distribution Circuit | 11 | 10 | 20231110 | 2266360 | Sus | Y | EquipmentFailureInvolved¦Overhead¦AnchororGuy¦Broken
23-0138091 | Equipment Failure/Involved | Overhead | Pothead(Riser Termination) | Broken | 2023 | Tier 2 - Elevated | Distribution Circuit | 11 | 11 | 20231111 | 2266760 | Sus | Y | EquipmentFailureInvolved¦Overhead¦Pothead(RiserTermination)¦Broken
23-0138094 | Equipment Failure/Involved | Overhead | Conductor, Overhead | Bent or Twisted | 2023 | Tier 2 - Elevated | Distribution Circuit | 11 | 11 | 20231111 | 2266773 | Sus | Y | EquipmentFailureInvolved¦Overhead¦ConductorOverhead¦BentorTwisted
23-0138094 | Equipment Failure/Involved | Overhead | Conductor, Overhead | Bent or Twisted | 2023 | Tier 2 - Elevated | Distribution Circuit | 11 | 11 | 20231111 | 2266774 | Sus | Y | EquipmentFailureInvolved¦Overhead¦ConductorOverhead¦BentorTwisted
23-0138099 | Animal | Squirrel | Fuse | Burned Open | 2023 | Tier 2 - Elevated | Distribution Circuit | 11 | 11 | 20231111 | 2266793 | Sus | Y | Animal¦Squirrel¦Fuse¦BurnedOpen
23-0138108 | Equipment Failure/Involved | Overhead | Crossarm, Wood | Broken | 2023 | Tier 2 - Elevated | Distribution Circuit | 11 | 11 | 20231111 | 2266837 | Sus | Y | EquipmentFailureInvolved¦Overhead¦CrossarmWood¦Broken
23-0138208 | Equipment Failure/Involved | Overhead | Crossarm, Wood | Deteriorated | 2023 | Tier 2 - Elevated | Distribution Circuit | 11 | 12 | 20231112 | 2267254 | Sus | Y | EquipmentFailureInvolved¦Overhead¦CrossarmWood¦Deteriorated
23-0138208 | Equipment Failure/Involved | Overhead | Switch (OH) | Broken | 2023 | Tier 2 - Elevated | Distribution Circuit | 11 | 12 | 20231112 | 2267371 | Sus | Y | EquipmentFailureInvolved¦Overhead¦Switch(OH)¦Broken
23-0138295 | Equipment Failure/Involved | Overhead | Transformer (OH) | Broken | 2023 | Tier 2 - Extreme | Distribution Circuit | 11 | 13 | 20231113 | 2267473 | Sus | Y | EquipmentFailureInvolved¦Overhead¦Transformer(OH)¦Broken
23-0138346 | Unknown Cause | Patrol - found nothing |  |  | 2023 | Tier 2 - Elevated | Distribution Circuit | 11 | 13 | 20231113 | 2267479 | Sus | Y | UnknownCause¦Patrolfoundnothing¦¦
23-0138434 | Company Initiated | Personnel, company | Other | Normal | 2023 | Tier 2 - Extreme | Distribution Circuit | 11 | 13 | 20231113 | 2267857 | Sus | Y | CompanyInitiated¦Personnelcompany¦Other¦Normal
23-0138458 | Company Initiated | Personnel, company | Other | Normal | 2023 | Tier 2 - Extreme | Distribution Circuit | 11 | 13 | 20231113 | 2267919 | Sus | Y | CompanyInitiated¦Personnelcompany¦Other¦Normal
23-0138589 | Equipment Failure/Involved | Overhead | Transformer (OH) | Arcing | 2023 | Tier 2 - Elevated | Transformer only | 11 | 13 | 20231113 | 2268346 | Sus | Y | EquipmentFailureInvolved¦Overhead¦Transformer(OH)¦Arcing
23-0138623 | Animal | Bird found | Conductor, Overhead | Normal | 2023 | Tier 2 - Elevated | Distribution Circuit | 11 | 13 | 20231113 | 2268499 | Sus | Y | Animal¦Birdfound¦ConductorOverhead¦Normal
23-0138706 | Company Initiated | Personnel, company | Conductor, Overhead | Normal | 2023 | Tier 2 - Extreme | Distribution Circuit | 11 | 14 | 20231114 | 2268622 | Sus | Y | CompanyInitiated¦Personnelcompany¦ConductorOverhead¦Normal
23-0138748 | Equipment Failure/Involved | Overhead | Pole-Wood | Broken | 2023 | Tier 2 - Extreme | Distribution Circuit | 11 | 14 | 20231114 | 2268822 | Sus | Y | EquipmentFailureInvolved¦Overhead¦PoleWood¦Broken
23-0138765 | Company Initiated | Personnel, company | Conductor, Overhead | Normal | 2023 | Tier 2 - Extreme | Distribution Circuit | 11 | 14 | 20231114 | 2268873 | Sus | Y | CompanyInitiated¦Personnelcompany¦ConductorOverhead¦Normal
23-0138781 | Unknown Cause | Patrol - found nothing |  |  | 2023 | Tier 2 - Elevated | Distribution Circuit | 11 | 14 | 20231114 | 2268962 | Sus | Y | UnknownCause¦Patrolfoundnothing¦¦
23-0139060 | Equipment Failure/Involved | Overhead | Pole-Wood | Deteriorated | 2023 | Tier 2 - Elevated | Distribution Circuit | 11 | 14 | 20231114 | 2269317 | Sus | Y | EquipmentFailureInvolved¦Overhead¦PoleWood¦Deteriorated
23-0139374 | Unknown Cause | Patrol - found nothing |  |  | 2023 | Tier 2 - Extreme | Transformer only | 11 | 15 | 20231115 | 2269789 | Sus | Y | UnknownCause¦Patrolfoundnothing¦¦
23-0139479 | Animal | Squirrel | Fuse | Failed/Faulted | 2023 | Tier 2 - Elevated | Distribution Circuit | 11 | 15 | 20231115 | 2270020 | Sus | Y | Animal¦Squirrel¦Fuse¦FailedFaulted
23-0139652 | Equipment Failure/Involved | Overhead | Crossarm, Wood | Deteriorated | 2023 | Tier 2 - Elevated | Distribution Circuit | 11 | 15 | 20231115 | 2270443 | Sus | Y | EquipmentFailureInvolved¦Overhead¦CrossarmWood¦Deteriorated
23-0139750 | Unknown Cause | Patrol - not conducted |  |  | 2023 | Tier 2 - Extreme | Distribution Circuit | 11 | 16 | 20231116 | 2270593 | Sus | Y | UnknownCause¦Patrolnotconducted¦¦
23-0139795 | Animal | Bird found | Conductor, Overhead | Normal | 2023 | Tier 2 - Elevated | Distribution Circuit | 11 | 16 | 20231116 | 2270622 | Sus | Y | Animal¦Birdfound¦ConductorOverhead¦Normal
23-0139836 | Equipment Failure/Involved | Overhead | Fuse | Failed/Faulted | 2023 | Tier 2 - Extreme | Transformer only | 11 | 16 | 20231116 | 2270634 | Sus | Y | EquipmentFailureInvolved¦Overhead¦Fuse¦FailedFaulted
23-0139890 | Company Initiated | Other Circuits | Other | Normal | 2023 | Tier 2 - Extreme | Distribution Circuit | 11 | 16 | 20231116 | 2270805 | Sus | Y | CompanyInitiated¦OtherCircuits¦Other¦Normal
23-0139933 | Company Initiated | Other Circuits | Other | Normal | 2023 | Tier 2 - Extreme | Distribution Circuit | 11 | 16 | 20231116 | 2270837 | Sus | Y | CompanyInitiated¦OtherCircuits¦Other¦Normal
23-0139974 | Company Initiated | Other Circuits | Other | Normal | 2023 | Tier 2 - Extreme | Distribution Circuit | 11 | 16 | 20231116 | 2270894 | Sus | Y | CompanyInitiated¦OtherCircuits¦Other¦Normal
23-0140018 | Company Initiated | Other Circuits | Other | Normal | 2023 | Tier 2 - Extreme | Distribution Circuit | 11 | 16 | 20231116 | 2270922 | Sus | Y | CompanyInitiated¦OtherCircuits¦Other¦Normal
23-0140797 | Unknown Cause | Patrol - found nothing |  |  | 2023 | Tier 2 - Elevated | Distribution Circuit | 11 | 18 | 20231118 | 2272069 | Sus | Y | UnknownCause¦Patrolfoundnothing¦¦
23-0140861 | Equipment Failure/Involved | Overhead | Transformer (OH) | Failed/Faulted | 2023 | Tier 2 - Extreme | Transformer only | 11 | 18 | 20231118 | 2272418 | Sus | Y | EquipmentFailureInvolved¦Overhead¦Transformer(OH)¦FailedFaulted
23-0140862 | Equipment Failure/Involved | Overhead | Pole-Wood | Broken | 2023 | Tier 2 - Elevated | Distribution Circuit | 11 | 18 | 20231118 | 2272504 | Sus | Y | EquipmentFailureInvolved¦Overhead¦PoleWood¦Broken
23-0140886 | Unknown Cause | Patrol - not conducted |  |  | 2023 | Tier 2 - Elevated | Transformer only | 11 | 18 | 20231118 | 2272485 | Sus | Y | UnknownCause¦Patrolnotconducted¦¦
23-0141095 | Equipment Failure/Involved | Overhead | Service conductor | Broken | 2023 | Tier 2 - Elevated | Transformer only | 11 | 19 | 20231119 | 2273568 | Sus | Y | EquipmentFailureInvolved¦Overhead¦Serviceconductor¦Broken
23-0141253 | Unknown Cause | Patrol - not conducted |  |  | 2023 | Tier 2 - Extreme | Distribution Circuit | 11 | 20 | 20231120 | 2274070 | Sus | Y | UnknownCause¦Patrolnotconducted¦¦
23-0141282 | Unknown Cause | Patrol - found nothing |  |  | 2023 | Tier 2 - Elevated | Distribution Circuit | 11 | 20 | 20231120 | 2274121 | Sus | Y | UnknownCause¦Patrolfoundnothing¦¦
23-0141519 | Animal | Squirrel | Conductor, Overhead | Normal | 2023 | Tier 2 - Elevated | Distribution Circuit | 11 | 20 | 20231120 | 2274382 | Sus | Y | Animal¦Squirrel¦ConductorOverhead¦Normal
23-0141766 | Equipment Failure/Involved | Overhead | Pothead(Riser Termination) | Broken | 2023 | Tier 2 - Elevated | Distribution Circuit | 11 | 21 | 20231121 | 2274934 | Sus | Y | EquipmentFailureInvolved¦Overhead¦Pothead(RiserTermination)¦Broken
23-0141720 | Equipment Failure/Involved | Overhead | Crossarm, Wood | Broken | 2023 | Tier 2 - Elevated | Distribution Circuit | 11 | 21 | 20231121 | 2274931 | Sus | Y | EquipmentFailureInvolved¦Overhead¦CrossarmWood¦Broken
23-0142003 | Unknown Cause | Patrol - found nothing |  |  | 2023 | Tier 2 - Extreme | Distribution Circuit | 11 | 21 | 20231121 | 2275244 | Sus | Y | UnknownCause¦Patrolfoundnothing¦¦
23-0142265 | Animal | Squirrel | Pothead(Riser Termination) | Normal | 2023 | Tier 2 - Extreme | Distribution Circuit | 11 | 22 | 20231122 | 2275640 | Sus | Y | Animal¦Squirrel¦Pothead(RiserTermination)¦Normal
23-0142346 | Equipment Failure/Involved | Overhead | Transformer (OH) | Failed/Faulted | 2023 | Tier 2 - Elevated | Distribution Circuit | 11 | 22 | 20231122 | 2275557 | Sus | Y | EquipmentFailureInvolved¦Overhead¦Transformer(OH)¦FailedFaulted
23-0142609 | Animal | Squirrel | Conductor, Overhead | Normal | 2023 | Tier 2 - Elevated | Distribution Circuit | 11 | 24 | 20231124 | 2276425 | Sus | Y | Animal¦Squirrel¦ConductorOverhead¦Normal
23-0142855 | 3rd Party | Vehicle | Pole-Wood | Broken | 2023 | Tier 2 - Extreme | Distribution Circuit | 11 | 25 | 20231125 | 2277186 | Sus | Y | 3rdParty¦Vehicle¦PoleWood¦Broken
23-0143133 | Equipment Failure/Involved | Overhead | Insulator | Broken | 2023 | Tier 2 - Extreme | Distribution Circuit | 11 | 27 | 20231127 | 2278141 | Sus | Y | EquipmentFailureInvolved¦Overhead¦Insulator¦Broken
23-0143259 | Animal | Squirrel | Fuse | Failed/Faulted | 2023 | Tier 2 - Extreme | Transformer only | 11 | 27 | 20231127 | 2278229 | Sus | Y | Animal¦Squirrel¦Fuse¦FailedFaulted
23-0143557 | Animal | Bird found | Transformer (OH) | Normal | 2023 | Tier 2 - Elevated | Distribution Circuit | 11 | 28 | 20231128 | 2279059 | Sus | Y | Animal¦Birdfound¦Transformer(OH)¦Normal
23-0143627 | Equipment Failure/Involved | Overhead | Crossarm, Wood | Broken | 2023 | Tier 2 - Elevated | Distribution Circuit | 11 | 28 | 20231128 | 2279275 | Sus | Y | EquipmentFailureInvolved¦Overhead¦CrossarmWood¦Broken
23-0144031 | 3rd Party | Tree - cutting, 3rd party | Conductor, Overhead | Broken, wire on ground | 2023 | Tier 2 - Extreme | Distribution Circuit | 11 | 29 | 20231129 | 2280262 | Sus | Y | 3rdParty¦Treecutting3rdparty¦ConductorOverhead¦Brokenwireonground
23-0144382 | Equipment Failure/Involved | Overhead | Other | Broken | 2023 | Tier 2 - Extreme | Distribution Circuit | 11 | 30 | 20231130 | 2280957 | Sus | Y | EquipmentFailureInvolved¦Overhead¦Other¦Broken
23-0144435 | Unknown Cause | Patrol - found nothing |  |  | 2023 | Tier 2 - Elevated | Distribution Circuit | 11 | 30 | 20231130 | 2281078 | Sus | Y | UnknownCause¦Patrolfoundnothing¦¦
23-0144576 | Unknown Cause | Patrol - not conducted |  |  | 2023 | Tier 2 - Elevated | Distribution Circuit | 12 | 1 | 20231201 | 2281184 | Sus | N | UnknownCause¦Patrolnotconducted¦¦
23-0144602 | Equipment Failure/Involved | Overhead | Pole-Wood | Broken | 2023 | Tier 2 - Elevated | Distribution Circuit | 12 | 1 | 20231201 | 2281431 | Sus | N | EquipmentFailureInvolved¦Overhead¦PoleWood¦Broken
23-0144856 | Equipment Failure/Involved | Overhead | Transformer (OH) | Failed/Faulted | 2023 | Tier 2 - Elevated | Distribution Circuit | 12 | 1 | 20231201 | 2281797 | Sus | N | EquipmentFailureInvolved¦Overhead¦Transformer(OH)¦FailedFaulted
23-0144819 | Equipment Failure/Involved | Overhead | Insulator | Broken | 2023 | Tier 2 - Extreme | Distribution Circuit | 12 | 1 | 20231201 | 2281856 | Sus | N | EquipmentFailureInvolved¦Overhead¦Insulator¦Broken
23-0144890 | Unknown Cause | Patrol - found nothing |  |  | 2023 | Tier 2 - Extreme | Distribution Circuit | 12 | 2 | 20231202 | 2281973 | Sus | N | UnknownCause¦Patrolfoundnothing¦¦
23-0144907 | Equipment Failure/Involved | Overhead | Conductor, Overhead | Bent or Twisted | 2023 | Tier 2 - Extreme | Distribution Circuit | 12 | 2 | 20231202 | 2282120 | Sus | N | EquipmentFailureInvolved¦Overhead¦ConductorOverhead¦BentorTwisted
23-0144939 | Animal | Other | Transformer (OH) | Normal | 2023 | Tier 2 - Elevated | Transformer only | 12 | 2 | 20231202 | 2282150 | Sus | N | Animal¦Other¦Transformer(OH)¦Normal
23-0144960 | Equipment Failure/Involved | Overhead | Insulator | Broken | 2023 | Tier 2 - Extreme | Distribution Circuit | 12 | 2 | 20231202 | 2282290 | Sus | N | EquipmentFailureInvolved¦Overhead¦Insulator¦Broken
23-0145003 | 3rd Party | Vehicle | Pole-Wood | Broken | 2023 | Tier 2 - Elevated | Distribution Circuit | 12 | 3 | 20231203 | 2282620 | Sus | N | 3rdParty¦Vehicle¦PoleWood¦Broken
23-0145023 | Equipment Failure/Involved | Overhead | Connector or Splice (OH) | Broken | 2023 | Tier 2 - Elevated | Transformer only | 12 | 3 | 20231203 | 2282699 | Sus | N | EquipmentFailureInvolved¦Overhead¦ConnectororSplice(OH)¦Broken
23-0145027 | Animal | Squirrel | Transformer | Failed/Faulted | 2023 | Tier 2 - Extreme | Transformer only | 12 | 3 | 20231203 | 2282713 | Sus | N | Animal¦Squirrel¦Transformer¦FailedFaulted
23-0145029 | Equipment Failure/Involved | Overhead | Conductor, Overhead | Deteriorated | 2023 | Tier 2 - Extreme | Distribution Circuit | 12 | 3 | 20231203 | 2282732 | Sus | N | EquipmentFailureInvolved¦Overhead¦ConductorOverhead¦Deteriorated
23-0145197 | Equipment Failure/Involved | Overhead | Conductor, Overhead | Broken | 2023 | Tier 2 - Extreme | Distribution Circuit | 12 | 4 | 20231204 | 2283459 | Sus | N | EquipmentFailureInvolved¦Overhead¦ConductorOverhead¦Broken
23-0145342 | Unknown Cause | Patrol - found nothing |  |  | 2023 | Tier 2 - Elevated | Distribution Circuit | 12 | 4 | 20231204 | 2283682 | Sus | N | UnknownCause¦Patrolfoundnothing¦¦
23-0145321 | Unknown Cause | Patrol - found nothing |  |  | 2023 | Tier 2 - Elevated | Distribution Circuit | 12 | 4 | 20231204 | 2283660 | Sus | N | UnknownCause¦Patrolfoundnothing¦¦
23-0145390 | Equipment Failure/Involved | Overhead | Insulator | Broken | 2023 | Tier 2 - Extreme | Distribution Circuit | 12 | 4 | 20231204 | 2283835 | Sus | N | EquipmentFailureInvolved¦Overhead¦Insulator¦Broken
23-0145630 | Equipment Failure/Involved | Overhead | Other | Broken | 2023 | Tier 2 - Extreme | Distribution Circuit | 12 | 5 | 20231205 | 2284536 | Sus | N | EquipmentFailureInvolved¦Overhead¦Other¦Broken
23-0145804 | Equipment Failure/Involved | Overhead | Conductor, Overhead | Bent or Twisted | 2023 | Tier 2 - Extreme | Distribution Circuit | 12 | 6 | 20231206 | 2284964 | Sus | N | EquipmentFailureInvolved¦Overhead¦ConductorOverhead¦BentorTwisted
23-0146293 | Unknown Cause | Patrol - found nothing |  |  | 2023 | Tier 2 - Elevated | Distribution Circuit | 12 | 7 | 20231207 | 2285962 | Sus | N | UnknownCause¦Patrolfoundnothing¦¦
23-0146497 | Equipment Failure/Involved | Overhead | Crossarm, Wood | Deteriorated | 2023 | Tier 2 - Extreme | Distribution Circuit | 12 | 8 | 20231208 | 2287057 | Sus | N | EquipmentFailureInvolved¦Overhead¦CrossarmWood¦Deteriorated
23-0146604 | Unknown Cause | Patrol - found nothing |  |  | 2023 | Tier 2 - Extreme | Distribution Circuit | 12 | 8 | 20231208 | 2287365 | Sus | N | UnknownCause¦Patrolfoundnothing¦¦
23-0146650 | Unknown Cause | Patrol - found nothing |  |  | 2023 | Tier 2 - Elevated | Distribution Circuit | 12 | 9 | 20231209 | 2287831 | Sus | N | UnknownCause¦Patrolfoundnothing¦¦
23-0146669 | Animal | Bird found | Conductor, Overhead | Normal | 2023 | Tier 2 - Extreme | Distribution Circuit | 12 | 9 | 20231209 | 2287957 | Sus | N | Animal¦Birdfound¦ConductorOverhead¦Normal
23-0146759 | Unknown Cause | Patrol - found nothing |  |  | 2023 | Tier 2 - Elevated | Distribution Circuit | 12 | 10 | 20231210 | 2288437 | Sus | N | UnknownCause¦Patrolfoundnothing¦¦
23-0146801 | 3rd Party | Vehicle | Pole-Wood | Broken | 2023 | Tier 2 - Elevated | Distribution Circuit | 12 | 10 | 20231210 | 2288635 | Sus | N | 3rdParty¦Vehicle¦PoleWood¦Broken
23-0146926 | Equipment Failure/Involved | Overhead | Cutout, fuse holder | Broken | 2023 | Tier 2 - Elevated | Transformer only | 12 | 11 | 20231211 | 2289516 | Sus | N | EquipmentFailureInvolved¦Overhead¦Cutoutfuseholder¦Broken
23-0146975 | Equipment Failure/Involved | Overhead | Connector or Splice (OH) | Broken | 2023 | Tier 2 - Extreme | Transformer only | 12 | 12 | 20231212 | 2289668 | Sus | N | EquipmentFailureInvolved¦Overhead¦ConnectororSplice(OH)¦Broken
23-0141792 | Company Initiated | Personnel, company | Transformer | Deteriorated | 2023 | Tier 2 - Elevated | Transformer only | 12 | 12 | 20231212 | 2289867 | Sus | N | CompanyInitiated¦Personnelcompany¦Transformer¦Deteriorated
23-0147176 | Equipment Failure/Involved | Overhead | Pole-Wood | Deteriorated | 2023 | Tier 2 - Extreme | Distribution Circuit | 12 | 13 | 20231213 | 2290553 | Sus | N | EquipmentFailureInvolved¦Overhead¦PoleWood¦Deteriorated
23-0147433 | Equipment Failure/Involved | Overhead | Connector or Splice (OH) | Broken | 2023 | Tier 2 - Extreme | Transformer only | 12 | 14 | 20231214 | 2291798 | Sus | N | EquipmentFailureInvolved¦Overhead¦ConnectororSplice(OH)¦Broken
23-0147416 | Equipment Failure/Involved | Overhead | Pole-Wood | Broken | 2023 | Tier 2 - Elevated | Distribution Circuit | 12 | 14 | 20231214 | 2291892 | Sus | N | EquipmentFailureInvolved¦Overhead¦PoleWood¦Broken
23-0147519 | Equipment Failure/Involved | Overhead | Pole-Wood | Deteriorated | 2023 | Tier 2 - Extreme | Distribution Circuit | 12 | 15 | 20231215 | 2292277 | Sus | N | EquipmentFailureInvolved¦Overhead¦PoleWood¦Deteriorated
23-0147529 | Equipment Failure/Involved | Overhead | Crossarm, Wood | Broken | 2023 | Tier 2 - Elevated | Distribution Circuit | 12 | 15 | 20231215 | 2292241 | Sus | N | EquipmentFailureInvolved¦Overhead¦CrossarmWood¦Broken
23-0147519 | Equipment Failure/Involved | Overhead | Pole-Wood | Deteriorated | 2023 | Tier 2 - Extreme | Distribution Circuit | 12 | 15 | 20231215 | 2292355 | Sus | N | EquipmentFailureInvolved¦Overhead¦PoleWood¦Deteriorated
23-0147525 | Equipment Failure/Involved | Overhead | Pole-Wood | Deteriorated | 2023 | Tier 2 - Extreme | Distribution Circuit | 12 | 15 | 20231215 | 2292232 | Sus | N | EquipmentFailureInvolved¦Overhead¦PoleWood¦Deteriorated
23-0147534 | Equipment Failure/Involved | Overhead | Pole-Wood | Deteriorated | 2023 | Tier 2 - Extreme | Distribution Circuit | 12 | 15 | 20231215 | 2292299 | Sus | N | EquipmentFailureInvolved¦Overhead¦PoleWood¦Deteriorated
23-0147630 | Equipment Failure/Involved | Overhead | Pole-Wood | Broken | 2023 | Tier 2 - Elevated | Distribution Circuit | 12 | 16 | 20231216 | 2292968 | Sus | N | EquipmentFailureInvolved¦Overhead¦PoleWood¦Broken
23-0147687 | Unknown Cause | Patrol - found nothing |  |  | 2023 | Tier 2 - Elevated | Distribution Circuit | 12 | 16 | 20231216 | 2293379 | Sus | N | UnknownCause¦Patrolfoundnothing¦¦
23-0147815 | 3rd Party | Vehicle | Fuse | Normal | 2023 | Tier 2 - Elevated | Transformer only | 12 | 17 | 20231217 | 2293944 | Sus | N | 3rdParty¦Vehicle¦Fuse¦Normal
23-0147819 | 3rd Party | Vehicle | Pole-Wood | Broken | 2023 | Tier 2 - Elevated | Distribution Circuit | 12 | 18 | 20231218 | 2293994 | Sus | N | 3rdParty¦Vehicle¦PoleWood¦Broken
23-0147880 | Equipment Failure/Involved | Overhead | Crossarm, Wood | Broken | 2023 | Tier 2 - Extreme | Distribution Circuit | 12 | 18 | 20231218 | 2294380 | Sus | N | EquipmentFailureInvolved¦Overhead¦CrossarmWood¦Broken
23-0147882 | Equipment Failure/Involved | Overhead | Crossarm, Wood | Broken | 2023 | Tier 2 - Extreme | Distribution Circuit | 12 | 18 | 20231218 | 2294387 | Sus | N | EquipmentFailureInvolved¦Overhead¦CrossarmWood¦Broken
23-0147852 | Equipment Failure/Involved | Overhead | Conductor, Overhead | Deteriorated | 2023 | Tier 2 - Elevated | Distribution Circuit | 12 | 18 | 20231218 | 2294455 | Sus | N | EquipmentFailureInvolved¦Overhead¦ConductorOverhead¦Deteriorated
23-0147899 | Equipment Failure/Involved | Overhead | Conductor, Overhead | Deteriorated | 2023 | Tier 2 - Extreme | Distribution Circuit | 12 | 18 | 20231218 | 2294480 | Sus | N | EquipmentFailureInvolved¦Overhead¦ConductorOverhead¦Deteriorated
23-0148072 | Equipment Failure/Involved | Overhead | Conductor, Overhead | Normal | 2023 | Tier 2 - Elevated | Distribution Circuit | 12 | 19 | 20231219 | 2295496 | Sus | N | EquipmentFailureInvolved¦Overhead¦ConductorOverhead¦Normal
23-0148086 | 3rd Party | Vehicle | Conductor, Overhead | Normal | 2023 | Tier 2 - Extreme | Distribution Circuit | 12 | 19 | 20231219 | 2295555 | Sus | N | 3rdParty¦Vehicle¦ConductorOverhead¦Normal
23-0148124 | Animal | Squirrel | Fuse | Burned Open | 2023 | Tier 2 - Elevated | Transformer only | 12 | 19 | 20231219 | 2295796 | Sus | N | Animal¦Squirrel¦Fuse¦BurnedOpen
23-0148157 | Unknown Cause | Patrol - not conducted |  |  | 2023 | Tier 2 - Extreme | Distribution Circuit | 12 | 19 | 20231219 | 2295968 | Sus | N | UnknownCause¦Patrolnotconducted¦¦
23-0148278 | 3rd Party | Vehicle | Transformer (UG) | Broken | 2023 | Tier 2 - Elevated | Distribution Circuit | 12 | 20 | 20231220 | 2297099 | Sus | N | 3rdParty¦Vehicle¦Transformer(UG)¦Broken
23-0148574 | Equipment Failure/Involved | Overhead | Pole-Wood | Broken | 2023 | Tier 2 - Extreme | Distribution Circuit | 12 | 22 | 20231222 | 2298182 | Sus | N | EquipmentFailureInvolved¦Overhead¦PoleWood¦Broken
23-0148613 | Animal | Squirrel | Cutout, fuse holder | Failed/Faulted | 2023 | Tier 2 - Extreme | Transformer only | 12 | 22 | 20231222 | 2298565 | Sus | N | Animal¦Squirrel¦Cutoutfuseholder¦FailedFaulted
23-0148766 | Animal | Squirrel | Fuse | Burned Open | 2023 | Tier 2 - Elevated | Distribution Circuit | 12 | 24 | 20231224 | 2299219 | Sus | N | Animal¦Squirrel¦Fuse¦BurnedOpen
23-0148834 | Unknown Cause | Patrol - not conducted |  |  | 2023 | Tier 2 - Elevated | Distribution Circuit | 12 | 25 | 20231225 | 2299494 | Sus | N | UnknownCause¦Patrolnotconducted¦¦
23-0148983 | Equipment Failure/Involved | Fire, pole | Pole-Wood | Broken | 2023 | Tier 2 - Extreme | Distribution Circuit | 12 | 27 | 20231227 | 2300571 | Sus | N | EquipmentFailureInvolved¦Firepole¦PoleWood¦Broken
23-0149021 | 3rd Party | Vandalism | Other | Broken | 2023 | Tier 2 - Elevated | Distribution Circuit | 12 | 27 | 20231227 | 2300789 | Sus | N | 3rdParty¦Vandalism¦Other¦Broken
23-0149043 | Animal | Bird found | Conductor, Overhead | Normal | 2023 | Tier 2 - Elevated | Transformer only | 12 | 27 | 20231227 | 2300933 | Sus | N | Animal¦Birdfound¦ConductorOverhead¦Normal
23-0149135 | Equipment Failure/Involved | Overhead | Transformer (OH) | Broken | 2023 | Tier 2 - Extreme | Distribution Circuit | 12 | 28 | 20231228 | 2301453 | Sus | N | EquipmentFailureInvolved¦Overhead¦Transformer(OH)¦Broken
23-0149203 | Unknown Cause | Patrol - found nothing |  |  | 2023 | Tier 2 - Elevated | Distribution Circuit | 12 | 29 | 20231229 | 2301815 | Sus | N | UnknownCause¦Patrolfoundnothing¦¦
23-0149253 | Vegetation | Tree - fell into line | Transformer (OH) | Broken, wire on ground | 2023 | Tier 2 - Extreme | Transformer only | 12 | 29 | 20231229 | 2302086 | Sus | N | Vegetation¦Treefellintoline¦Transformer(OH)¦Brokenwireonground
23-0149303 | Equipment Failure/Involved | Overhead | Connector or Splice (OH) | Broken, wire on ground | 2023 | Tier 2 - Elevated | Distribution Circuit | 12 | 30 | 20231230 | 2302372 | Sus | N | EquipmentFailureInvolved¦Overhead¦ConnectororSplice(OH)¦Brokenwireonground
23-0149345 | 3rd Party | Vehicle | Pole-Wood | Broken | 2023 | Tier 2 - Elevated | Distribution Circuit | 12 | 30 | 20231230 | 2302616 | Sus | N | 3rdParty¦Vehicle¦PoleWood¦Broken
23-0149465 | 3rd Party | Vehicle | Pole-Wood | Broken | 2023 | Tier 2 - Elevated | Distribution Circuit | 12 | 31 | 20231231 | 2303170 | Sus | N | 3rdParty¦Vehicle¦PoleWood¦Broken
23-0149495 | Equipment Failure/Involved | Overhead | Fuse | Failed/Faulted | 2023 | Tier 2 - Extreme | Transformer only | 12 | 31 | 20231231 | 2303312 | Sus | N | EquipmentFailureInvolved¦Overhead¦Fuse¦FailedFaulted
23-0005559 | Vegetation | Tree - fell into line | Pole-Wood | Broken, wire on ground | 2023 | Tier 2 - Elevated | Distribution Circuit | 1 | 4 | 20230104 | 1912232 | Sus | N | Vegetation¦Treefellintoline¦PoleWood¦Brokenwireonground
23-0005575 | Vegetation | Tree - fell into line | Conductor, Overhead | Normal | 2023 | Tier 2 - Elevated | Distribution Circuit | 1 | 4 | 20230104 | 1912326 | Sus | N | Vegetation¦Treefellintoline¦ConductorOverhead¦Normal
23-0005652 | Vegetation | Tree - fell into line | Conductor, Overhead | Broken, wire on ground | 2023 | Tier 2 - Elevated | Distribution Circuit | 1 | 4 | 20230104 | 1912851 | Sus | N | Vegetation¦Treefellintoline¦ConductorOverhead¦Brokenwireonground
23-0006075 | Equipment Failure/Involved | Overhead | Crossarm, Wood | Broken | 2023 | Tier 2 - Elevated | Distribution Circuit | 1 | 4 | 20230104 | 1914583 | Sus | N | EquipmentFailureInvolved¦Overhead¦CrossarmWood¦Broken
23-0007580 | Vegetation | Tree - bark fell into line | Fuse | Burned Open | 2023 | Tier 2 - Elevated | Distribution Circuit | 1 | 5 | 20230105 | 1921809 | Sus | N | Vegetation¦Treebarkfellintoline¦Fuse¦BurnedOpen
23-0007758 | Vegetation | Tree - branch fell on line | Conductor, Overhead | Normal | 2023 | Tier 2 - Extreme | Distribution Circuit | 1 | 5 | 20230105 | 1922947 | Sus | N | Vegetation¦Treebranchfellonline¦ConductorOverhead¦Normal
23-0007882 | Vegetation | Tree - grew into line | Conductor, Overhead | Normal | 2023 | Tier 2 - Extreme | Distribution Circuit | 1 | 5 | 20230105 | 1923744 | Sus | N | Vegetation¦Treegrewintoline¦ConductorOverhead¦Normal
23-0008497 | Equipment Failure/Involved | Overhead | Connector or Splice (OH) | Deteriorated | 2023 | Tier 2 - Elevated | Transformer only | 1 | 6 | 20230106 | 1924289 | Sus | N | EquipmentFailureInvolved¦Overhead¦ConnectororSplice(OH)¦Deteriorated
23-0008570 | Vegetation | Tree - branch fell on line | Conductor, Overhead | Normal | 2023 | Tier 2 - Extreme | Distribution Circuit | 1 | 6 | 20230106 | 1925076 | Sus | N | Vegetation¦Treebranchfellonline¦ConductorOverhead¦Normal
23-0008715 | Unknown Cause | Patrol - found nothing |  |  | 2023 | Tier 2 - Elevated | Distribution Circuit | 1 | 7 | 20230107 | 1925973 | Sus | N | UnknownCause¦Patrolfoundnothing¦¦
23-0009399 | Unknown Cause | Patrol - not conducted |  |  | 2023 | Tier 2 - Elevated | Distribution Circuit | 1 | 7 | 20230107 | 1929353 | Sus | N | UnknownCause¦Patrolnotconducted¦¦
23-0010045 | Equipment Failure/Involved | Overhead | Insulator | Broken | 2023 | Tier 2 - Elevated | Distribution Circuit | 1 | 8 | 20230108 | 1932189 | Sus | N | EquipmentFailureInvolved¦Overhead¦Insulator¦Broken
23-0010087 | Unknown Cause | Patrol - found nothing |  |  | 2023 | Tier 2 - Extreme | Distribution Circuit | 1 | 8 | 20230108 | 1932195 | Sus | N | UnknownCause¦Patrolfoundnothing¦¦
23-0010335 | Unknown Cause | Patrol - found nothing |  |  | 2023 | Tier 2 - Extreme | Distribution Circuit | 1 | 8 | 20230108 | 1932204 | Sus | N | UnknownCause¦Patrolfoundnothing¦¦
23-0010077 | Vegetation | Tree - fell into line | Pole-Wood | Broken | 2023 | Tier 2 - Extreme | Distribution Circuit | 1 | 8 | 20230108 | 1933354 | Sus | N | Vegetation¦Treefellintoline¦PoleWood¦Broken
23-0010211 | Equipment Failure/Involved | Overhead | Transformer (OH) | Failed/Faulted | 2023 | Tier 2 - Elevated | Distribution Circuit | 1 | 8 | 20230108 | 1933767 | Sus | N | EquipmentFailureInvolved¦Overhead¦Transformer(OH)¦FailedFaulted
23-0010453 | Unknown Cause | Patrol - found nothing |  |  | 2023 | Tier 2 - Extreme | Distribution Circuit | 1 | 8 | 20230108 | 1934343 | Sus | N | UnknownCause¦Patrolfoundnothing¦¦
23-0010479 | Unknown Cause | Patrol - not conducted |  |  | 2023 | Tier 2 - Elevated | Distribution Circuit | 1 | 8 | 20230108 | 1934582 | Sus | N | UnknownCause¦Patrolnotconducted¦¦
23-0011054 | Unknown Cause | Patrol - found nothing |  |  | 2023 | Tier 2 - Elevated | Distribution Circuit | 1 | 9 | 20230109 | 1935163 | Sus | N | UnknownCause¦Patrolfoundnothing¦¦
23-0010952 | Vegetation | Tree - branch fell on line | Conductor, Overhead | Normal | 2023 | Tier 2 - Extreme | Distribution Circuit | 1 | 9 | 20230109 | 1935494 | Sus | N | Vegetation¦Treebranchfellonline¦ConductorOverhead¦Normal
23-0008685 | Vegetation | Tree - fell into line | Conductor, Overhead | Normal | 2023 | Tier 2 - Extreme | Distribution Circuit | 1 | 9 | 20230109 | 1937608 | Sus | N | Vegetation¦Treefellintoline¦ConductorOverhead¦Normal
23-0011531 | Unknown Cause | Patrol - found nothing |  |  | 2023 | Tier 2 - Extreme | Distribution Circuit | 1 | 9 | 20230109 | 1939291 | Sus | N | UnknownCause¦Patrolfoundnothing¦¦
23-0011390 | Vegetation | Tree - fell into line | Conductor, Overhead | Bent or Twisted | 2023 | Tier 2 - Extreme | Distribution Circuit | 1 | 9 | 20230109 | 1938690 | Sus | N | Vegetation¦Treefellintoline¦ConductorOverhead¦BentorTwisted
23-0012364 | Unknown Cause | Patrol - found nothing |  |  | 2023 | Tier 2 - Extreme | Distribution Circuit | 1 | 10 | 20230110 | 1942845 | Sus | N | UnknownCause¦Patrolfoundnothing¦¦
23-0012526 | Vegetation | Tree - fell into line | Conductor, Overhead | Normal | 2023 | Tier 2 - Extreme | Distribution Circuit | 1 | 10 | 20230110 | 1943375 | Sus | N | Vegetation¦Treefellintoline¦ConductorOverhead¦Normal
23-0012060 | Vegetation | Tree - fell into line | Conductor, Overhead | Broken, wire on ground | 2023 | Tier 2 - Extreme | Distribution Circuit | 1 | 10 | 20230110 | 1943811 | Sus | N | Vegetation¦Treefellintoline¦ConductorOverhead¦Brokenwireonground
23-0012439 | Equipment Failure/Involved | Overhead | Transformer | Failed/Faulted | 2023 | Tier 2 - Extreme | Transformer only | 1 | 10 | 20230110 | 1944068 | Sus | N | EquipmentFailureInvolved¦Overhead¦Transformer¦FailedFaulted
23-0012218 | Vegetation | Tree - branch fell on line | Conductor, Overhead | Normal | 2023 | Tier 2 - Extreme | Distribution Circuit | 1 | 10 | 20230110 | 1944355 | Sus | N | Vegetation¦Treebranchfellonline¦ConductorOverhead¦Normal
23-0012569 | Unknown Cause | Patrol - found nothing |  |  | 2023 | Tier 2 - Elevated | Distribution Circuit | 1 | 10 | 20230110 | 1944840 | Sus | N | UnknownCause¦Patrolfoundnothing¦¦
23-0012479 | Vegetation | Tree - fell into line | Conductor, Overhead | Normal | 2023 | Tier 2 - Elevated | Distribution Circuit | 1 | 10 | 20230110 | 1945246 | Sus | N | Vegetation¦Treefellintoline¦ConductorOverhead¦Normal
23-0012746 | Vegetation | Tree - fell into line | Conductor, Overhead | Normal | 2023 | Tier 2 - Extreme | Distribution Circuit | 1 | 10 | 20230110 | 1945833 | Sus | N | Vegetation¦Treefellintoline¦ConductorOverhead¦Normal
23-0013708 | Vegetation | Tree - fell into line | Conductor, Overhead | Broken, wire on ground | 2023 | Tier 2 - Extreme | Distribution Circuit | 1 | 11 | 20230111 | 1947762 | Sus | N | Vegetation¦Treefellintoline¦ConductorOverhead¦Brokenwireonground
23-0013821 | Unknown Cause | Patrol - found nothing |  |  | 2023 | Tier 2 - Extreme | Transformer only | 1 | 11 | 20230111 | 1948474 | Sus | N | UnknownCause¦Patrolfoundnothing¦¦
23-0013936 | Vegetation | Tree - fell into line | Conductor, Overhead | Normal | 2023 | Tier 2 - Elevated | Distribution Circuit | 1 | 11 | 20230111 | 1948698 | Sus | N | Vegetation¦Treefellintoline¦ConductorOverhead¦Normal
23-0014339 | Vegetation | Tree - branch fell on line | Pole-Wood | Deteriorated | 2023 | Tier 2 - Extreme | Distribution Circuit | 1 | 12 | 20230112 | 1949730 | Sus | N | Vegetation¦Treebranchfellonline¦PoleWood¦Deteriorated
23-0014385 | Unknown Cause | Patrol - found nothing |  |  | 2023 | Tier 2 - Extreme | Distribution Circuit | 1 | 12 | 20230112 | 1949785 | Sus | N | UnknownCause¦Patrolfoundnothing¦¦
23-0014480 | Equipment Failure/Involved | Overhead | Pole-Wood | Broken | 2023 | Tier 2 - Elevated | Distribution Circuit | 1 | 12 | 20230112 | 1950032 | Sus | N | EquipmentFailureInvolved¦Overhead¦PoleWood¦Broken
23-0014485 | Vegetation | Tree - fell into line | Conductor, Overhead | Broken, wire on ground | 2023 | Tier 2 - Elevated | Distribution Circuit | 1 | 12 | 20230112 | 1950055 | Sus | N | Vegetation¦Treefellintoline¦ConductorOverhead¦Brokenwireonground
23-0014535 | Vegetation | Tree - fell into line | Transformer (OH) | Failed/Faulted | 2023 | Tier 2 - Elevated | Transformer only | 1 | 12 | 20230112 | 1950096 | Sus | N | Vegetation¦Treefellintoline¦Transformer(OH)¦FailedFaulted
23-0014640 | Equipment Failure/Involved | Overhead | Pole-Wood | Broken | 2023 | Tier 2 - Extreme | Distribution Circuit | 1 | 12 | 20230112 | 1950405 | Sus | N | EquipmentFailureInvolved¦Overhead¦PoleWood¦Broken
23-0015062 | Equipment Failure/Involved | Overhead | Transformer | Broken | 2023 | Tier 2 - Elevated | Transformer only | 1 | 13 | 20230113 | 1951270 | Sus | N | EquipmentFailureInvolved¦Overhead¦Transformer¦Broken
23-0015131 | Equipment Failure/Involved | Overhead | Transformer (OH) | Normal | 2023 | Tier 2 - Extreme | Transformer only | 1 | 13 | 20230113 | 1951494 | Sus | N | EquipmentFailureInvolved¦Overhead¦Transformer(OH)¦Normal
23-0015168 | Vegetation | Tree - fell into line | Conductor, Overhead | Broken, wire on ground | 2023 | Tier 2 - Elevated | Distribution Circuit | 1 | 13 | 20230113 | 1951610 | Sus | N | Vegetation¦Treefellintoline¦ConductorOverhead¦Brokenwireonground
23-0015515 | Unknown Cause | Patrol - found nothing |  |  | 2023 | Tier 2 - Elevated | Transformer only | 1 | 13 | 20230113 | 1952314 | Sus | N | UnknownCause¦Patrolfoundnothing¦¦
23-0016074 | Unknown Cause | Patrol - found nothing |  |  | 2023 | Tier 2 - Extreme | Distribution Circuit | 1 | 14 | 20230114 | 1952907 | Sus | N | UnknownCause¦Patrolfoundnothing¦¦
23-0016106 | Vegetation | Tree - branch fell on line | Conductor, Overhead | Normal | 2023 | Tier 2 - Extreme | Distribution Circuit | 1 | 14 | 20230114 | 1953001 | Sus | N | Vegetation¦Treebranchfellonline¦ConductorOverhead¦Normal
23-0016261 | Unknown Cause | Patrol - found nothing |  |  | 2023 | Tier 2 - Extreme | Distribution Circuit | 1 | 14 | 20230114 | 1953344 | Sus | N | UnknownCause¦Patrolfoundnothing¦¦
23-0016313 | Vegetation | Tree - branch fell on line | Conductor, Overhead | Normal | 2023 | Tier 2 - Extreme | Distribution Circuit | 1 | 14 | 20230114 | 1954748 | Sus | N | Vegetation¦Treebranchfellonline¦ConductorOverhead¦Normal
23-0015339 | Vegetation | Tree - cutting, PG&E contractor | Conductor, Overhead | Normal | 2023 | Tier 2 - Extreme | Distribution Circuit | 1 | 14 | 20230114 | 1953553 | Sus | N | Vegetation¦TreecuttingPG&Econtractor¦ConductorOverhead¦Normal
23-0016125 | Vegetation | Tree - branch fell on line | Conductor, Overhead | Normal | 2023 | Tier 2 - Extreme | Distribution Circuit | 1 | 14 | 20230114 | 1953703 | Sus | N | Vegetation¦Treebranchfellonline¦ConductorOverhead¦Normal
23-0016194 | Vegetation | Tree - fell into line | Conductor, Overhead | Broken, wire on ground | 2023 | Tier 2 - Extreme | Distribution Circuit | 1 | 14 | 20230114 | 1954369 | Sus | N | Vegetation¦Treefellintoline¦ConductorOverhead¦Brokenwireonground
23-0016148 | Vegetation | Tree - fell into line | Fuse | Burned Open | 2023 | Tier 2 - Elevated | Distribution Circuit | 1 | 14 | 20230114 | 1953484 | Sus | N | Vegetation¦Treefellintoline¦Fuse¦BurnedOpen
23-0016177 | Vegetation | Tree - branch fell on line | Transformer (OH) |  | 2023 | Tier 2 - Extreme | Transformer only | 1 | 14 | 20230114 | 1954112 | Sus | N | Vegetation¦Treebranchfellonline¦Transformer(OH)¦
23-0016448 | Unknown Cause | Patrol - found nothing |  |  | 2023 | Tier 2 - Extreme | Distribution Circuit | 1 | 14 | 20230114 | 1954809 | Sus | N | UnknownCause¦Patrolfoundnothing¦¦
23-0016519 | Vegetation | Tree - fell into line | Conductor, Overhead | Broken, wire on ground | 2023 | Tier 2 - Extreme | Distribution Circuit | 1 | 15 | 20230115 | 1955455 | Sus | N | Vegetation¦Treefellintoline¦ConductorOverhead¦Brokenwireonground
23-0016536 | Company Initiated | Return Circuit Normal | Other | Normal | 2023 | Tier 2 - Elevated | Distribution Circuit | 1 | 15 | 20230115 | 1955730 | Sus | N | CompanyInitiated¦ReturnCircuitNormal¦Other¦Normal
23-0016533 | Vegetation | Tree - fell into line | Conductor, Overhead | Normal | 2023 | Tier 2 - Extreme | Distribution Circuit | 1 | 15 | 20230115 | 1955537 | Sus | N | Vegetation¦Treefellintoline¦ConductorOverhead¦Normal
23-0016861 | Vegetation | Tree - fell into line | Conductor, Overhead | Broken, wire on ground | 2023 | Tier 2 - Elevated | Distribution Circuit | 1 | 16 | 20230116 | 1956458 | Sus | N | Vegetation¦Treefellintoline¦ConductorOverhead¦Brokenwireonground
23-0017836 | Unknown Cause | Patrol - not conducted |  |  | 2023 | Tier 2 - Extreme | Transformer only | 1 | 17 | 20230117 | 1959614 | Sus | N | UnknownCause¦Patrolnotconducted¦¦
23-0018623 | Vegetation | Tree - fell into line | Conductor, Overhead | Together | 2023 | Tier 2 - Extreme | Transformer only | 1 | 18 | 20230118 | 1961521 | Sus | N | Vegetation¦Treefellintoline¦ConductorOverhead¦Together
23-0018655 | Vegetation | Tree - fell into line | Conductor, Overhead | Broken, wire on ground | 2023 | Tier 2 - Extreme | Distribution Circuit | 1 | 19 | 20230119 | 1961765 | Sus | N | Vegetation¦Treefellintoline¦ConductorOverhead¦Brokenwireonground
23-0019283 | Unknown Cause | Patrol - found nothing |  |  | 2023 | Tier 2 - Extreme | Distribution Circuit | 1 | 20 | 20230120 | 1962974 | Sus | N | UnknownCause¦Patrolfoundnothing¦¦
23-0019372 | Animal | Bird found | Transformer (OH) | Normal | 2023 | Tier 2 - Elevated | Distribution Circuit | 1 | 20 | 20230120 | 1963224 | Sus | N | Animal¦Birdfound¦Transformer(OH)¦Normal
23-0019331 | Equipment Failure/Involved | Overhead | Pole-Wood | Broken | 2023 | Tier 2 - Elevated | Distribution Circuit | 1 | 20 | 20230120 | 1962890 | Sus | N | EquipmentFailureInvolved¦Overhead¦PoleWood¦Broken
23-0019835 | Equipment Failure/Involved | Overhead | Transformer | Failed/Faulted | 2023 | Tier 2 - Elevated | Transformer only | 1 | 22 | 20230122 | 1964436 | Sus | N | EquipmentFailureInvolved¦Overhead¦Transformer¦FailedFaulted
23-0019809 | 3rd Party | Vehicle | Pole-Wood | Broken | 2023 | Tier 2 - Extreme | Distribution Circuit | 1 | 22 | 20230122 | 1964907 | Sus | N | 3rdParty¦Vehicle¦PoleWood¦Broken
23-0020034 | Vegetation | Tree - branch fell on line | Conductor, Overhead | Broken, wire on ground | 2023 | Tier 2 - Extreme | Distribution Circuit | 1 | 23 | 20230123 | 1965271 | Sus | N | Vegetation¦Treebranchfellonline¦ConductorOverhead¦Brokenwireonground
23-0020243 | Equipment Failure/Involved | Overhead | Conductor, Overhead | Together | 2023 | Tier 2 - Extreme | Distribution Circuit | 1 | 23 | 20230123 | 1965875 | Sus | N | EquipmentFailureInvolved¦Overhead¦ConductorOverhead¦Together
23-0020488 | Unknown Cause | Patrol - found nothing |  |  | 2023 | Tier 2 - Extreme | Distribution Circuit | 1 | 23 | 20230123 | 1966339 | Sus | N | UnknownCause¦Patrolfoundnothing¦¦
23-0020506 | Vegetation | Tree - branch fell on line | Conductor, Overhead | Normal | 2023 | Tier 2 - Extreme | Distribution Circuit | 1 | 24 | 20230124 | 1966417 | Sus | N | Vegetation¦Treebranchfellonline¦ConductorOverhead¦Normal
23-0021287 | Unknown Cause | Patrol - found nothing |  |  | 2023 | Tier 2 - Elevated | Distribution Circuit | 1 | 25 | 20230125 | 1967881 | Sus | N | UnknownCause¦Patrolfoundnothing¦¦
23-0021350 | Equipment Failure/Involved | Overhead | Jumper | Broken | 2023 | Tier 2 - Elevated | Transformer only | 1 | 25 | 20230125 | 1968020 | Sus | N | EquipmentFailureInvolved¦Overhead¦Jumper¦Broken
23-0021457 | Unknown Cause | Patrol - not conducted |  |  | 2023 | Tier 2 - Elevated | Distribution Circuit | 1 | 25 | 20230125 | 1968303 | Sus | N | UnknownCause¦Patrolnotconducted¦¦
23-0021826 | Vegetation | Tree - branch fell on line | Fuse | Failed/Faulted | 2023 | Tier 2 - Extreme | Transformer only | 1 | 26 | 20230126 | 1968893 | Sus | N | Vegetation¦Treebranchfellonline¦Fuse¦FailedFaulted
23-0022536 | Vegetation | Tree - fell into line | Conductor, Overhead | Broken, wire on ground | 2023 | Tier 2 - Elevated | Distribution Circuit | 1 | 27 | 20230127 | 1970006 | Sus | N | Vegetation¦Treefellintoline¦ConductorOverhead¦Brokenwireonground
23-0022569 | Equipment Failure/Involved | Underground | Fuse | Burned Open | 2023 | Tier 2 - Elevated | Transformer only | 1 | 27 | 20230127 | 1970118 | Sus | N | EquipmentFailureInvolved¦Underground¦Fuse¦BurnedOpen
23-0022968 | Vegetation | Tree - fell into line | Conductor, Overhead | Broken, wire on ground | 2023 | Tier 2 - Extreme | Distribution Circuit | 1 | 30 | 20230130 | 1971885 | Sus | N | Vegetation¦Treefellintoline¦ConductorOverhead¦Brokenwireonground
23-0022998 | Vegetation | Tree - fell into line | Conductor, Overhead | Broken, wire on ground | 2023 | Tier 2 - Extreme | Transformer only | 1 | 30 | 20230130 | 1971478 | Sus | N | Vegetation¦Treefellintoline¦ConductorOverhead¦Brokenwireonground
23-0022879 | Equipment Failure/Involved | Overhead | Pole-Wood | Broken | 2023 | Tier 2 - Elevated | Distribution Circuit | 1 | 30 | 20230130 | 1971722 | Sus | N | EquipmentFailureInvolved¦Overhead¦PoleWood¦Broken
23-0024407 | Vegetation | Tree - palm frond fell into line | Conductor, Overhead | Normal | 2023 | Tier 2 - Elevated | Transformer only | 2 | 2 | 20230202 | 1974848 | Sus | N | Vegetation¦Treepalmfrondfellintoline¦ConductorOverhead¦Normal
23-0024661 | Unknown Cause | Patrol - found nothing |  |  | 2023 | Tier 2 - Extreme | Distribution Circuit | 2 | 2 | 20230202 | 1975355 | Sus | N | UnknownCause¦Patrolfoundnothing¦¦
23-0024786 | Equipment Failure/Involved | Overhead | Pole-Wood | Deteriorated | 2023 | Tier 2 - Extreme | Distribution Circuit | 2 | 3 | 20230203 | 1975747 | Sus | N | EquipmentFailureInvolved¦Overhead¦PoleWood¦Deteriorated
23-0025387 | Equipment Failure/Involved | Overhead | Other | Broken, wire on ground | 2023 | Tier 2 - Elevated | Distribution Circuit | 2 | 5 | 20230205 | 1977264 | Sus | N | EquipmentFailureInvolved¦Overhead¦Other¦Brokenwireonground
23-0025366 | Equipment Failure/Involved | Overhead | Transformer (OH) | Failed/Faulted | 2023 | Tier 2 - Extreme | Distribution Circuit | 2 | 5 | 20230205 | 1977336 | Sus | N | EquipmentFailureInvolved¦Overhead¦Transformer(OH)¦FailedFaulted
23-0025377 | Equipment Failure/Involved | Overhead | Fuse | Failed/Faulted | 2023 | Tier 2 - Extreme | Distribution Circuit | 2 | 5 | 20230205 | 1977352 | Sus | N | EquipmentFailureInvolved¦Overhead¦Fuse¦FailedFaulted
23-0025372 | Equipment Failure/Involved | Overhead | Fuse | Arcing | 2023 | Tier 2 - Extreme | Distribution Circuit | 2 | 5 | 20230205 | 1977364 | Sus | N | EquipmentFailureInvolved¦Overhead¦Fuse¦Arcing
23-0025542 | Vegetation | Tree - fell into line | Conductor, Overhead | Broken, wire on ground | 2023 | Tier 2 - Extreme | Distribution Circuit | 2 | 6 | 20230206 | 1977827 | Sus | N | Vegetation¦Treefellintoline¦ConductorOverhead¦Brokenwireonground
23-0025653 | Animal | Squirrel | Conductor, Overhead | Normal | 2023 | Tier 2 - Elevated | Distribution Circuit | 2 | 6 | 20230206 | 1978054 | Sus | N | Animal¦Squirrel¦ConductorOverhead¦Normal
23-0025686 | Equipment Failure/Involved | Overhead | Other | Burned/flashed | 2023 | Tier 2 - Elevated | Transformer only | 2 | 6 | 20230206 | 1978122 | Sus | N | EquipmentFailureInvolved¦Overhead¦Other¦Burnedflashed
23-0026644 | Unknown Cause | Patrol - found nothing |  |  | 2023 | Tier 2 - Elevated | Distribution Circuit | 2 | 8 | 20230208 | 1979722 | Sus | N | UnknownCause¦Patrolfoundnothing¦¦
23-0026793 | Vegetation | Tree - bark fell into line | Conductor, Overhead | Normal | 2023 | Tier 2 - Elevated | Distribution Circuit | 2 | 8 | 20230208 | 1980149 | Sus | N | Vegetation¦Treebarkfellintoline¦ConductorOverhead¦Normal
23-0026907 | Equipment Failure/Involved | Overhead | Transformer (OH) | Failed/Faulted | 2023 | Tier 2 - Extreme | Transformer only | 2 | 9 | 20230209 | 1980426 | Sus | N | EquipmentFailureInvolved¦Overhead¦Transformer(OH)¦FailedFaulted
23-0027154 | Vegetation | Tree - grew into line | Conductor, Overhead | Normal | 2023 | Tier 2 - Extreme | Distribution Circuit | 2 | 9 | 20230209 | 1981051 | Sus | N | Vegetation¦Treegrewintoline¦ConductorOverhead¦Normal
23-0027171 | Equipment Failure/Involved | Fire, pole | Pole-Wood | Burned/flashed | 2023 | Tier 2 - Elevated | Distribution Circuit | 2 | 9 | 20230209 | 1981088 | Sus | N | EquipmentFailureInvolved¦Firepole¦PoleWood¦Burnedflashed
23-0027851 | 3rd Party | Vehicle | Pole-Wood | Broken | 2023 | Tier 2 - Extreme | Distribution Circuit | 2 | 11 | 20230211 | 1982514 | Sus | N | 3rdParty¦Vehicle¦PoleWood¦Broken
23-0027927 | Equipment Failure/Involved | Overhead | Connector or Splice (OH) | Broken | 2023 | Tier 2 - Extreme | Distribution Circuit | 2 | 12 | 20230212 | 1982857 | Sus | N | EquipmentFailureInvolved¦Overhead¦ConnectororSplice(OH)¦Broken
23-0028115 | Equipment Failure/Involved | Overhead | Fuse | Broken | 2023 | Tier 2 - Elevated | Transformer only | 2 | 13 | 20230213 | 1983396 | Sus | N | EquipmentFailureInvolved¦Overhead¦Fuse¦Broken
23-0028276 | Vegetation | Tree - grew into line | Conductor, Overhead | Normal | 2023 | Tier 2 - Elevated | Distribution Circuit | 2 | 13 | 20230213 | 1983927 | Sus | N | Vegetation¦Treegrewintoline¦ConductorOverhead¦Normal
23-0028346 | Unknown Cause | Patrol - found nothing |  |  | 2023 | Tier 2 - Elevated | Distribution Circuit | 2 | 13 | 20230213 | 1984001 | Sus | N | UnknownCause¦Patrolfoundnothing¦¦
23-0028419 | Vegetation | Tree - fell into line | Conductor, Overhead | Broken, wire on ground | 2023 | Tier 2 - Elevated | Distribution Circuit | 2 | 14 | 20230214 | 1984287 | Sus | N | Vegetation¦Treefellintoline¦ConductorOverhead¦Brokenwireonground
23-0028807 | Unknown Cause | Patrol - found nothing |  |  | 2023 | Tier 2 - Extreme | Distribution Circuit | 2 | 14 | 20230214 | 1984958 | Sus | N | UnknownCause¦Patrolfoundnothing¦¦
23-0028822 | Unknown Cause | Patrol - not conducted |  |  | 2023 | Tier 2 - Elevated | Distribution Circuit | 2 | 14 | 20230214 | 1985092 | Sus | N | UnknownCause¦Patrolnotconducted¦¦
23-0028888 | Vegetation | Tree - fell into line | Conductor, Overhead | Broken, wire on ground | 2023 | Tier 2 - Extreme | Distribution Circuit | 2 | 14 | 20230214 | 1985172 | Sus | N | Vegetation¦Treefellintoline¦ConductorOverhead¦Brokenwireonground
23-0029656 | Animal | Bird found | Transformer (OH) | Failed/Faulted | 2023 | Tier 2 - Elevated | Transformer only | 2 | 16 | 20230216 | 1986739 | Sus | N | Animal¦Birdfound¦Transformer(OH)¦FailedFaulted
23-0030514 | 3rd Party | Vehicle | Other | Normal | 2023 | Tier 2 - Elevated | Distribution Circuit | 2 | 18 | 20230218 | 1988391 | Sus | N | 3rdParty¦Vehicle¦Other¦Normal
23-0030645 | Animal | Bird found | Conductor, Overhead | Normal | 2023 | Tier 2 - Elevated | Distribution Circuit | 2 | 20 | 20230220 | 1989256 | Sus | N | Animal¦Birdfound¦ConductorOverhead¦Normal
23-0030725 | Equipment Failure/Involved | Electrical Overload | Transformer | Deteriorated | 2023 | Tier 2 - Elevated | Transformer only | 2 | 20 | 20230220 | 1989644 | Sus | N | EquipmentFailureInvolved¦ElectricalOverload¦Transformer¦Deteriorated
23-0031135 | Equipment Failure/Involved | Overhead | Conductor, Overhead | Together | 2023 | Tier 2 - Elevated | Distribution Circuit | 2 | 21 | 20230221 | 1990364 | Sus | N | EquipmentFailureInvolved¦Overhead¦ConductorOverhead¦Together
23-0031364 | Vegetation | Tree - branch fell on line | Conductor, Overhead | Broken, wire on ground | 2023 | Tier 2 - Extreme | Distribution Circuit | 2 | 21 | 20230221 | 1990934 | Sus | N | Vegetation¦Treebranchfellonline¦ConductorOverhead¦Brokenwireonground
23-0031458 | Vegetation | Tree - branch fell on line | Conductor, Overhead | Normal | 2023 | Tier 2 - Extreme | Distribution Circuit | 2 | 21 | 20230221 | 1991714 | Sus | N | Vegetation¦Treebranchfellonline¦ConductorOverhead¦Normal
23-0031538 | Unknown Cause | Patrol - found nothing |  |  | 2023 | Tier 2 - Extreme | Distribution Circuit | 2 | 21 | 20230221 | 1991725 | Sus | N | UnknownCause¦Patrolfoundnothing¦¦
23-0031404 | Unknown Cause | Patrol - not conducted |  |  | 2023 | Tier 2 - Elevated | Distribution Circuit | 2 | 21 | 20230221 | 1991984 | Sus | N | UnknownCause¦Patrolnotconducted¦¦
23-0031953 | Vegetation | Tree - branch fell on line | Conductor, Overhead | Normal | 2023 | Tier 2 - Elevated | Distribution Circuit | 2 | 21 | 20230221 | 1996205 | Sus | N | Vegetation¦Treebranchfellonline¦ConductorOverhead¦Normal
23-0031516 | Vegetation | Tree - fell into line | Conductor, Overhead | Broken, wire on ground | 2023 | Tier 2 - Elevated | Distribution Circuit | 2 | 21 | 20230221 | 1992357 | Sus | N | Vegetation¦Treefellintoline¦ConductorOverhead¦Brokenwireonground
23-0031732 | Unknown Cause | Patrol - found nothing |  |  | 2023 | Tier 2 - Elevated | Distribution Circuit | 2 | 21 | 20230221 | 1992820 | Sus | N | UnknownCause¦Patrolfoundnothing¦¦
23-0032014 | Unknown Cause | Patrol - not conducted |  |  | 2023 | Tier 2 - Extreme | Distribution Circuit | 2 | 21 | 20230221 | 1995553 | Sus | N | UnknownCause¦Patrolnotconducted¦¦
23-0031812 | Unknown Cause | Patrol - found nothing |  |  | 2023 | Tier 2 - Elevated | Distribution Circuit | 2 | 21 | 20230221 | 1993242 | Sus | N | UnknownCause¦Patrolfoundnothing¦¦
23-0031616 | Vegetation | Tree - branch fell on line | Conductor, Overhead | Normal | 2023 | Tier 2 - Extreme | Distribution Circuit | 2 | 21 | 20230221 | 1994006 | Sus | N | Vegetation¦Treebranchfellonline¦ConductorOverhead¦Normal
23-0031650 | Unknown Cause | Patrol - not conducted |  |  | 2023 | Tier 2 - Extreme | Distribution Circuit | 2 | 21 | 20230221 | 1993962 | Sus | N | UnknownCause¦Patrolnotconducted¦¦
23-0031864 | Unknown Cause | Patrol - found nothing |  |  | 2023 | Tier 2 - Extreme | Distribution Circuit | 2 | 21 | 20230221 | 1995759 | Sus | N | UnknownCause¦Patrolfoundnothing¦¦
23-0032007 | Unknown Cause | Patrol - found nothing |  |  | 2023 | Tier 2 - Extreme | Distribution Circuit | 2 | 21 | 20230221 | 1996192 | Sus | N | UnknownCause¦Patrolfoundnothing¦¦
23-0032176 | Vegetation | Tree - bark fell into line | Conductor, Overhead | Normal | 2023 | Tier 2 - Elevated | Distribution Circuit | 2 | 22 | 20230222 | 1997106 | Sus | N | Vegetation¦Treebarkfellintoline¦ConductorOverhead¦Normal
23-0032637 | Unknown Cause | Patrol - found nothing |  |  | 2023 | Tier 2 - Extreme | Distribution Circuit | 2 | 22 | 20230222 | 1998065 | Sus | N | UnknownCause¦Patrolfoundnothing¦¦
23-0032699 | Vegetation | Tree - branch fell on line | Conductor, Overhead | Normal | 2023 | Tier 2 - Extreme | Distribution Circuit | 2 | 22 | 20230222 | 1998505 | Sus | N | Vegetation¦Treebranchfellonline¦ConductorOverhead¦Normal
23-0032907 | Vegetation | Tree - branch fell on line | Fuse | Normal | 2023 | Tier 2 - Extreme | Transformer only | 2 | 23 | 20230223 | 1998906 | Sus | N | Vegetation¦Treebranchfellonline¦Fuse¦Normal
23-0032877 | Equipment Failure/Involved | Underground | Transformer | Broken | 2023 | Tier 2 - Elevated | Transformer only | 2 | 23 | 20230223 | 1998750 | Sus | N | EquipmentFailureInvolved¦Underground¦Transformer¦Broken
23-0033310 | Vegetation | Tree - fell into line | Conductor, Overhead | Normal | 2023 | Tier 2 - Extreme | Distribution Circuit | 2 | 23 | 20230223 | 1999293 | Sus | N | Vegetation¦Treefellintoline¦ConductorOverhead¦Normal
23-0033237 | Vegetation | Tree - fell into line | Transformer | Bent or Twisted | 2023 | Tier 2 - Extreme | Transformer only | 2 | 23 | 20230223 | 1999502 | Sus | N | Vegetation¦Treefellintoline¦Transformer¦BentorTwisted
23-0033786 | Vegetation | Tree - fell into line | Conductor, Overhead | Broken, wire on ground | 2023 | Tier 2 - Extreme | Distribution Circuit | 2 | 24 | 20230224 | 2001312 | Sus | N | Vegetation¦Treefellintoline¦ConductorOverhead¦Brokenwireonground
23-0033601 | Environmental/External | Ice or snow | Pole-Wood | Broken, wire on ground | 2023 | Tier 2 - Elevated | Distribution Circuit | 2 | 24 | 20230224 | 2001448 | Sus | N | EnvironmentalExternal¦Iceorsnow¦PoleWood¦Brokenwireonground
23-0033695 | Equipment Failure/Involved | Overhead | Conductor, Overhead | Broken, wire on ground | 2023 | Tier 2 - Elevated | Transformer only | 2 | 24 | 20230224 | 2001909 | Sus | N | EquipmentFailureInvolved¦Overhead¦ConductorOverhead¦Brokenwireonground
23-0033938 | Vegetation | Tree - branch fell on line | Transformer | Broken | 2023 | Tier 2 - Elevated | Transformer only | 2 | 24 | 20230224 | 2004015 | Sus | N | Vegetation¦Treebranchfellonline¦Transformer¦Broken
23-0033981 | Vegetation | Tree - fell into line | Conductor, Overhead | Normal | 2023 | Tier 2 - Elevated | Distribution Circuit | 2 | 24 | 20230224 | 2004597 | Sus | N | Vegetation¦Treefellintoline¦ConductorOverhead¦Normal
23-0034211 | Equipment Failure/Involved | Overhead | Insulator | Broken | 2023 | Tier 2 - Elevated | Distribution Circuit | 2 | 24 | 20230224 | 2005723 | Sus | N | EquipmentFailureInvolved¦Overhead¦Insulator¦Broken
23-0035407 | Unknown Cause | Patrol - found nothing |  |  | 2023 | Tier 2 - Elevated | Distribution Circuit | 2 | 25 | 20230225 | 2008879 | Sus | N | UnknownCause¦Patrolfoundnothing¦¦
23-0035659 | Vegetation | Tree - branch fell on line | Transformer | Failed/Faulted | 2023 | Tier 2 - Elevated | Transformer only | 2 | 26 | 20230226 | 2009796 | Sus | N | Vegetation¦Treebranchfellonline¦Transformer¦FailedFaulted
23-0036236 | Vegetation | Tree - fell into line | Conductor, Overhead | Broken, wire on ground | 2023 | Tier 2 - Elevated | Distribution Circuit | 2 | 27 | 20230227 | 2011382 | Sus | N | Vegetation¦Treefellintoline¦ConductorOverhead¦Brokenwireonground
23-0036542 | Vegetation | Tree - branch fell on line | Fuse | Normal | 2023 | Tier 2 - Extreme | Transformer only | 2 | 27 | 20230227 | 2012144 | Sus | N | Vegetation¦Treebranchfellonline¦Fuse¦Normal
23-0036640 | Equipment Failure/Involved | Overhead | Transformer | Broken | 2023 | Tier 2 - Extreme | Transformer only | 2 | 27 | 20230227 | 2012390 | Sus | N | EquipmentFailureInvolved¦Overhead¦Transformer¦Broken
23-0036469 | Vegetation | Tree - branch fell on line | Conductor, Overhead | Normal | 2023 | Tier 2 - Elevated | Distribution Circuit | 2 | 27 | 20230227 | 2012491 | Sus | N | Vegetation¦Treebranchfellonline¦ConductorOverhead¦Normal
23-0036554 | Unknown Cause | Patrol - found nothing |  |  | 2023 | Tier 2 - Extreme | Distribution Circuit | 2 | 27 | 20230227 | 2012599 | Sus | N | UnknownCause¦Patrolfoundnothing¦¦
23-0036636 | Unknown Cause | Patrol - found nothing |  |  | 2023 | Tier 2 - Extreme | Distribution Circuit | 2 | 27 | 20230227 | 2012608 | Sus | N | UnknownCause¦Patrolfoundnothing¦¦
23-0036660 | Vegetation | Tree - branch fell on line | Secondary | Normal | 2023 | Tier 2 - Extreme | Distribution Circuit | 2 | 27 | 20230227 | 2012972 | Sus | N | Vegetation¦Treebranchfellonline¦Secondary¦Normal
23-0037314 | Unknown Cause | Patrol - found nothing |  |  | 2023 | Tier 2 - Extreme | Distribution Circuit | 2 | 28 | 20230228 | 2014943 | Sus | N | UnknownCause¦Patrolfoundnothing¦¦
23-0037447 | Vegetation | Tree - fell into line | Transformer | Failed/Faulted | 2023 | Tier 2 - Elevated | Transformer only | 2 | 28 | 20230228 | 2015640 | Sus | N | Vegetation¦Treefellintoline¦Transformer¦FailedFaulted
23-0037448 | Equipment Failure/Involved | Overhead | Transformer (OH) | Failed/Faulted | 2023 | Tier 2 - Extreme | Distribution Circuit | 2 | 28 | 20230228 | 2015487 | Sus | N | EquipmentFailureInvolved¦Overhead¦Transformer(OH)¦FailedFaulted
23-0038541 | Equipment Failure/Involved | Overhead | Transformer | Failed/Faulted | 2023 | Tier 2 - Elevated | Transformer only | 3 | 1 | 20230301 | 2019266 | Sus | N | EquipmentFailureInvolved¦Overhead¦Transformer¦FailedFaulted
23-0039438 | Unknown Cause | Patrol - found nothing |  |  | 2023 | Tier 2 - Elevated | Distribution Circuit | 3 | 3 | 20230303 | 2020947 | Sus | N | UnknownCause¦Patrolfoundnothing¦¦
23-0039582 | Vegetation | Tree - fell into line | Conductor, Overhead | Normal | 2023 | Tier 2 - Extreme | Distribution Circuit | 3 | 3 | 20230303 | 2021622 | Sus | N | Vegetation¦Treefellintoline¦ConductorOverhead¦Normal
23-0040359 | Unknown Cause | Patrol - found nothing |  |  | 2023 | Tier 2 - Extreme | Distribution Circuit | 3 | 5 | 20230305 | 2023730 | Sus | N | UnknownCause¦Patrolfoundnothing¦¦
23-0040543 | Vegetation | Tree - fell into line | Connector or Splice (OH) | Broken, wire on ground | 2023 | Tier 2 - Elevated | Distribution Circuit | 3 | 6 | 20230306 | 2024220 | Sus | N | Vegetation¦Treefellintoline¦ConnectororSplice(OH)¦Brokenwireonground
23-0040628 | Equipment Failure/Involved | Overhead | Transformer | Broken, wire on ground | 2023 | Tier 2 - Extreme | Transformer only | 3 | 6 | 20230306 | 2024343 | Sus | N | EquipmentFailureInvolved¦Overhead¦Transformer¦Brokenwireonground
23-0041486 | Vegetation | Tree - fell into line | Conductor, Overhead | Normal | 2023 | Tier 2 - Elevated | Distribution Circuit | 3 | 8 | 20230308 | 2026212 | Sus | N | Vegetation¦Treefellintoline¦ConductorOverhead¦Normal
23-0041489 | Vegetation | Tree - fell into line | Conductor, Overhead | Broken, wire on ground | 2023 | Tier 2 - Extreme | Distribution Circuit | 3 | 8 | 20230308 | 2026266 | Sus | N | Vegetation¦Treefellintoline¦ConductorOverhead¦Brokenwireonground
23-0042235 | Equipment Failure/Involved | Overhead | Transformer | Failed/Faulted | 2023 | Tier 2 - Elevated | Transformer only | 3 | 9 | 20230309 | 2027546 | Sus | N | EquipmentFailureInvolved¦Overhead¦Transformer¦FailedFaulted
23-0042392 | Equipment Failure/Involved | Overhead | Jumper | Broken | 2023 | Tier 2 - Elevated | Distribution Circuit | 3 | 9 | 20230309 | 2028331 | Sus | N | EquipmentFailureInvolved¦Overhead¦Jumper¦Broken
23-0042772 | Vegetation | Tree - fell into line | Conductor, Overhead | Broken, wire on ground | 2023 | Tier 2 - Extreme | Distribution Circuit | 3 | 10 | 20230310 | 2029958 | Sus | N | Vegetation¦Treefellintoline¦ConductorOverhead¦Brokenwireonground
23-0042772 | Vegetation | Tree - fell into line | Conductor, Overhead | Broken, wire on ground | 2023 | Tier 2 - Elevated | Distribution Circuit | 3 | 10 | 20230310 | 2030288 | Sus | N | Vegetation¦Treefellintoline¦ConductorOverhead¦Brokenwireonground
23-0042735 | Vegetation | Tree - fell into line | Conductor, Overhead | Broken, wire on ground | 2023 | Tier 2 - Extreme | Distribution Circuit | 3 | 10 | 20230310 | 2030063 | Sus | N | Vegetation¦Treefellintoline¦ConductorOverhead¦Brokenwireonground
23-0043057 | Vegetation | Tree - grew into line | Conductor, Overhead | Normal | 2023 | Tier 2 - Extreme | Distribution Circuit | 3 | 10 | 20230310 | 2030940 | Sus | N | Vegetation¦Treegrewintoline¦ConductorOverhead¦Normal
23-0043461 | Vegetation | Tree - branch fell on line | Transformer | Broken | 2023 | Tier 2 - Extreme | Transformer only | 3 | 11 | 20230311 | 2032304 | Sus | N | Vegetation¦Treebranchfellonline¦Transformer¦Broken
23-0043567 | Vegetation | Tree - branch fell on line | Service conductor | Broken, wire on ground | 2023 | Tier 2 - Elevated | Transformer only | 3 | 11 | 20230311 | 2032751 | Sus | N | Vegetation¦Treebranchfellonline¦Serviceconductor¦Brokenwireonground
23-0043723 | Vegetation | Tree - fell into line | Conductor, Overhead | Broken, wire on ground | 2023 | Tier 2 - Elevated | Distribution Circuit | 3 | 12 | 20230312 | 2033267 | Sus | N | Vegetation¦Treefellintoline¦ConductorOverhead¦Brokenwireonground
23-0043758 | Unknown Cause | Patrol - found nothing |  |  | 2023 | Tier 2 - Extreme | Transformer only | 3 | 12 | 20230312 | 2033345 | Sus | N | UnknownCause¦Patrolfoundnothing¦¦
23-0043956 | Vegetation | Tree - fell into line | Conductor, Overhead | Broken, wire on ground | 2023 | Tier 2 - Elevated | Distribution Circuit | 3 | 13 | 20230313 | 2034041 | Sus | N | Vegetation¦Treefellintoline¦ConductorOverhead¦Brokenwireonground
23-0044467 | Vegetation | Tree - fell into line | Conductor, Overhead | Broken, wire on ground | 2023 | Tier 2 - Elevated | Distribution Circuit | 3 | 14 | 20230314 | 2035161 | Sus | N | Vegetation¦Treefellintoline¦ConductorOverhead¦Brokenwireonground
23-0044508 | Vegetation | Tree - fell into line | Conductor, Overhead | Broken, wire on ground | 2023 | Tier 2 - Extreme | Distribution Circuit | 3 | 14 | 20230314 | 2035193 | Sus | N | Vegetation¦Treefellintoline¦ConductorOverhead¦Brokenwireonground
23-0044560 | Vegetation | Tree - fell into line | Conductor, Overhead | Broken | 2023 | Tier 2 - Elevated | Distribution Circuit | 3 | 14 | 20230314 | 2035248 | Sus | N | Vegetation¦Treefellintoline¦ConductorOverhead¦Broken
23-0044670 | Vegetation | Tree - bark fell into line | Conductor, Overhead | Broken, wire on ground | 2023 | Tier 2 - Extreme | Distribution Circuit | 3 | 14 | 20230314 | 2035725 | Sus | N | Vegetation¦Treebarkfellintoline¦ConductorOverhead¦Brokenwireonground
23-0044638 | Vegetation | Tree - fell into line | Conductor, Overhead | Normal | 2023 | Tier 2 - Elevated | Distribution Circuit | 3 | 14 | 20230314 | 2035613 | Sus | N | Vegetation¦Treefellintoline¦ConductorOverhead¦Normal
23-0044907 | Vegetation | Tree - fell into line | Conductor, Overhead | Together | 2023 | Tier 2 - Extreme | Distribution Circuit | 3 | 14 | 20230314 | 2035633 | Sus | N | Vegetation¦Treefellintoline¦ConductorOverhead¦Together
23-0044751 | Vegetation | Tree - branch fell on line | Conductor, Overhead | Normal | 2023 | Tier 2 - Extreme | Distribution Circuit | 3 | 14 | 20230314 | 2035812 | Sus | N | Vegetation¦Treebranchfellonline¦ConductorOverhead¦Normal
23-0045056 | Vegetation | Tree - fell into line | Conductor, Overhead | Broken, wire on ground | 2023 | Tier 2 - Extreme | Distribution Circuit | 3 | 14 | 20230314 | 2036689 | Sus | N | Vegetation¦Treefellintoline¦ConductorOverhead¦Brokenwireonground
23-0044972 | Vegetation | Tree - fell into line | Conductor, Overhead | Normal | 2023 | Tier 2 - Extreme | Distribution Circuit | 3 | 14 | 20230314 | 2035924 | Sus | N | Vegetation¦Treefellintoline¦ConductorOverhead¦Normal
23-0045249 | Unknown Cause | Patrol - found nothing |  |  | 2023 | Tier 2 - Extreme | Transformer only | 3 | 14 | 20230314 | 2035968 | Sus | N | UnknownCause¦Patrolfoundnothing¦¦
23-0044911 | Vegetation | Tree - fell into line | Conductor, Overhead | Broken | 2023 | Tier 2 - Extreme | Distribution Circuit | 3 | 14 | 20230314 | 2035851 | Sus | N | Vegetation¦Treefellintoline¦ConductorOverhead¦Broken
23-0045051 | Vegetation | Tree - fell into line | Conductor, Overhead | Broken | 2023 | Tier 2 - Extreme | Distribution Circuit | 3 | 14 | 20230314 | 2036573 | Sus | N | Vegetation¦Treefellintoline¦ConductorOverhead¦Broken
23-0045230 | Vegetation | Tree - fell into line | Conductor, Overhead | Normal | 2023 | Tier 2 - Elevated | Distribution Circuit | 3 | 14 | 20230314 | 2036736 | Sus | N | Vegetation¦Treefellintoline¦ConductorOverhead¦Normal
23-0044825 | Unknown Cause | Patrol - found nothing |  |  | 2023 | Tier 2 - Elevated | Distribution Circuit | 3 | 14 | 20230314 | 2037114 | Sus | N | UnknownCause¦Patrolfoundnothing¦¦
23-0045347 | Unknown Cause | Patrol - not conducted |  |  | 2023 | Tier 2 - Elevated | Distribution Circuit | 3 | 14 | 20230314 | 2036958 | Sus | N | UnknownCause¦Patrolnotconducted¦¦
23-0044932 | Vegetation | Tree - fell into line | Conductor, Overhead | Broken, wire on ground | 2023 | Tier 2 - Extreme | Distribution Circuit | 3 | 14 | 20230314 | 2037645 | Sus | N | Vegetation¦Treefellintoline¦ConductorOverhead¦Brokenwireonground
23-0044978 | Unknown Cause | Patrol - found nothing |  |  | 2023 | Tier 2 - Extreme | Distribution Circuit | 3 | 14 | 20230314 | 2037798 | Sus | N | UnknownCause¦Patrolfoundnothing¦¦
23-0045443 | Unknown Cause | Patrol - found nothing |  |  | 2023 | Tier 2 - Extreme | Transformer only | 3 | 14 | 20230314 | 2037795 | Sus | N | UnknownCause¦Patrolfoundnothing¦¦
23-0045267 | Unknown Cause | Patrol - found nothing |  |  | 2023 | Tier 2 - Extreme | Distribution Circuit | 3 | 14 | 20230314 | 2038885 | Sus | N | UnknownCause¦Patrolfoundnothing¦¦
23-0045120 | Unknown Cause | Patrol - found nothing |  |  | 2023 | Tier 2 - Extreme | Distribution Circuit | 3 | 14 | 20230314 | 2040005 | Sus | N | UnknownCause¦Patrolfoundnothing¦¦
23-0045218 | Equipment Failure/Involved | Overhead | Conductor, Overhead | Broken | 2023 | Tier 2 - Elevated | Distribution Circuit | 3 | 14 | 20230314 | 2038201 | Sus | N | EquipmentFailureInvolved¦Overhead¦ConductorOverhead¦Broken
23-0045447 | Vegetation | Tree - branch fell on line | Conductor, Overhead | Broken, wire on ground | 2023 | Tier 2 - Elevated | Distribution Circuit | 3 | 14 | 20230314 | 2042765 | Sus | N | Vegetation¦Treebranchfellonline¦ConductorOverhead¦Brokenwireonground
23-0045981 | Equipment Failure/Involved | Overhead | Jumper | Burned Open | 2023 | Tier 2 - Extreme | Distribution Circuit | 3 | 14 | 20230314 | 2043839 | Sus | N | EquipmentFailureInvolved¦Overhead¦Jumper¦BurnedOpen
23-0046047 | Vegetation | Tree - fell into line | Conductor, Overhead | Normal | 2023 | Tier 2 - Extreme | Distribution Circuit | 3 | 15 | 20230315 | 2045044 | Sus | N | Vegetation¦Treefellintoline¦ConductorOverhead¦Normal
23-0046349 | Vegetation | Tree - fell into line | Conductor, Overhead | Broken, wire on ground | 2023 | Tier 2 - Extreme | Distribution Circuit | 3 | 15 | 20230315 | 2045634 | Sus | N | Vegetation¦Treefellintoline¦ConductorOverhead¦Brokenwireonground
23-0046889 | Unknown Cause | Patrol - not conducted |  |  | 2023 | Tier 2 - Elevated | Distribution Circuit | 3 | 16 | 20230316 | 2047703 | Sus | N | UnknownCause¦Patrolnotconducted¦¦
23-0046894 | Unknown Cause | Patrol - found nothing |  |  | 2023 | Tier 2 - Elevated | Distribution Circuit | 3 | 16 | 20230316 | 2047716 | Sus | N | UnknownCause¦Patrolfoundnothing¦¦
23-0048291 | Animal | Bird found | Fuse | Failed/Faulted | 2023 | Tier 2 - Elevated | Transformer only | 3 | 18 | 20230318 | 2050978 | Sus | N | Animal¦Birdfound¦Fuse¦FailedFaulted
23-0048504 | Equipment Failure/Involved | Overhead | Service conductor | Together | 2023 | Tier 2 - Extreme | Transformer only | 3 | 19 | 20230319 | 2052111 | Sus | N | EquipmentFailureInvolved¦Overhead¦Serviceconductor¦Together
23-0048528 | Vegetation | Tree - fell into line | Conductor, Overhead | Normal | 2023 | Tier 2 - Extreme | Distribution Circuit | 3 | 19 | 20230319 | 2052147 | Sus | N | Vegetation¦Treefellintoline¦ConductorOverhead¦Normal
23-0048603 | Vegetation | Tree - fell into line | Conductor, Overhead | Broken, wire on ground | 2023 | Tier 2 - Extreme | Distribution Circuit | 3 | 20 | 20230320 | 2052548 | Sus | N | Vegetation¦Treefellintoline¦ConductorOverhead¦Brokenwireonground
23-0048688 | Unknown Cause | Patrol - found nothing |  |  | 2023 | Tier 2 - Elevated | Distribution Circuit | 3 | 20 | 20230320 | 2052581 | Sus | N | UnknownCause¦Patrolfoundnothing¦¦
23-0048838 | Vegetation | Tree - fell into line | Conductor, Overhead | Together | 2023 | Tier 2 - Extreme | Distribution Circuit | 3 | 20 | 20230320 | 2052830 | Sus | N | Vegetation¦Treefellintoline¦ConductorOverhead¦Together
23-0049150 | Unknown Cause | Patrol - found nothing |  |  | 2023 | Tier 2 - Elevated | Distribution Circuit | 3 | 21 | 20230321 | 2053607 | Sus | N | UnknownCause¦Patrolfoundnothing¦¦
23-0049151 | Vegetation | Tree - fell into line | Conductor, Overhead | Normal | 2023 | Tier 2 - Elevated | Distribution Circuit | 3 | 21 | 20230321 | 2053935 | Sus | N | Vegetation¦Treefellintoline¦ConductorOverhead¦Normal
23-0049452 | Vegetation | Tree - fell into line | Conductor, Overhead | Normal | 2023 | Tier 2 - Extreme | Distribution Circuit | 3 | 21 | 20230321 | 2054653 | Sus | N | Vegetation¦Treefellintoline¦ConductorOverhead¦Normal
23-0049718 | Vegetation | Tree - fell into line | Conductor, Overhead | Broken, wire on ground | 2023 | Tier 2 - Extreme | Distribution Circuit | 3 | 21 | 20230321 | 2056947 | Sus | N | Vegetation¦Treefellintoline¦ConductorOverhead¦Brokenwireonground
23-0050587 | Vegetation | Tree - fell into line | Conductor, Overhead | Broken, wire on object | 2023 | Tier 2 - Extreme | Distribution Circuit | 3 | 21 | 20230321 | 2062466 | Sus | N | Vegetation¦Treefellintoline¦ConductorOverhead¦Brokenwireonobject
23-0050457 | Unknown Cause | Patrol - found nothing |  |  | 2023 | Tier 2 - Extreme | Transformer only | 3 | 22 | 20230322 | 2061872 | Sus | N | UnknownCause¦Patrolfoundnothing¦¦
23-0051460 | 3rd Party | Vehicle | Pole-Wood | Broken | 2023 | Tier 2 - Elevated | Transformer only | 3 | 23 | 20230323 | 2064725 | Sus | N | 3rdParty¦Vehicle¦PoleWood¦Broken
23-0051517 | Vegetation | Tree - branch fell on line | Conductor, Overhead | Broken | 2023 | Tier 2 - Extreme | Distribution Circuit | 3 | 23 | 20230323 | 2064922 | Sus | N | Vegetation¦Treebranchfellonline¦ConductorOverhead¦Broken
23-0051571 | Vegetation | Tree - fell into line | Conductor, Overhead | Normal | 2023 | Tier 2 - Extreme | Distribution Circuit | 3 | 23 | 20230323 | 2065447 | Sus | N | Vegetation¦Treefellintoline¦ConductorOverhead¦Normal
23-0051682 | Equipment Failure/Involved | Overhead | Conductor, Overhead | Broken, wire on ground | 2023 | Tier 2 - Elevated | Distribution Circuit | 3 | 24 | 20230324 | 2065569 | Sus | N | EquipmentFailureInvolved¦Overhead¦ConductorOverhead¦Brokenwireonground
23-0051860 | Equipment Failure/Involved | Overhead | Jumper | Broken | 2023 | Tier 2 - Elevated | Distribution Circuit | 3 | 24 | 20230324 | 2065859 | Sus | N | EquipmentFailureInvolved¦Overhead¦Jumper¦Broken
23-0052055 | Vegetation | Tree - grew into line | Conductor, Overhead | Normal | 2023 | Tier 2 - Elevated | Distribution Circuit | 3 | 24 | 20230324 | 2066644 | Sus | N | Vegetation¦Treegrewintoline¦ConductorOverhead¦Normal
23-0052464 | Unknown Cause | Patrol - not conducted |  |  | 2023 | Tier 2 - Extreme | Distribution Circuit | 3 | 25 | 20230325 | 2066771 | Sus | N | UnknownCause¦Patrolnotconducted¦¦
23-0052509 | Vegetation | Tree - branch fell on line | Conductor, Overhead | Broken, wire on ground | 2023 | Tier 2 - Extreme | Distribution Circuit | 3 | 25 | 20230325 | 2067060 | Sus | N | Vegetation¦Treebranchfellonline¦ConductorOverhead¦Brokenwireonground
23-0052725 | Unknown Cause | Patrol - found nothing |  |  | 2023 | Tier 2 - Elevated | Distribution Circuit | 3 | 26 | 20230326 | 2067967 | Sus | N | UnknownCause¦Patrolfoundnothing¦¦
23-0052898 | Company Initiated | Improper Construction | Fuse | Normal | 2023 | Tier 2 - Elevated | Distribution Circuit | 3 | 27 | 20230327 | 2068604 | Sus | N | CompanyInitiated¦ImproperConstruction¦Fuse¦Normal
23-0053044 | Vegetation | Tree - branch fell on line | Conductor, Overhead | Contaminated | 2023 | Tier 2 - Extreme | Distribution Circuit | 3 | 27 | 20230327 | 2068747 | Sus | N | Vegetation¦Treebranchfellonline¦ConductorOverhead¦Contaminated
23-0053220 | Vegetation | Tree - fell into line | Conductor, Overhead | Broken, wire on ground | 2023 | Tier 2 - Elevated | Distribution Circuit | 3 | 28 | 20230328 | 2069508 | Sus | N | Vegetation¦Treefellintoline¦ConductorOverhead¦Brokenwireonground
23-0053260 | Vegetation | Tree - branch fell on line | Conductor, Overhead | Normal | 2023 | Tier 2 - Elevated | Distribution Circuit | 3 | 28 | 20230328 | 2069522 | Sus | N | Vegetation¦Treebranchfellonline¦ConductorOverhead¦Normal
23-0053366 | Animal | Other | Conductor, Overhead | Normal | 2023 | Tier 2 - Extreme | Distribution Circuit | 3 | 28 | 20230328 | 2069545 | Sus | N | Animal¦Other¦ConductorOverhead¦Normal
23-0053369 | Vegetation | Tree - fell into line | Conductor, Overhead | Broken, wire on ground | 2023 | Tier 2 - Extreme | Distribution Circuit | 3 | 28 | 20230328 | 2069584 | Sus | N | Vegetation¦Treefellintoline¦ConductorOverhead¦Brokenwireonground
23-0053510 | Vegetation | Tree - branch fell on line | Transformer (OH) | Failed/Faulted | 2023 | Tier 2 - Extreme | Transformer only | 3 | 28 | 20230328 | 2069728 | Sus | N | Vegetation¦Treebranchfellonline¦Transformer(OH)¦FailedFaulted
23-0053418 | Vegetation | Tree - fell into line | Service conductor | Broken, wire on ground | 2023 | Tier 2 - Extreme | Transformer only | 3 | 28 | 20230328 | 2069730 | Sus | N | Vegetation¦Treefellintoline¦Serviceconductor¦Brokenwireonground
23-0053413 | Vegetation | Tree - fell into line | Conductor, Overhead | Broken, wire on ground | 2023 | Tier 2 - Extreme | Distribution Circuit | 3 | 28 | 20230328 | 2070167 | Sus | N | Vegetation¦Treefellintoline¦ConductorOverhead¦Brokenwireonground
23-0053465 | Equipment Failure/Involved | Overhead | Connector or Splice (OH) | Broken | 2023 | Tier 2 - Extreme | Distribution Circuit | 3 | 28 | 20230328 | 2069834 | Sus | N | EquipmentFailureInvolved¦Overhead¦ConnectororSplice(OH)¦Broken
23-0053665 | Equipment Failure/Involved | Overhead | Transformer (OH) | Broken | 2023 | Tier 2 - Extreme | Transformer only | 3 | 28 | 20230328 | 2069934 | Sus | N | EquipmentFailureInvolved¦Overhead¦Transformer(OH)¦Broken
23-0053589 | Equipment Failure/Involved | Overhead | Transformer | Malfunctioning | 2023 | Tier 2 - Elevated | Transformer only | 3 | 28 | 20230328 | 2069898 | Sus | N | EquipmentFailureInvolved¦Overhead¦Transformer¦Malfunctioning
23-0053697 | Vegetation | Tree - fell into line | Conductor, Overhead | Broken | 2023 | Tier 2 - Elevated | Distribution Circuit | 3 | 28 | 20230328 | 2070420 | Sus | N | Vegetation¦Treefellintoline¦ConductorOverhead¦Broken
23-0054353 | Equipment Failure/Involved | Overhead | Insulator | Broken | 2023 | Tier 2 - Elevated | Distribution Circuit | 3 | 29 | 20230329 | 2073066 | Sus | N | EquipmentFailureInvolved¦Overhead¦Insulator¦Broken
23-0056306 | Unknown Cause | Patrol - found nothing |  |  | 2023 | Tier 2 - Elevated | Distribution Circuit | 4 | 3 | 20230403 | 2078210 | Sus | N | UnknownCause¦Patrolfoundnothing¦¦
23-0056406 | Unknown Cause | Patrol - found nothing |  |  | 2023 | Tier 2 - Extreme | Distribution Circuit | 4 | 3 | 20230403 | 2078324 | Sus | N | UnknownCause¦Patrolfoundnothing¦¦
23-0056661 | Unknown Cause | Patrol - found nothing |  |  | 2023 | Tier 2 - Elevated | Distribution Circuit | 4 | 3 | 20230403 | 2079364 | Sus | N | UnknownCause¦Patrolfoundnothing¦¦
23-0057142 | Vegetation | Tree - fell into line | Conductor, Overhead | Normal | 2023 | Tier 2 - Extreme | Distribution Circuit | 4 | 4 | 20230404 | 2080231 | Sus | N | Vegetation¦Treefellintoline¦ConductorOverhead¦Normal
23-0057823 | Unknown Cause | Patrol - found nothing |  |  | 2023 | Tier 2 - Elevated | Distribution Circuit | 4 | 6 | 20230406 | 2081344 | Sus | N | UnknownCause¦Patrolfoundnothing¦¦
23-0057887 | 3rd Party | Vehicle | Pole-Wood | Broken, wire on ground | 2023 | Tier 2 - Extreme | Distribution Circuit | 4 | 6 | 20230406 | 2081629 | Sus | N | 3rdParty¦Vehicle¦PoleWood¦Brokenwireonground
23-0057986 | Unknown Cause | Patrol - found nothing |  |  | 2023 | Tier 2 - Elevated | Distribution Circuit | 4 | 6 | 20230406 | 2081716 | Sus | N | UnknownCause¦Patrolfoundnothing¦¦
23-0058057 | Animal | Bird found | Conductor, Overhead | Normal | 2023 | Tier 2 - Extreme | Distribution Circuit | 4 | 6 | 20230406 | 2081728 | Sus | N | Animal¦Birdfound¦ConductorOverhead¦Normal
23-0058200 | Vegetation | Tree - cutting, PG&E contractor | Conductor, Overhead | Normal | 2023 | Tier 2 - Extreme | Distribution Circuit | 4 | 6 | 20230406 | 2082203 | Sus | N | Vegetation¦TreecuttingPG&Econtractor¦ConductorOverhead¦Normal
23-0058284 | Vegetation | Tree - branch fell on line | Conductor, Overhead | Normal | 2023 | Tier 2 - Extreme | Distribution Circuit | 4 | 7 | 20230407 | 2082229 | Sus | N | Vegetation¦Treebranchfellonline¦ConductorOverhead¦Normal
23-0058286 | Vegetation | Tree - branch fell on line | Conductor, Overhead | Normal | 2023 | Tier 2 - Extreme | Distribution Circuit | 4 | 7 | 20230407 | 2082228 | Sus | N | Vegetation¦Treebranchfellonline¦ConductorOverhead¦Normal
23-0058275 | Unknown Cause | Patrol - found nothing |  |  | 2023 | Tier 2 - Elevated | Distribution Circuit | 4 | 7 | 20230407 | 2082230 | Sus | N | UnknownCause¦Patrolfoundnothing¦¦
23-0058342 | Vegetation | Tree - branch fell on line | Conductor, Overhead | Normal | 2023 | Tier 2 - Extreme | Distribution Circuit | 4 | 7 | 20230407 | 2082254 | Sus | N | Vegetation¦Treebranchfellonline¦ConductorOverhead¦Normal
23-0059281 | Vegetation | Tree - fell into line | Conductor, Overhead | Normal | 2023 | Tier 2 - Extreme | Distribution Circuit | 4 | 10 | 20230410 | 2084681 | Sus | N | Vegetation¦Treefellintoline¦ConductorOverhead¦Normal
23-0059985 | Vegetation | Tree - fell into line | Conductor, Overhead | Normal | 2023 | Tier 2 - Extreme | Distribution Circuit | 4 | 12 | 20230412 | 2086365 | Sus | N | Vegetation¦Treefellintoline¦ConductorOverhead¦Normal
23-0060242 | Vegetation | Tree - fell into line | Conductor, Overhead | Broken, wire on ground | 2023 | Tier 2 - Elevated | Distribution Circuit | 4 | 12 | 20230412 | 2086786 | Sus | N | Vegetation¦Treefellintoline¦ConductorOverhead¦Brokenwireonground
23-0060686 | Vegetation | Tree - fell into line | Conductor, Overhead | Broken | 2023 | Tier 2 - Elevated | Distribution Circuit | 4 | 13 | 20230413 | 2087725 | Sus | N | Vegetation¦Treefellintoline¦ConductorOverhead¦Broken
23-0060871 | Unknown Cause | Patrol - found nothing |  |  | 2023 | Tier 2 - Elevated | Distribution Circuit | 4 | 13 | 20230413 | 2087825 | Sus | N | UnknownCause¦Patrolfoundnothing¦¦
23-0060886 | Vegetation | Tree - branch fell on line | Conductor, Overhead | Normal | 2023 | Tier 2 - Extreme | Distribution Circuit | 4 | 13 | 20230413 | 2088012 | Sus | N | Vegetation¦Treebranchfellonline¦ConductorOverhead¦Normal
23-0061421 | Unknown Cause | Patrol - found nothing |  |  | 2023 | Tier 2 - Elevated | Distribution Circuit | 4 | 15 | 20230415 | 2089486 | Sus | N | UnknownCause¦Patrolfoundnothing¦¦
23-0061460 | Unknown Cause | Patrol - found nothing |  |  | 2023 | Tier 2 - Elevated | Distribution Circuit | 4 | 16 | 20230416 | 2089638 | Sus | N | UnknownCause¦Patrolfoundnothing¦¦
23-0061495 | Equipment Failure/Involved | Overhead | Cutout, fuse holder | Broken | 2023 | Tier 2 - Elevated | Transformer only | 4 | 16 | 20230416 | 2089754 | Sus | N | EquipmentFailureInvolved¦Overhead¦Cutoutfuseholder¦Broken
23-0062315 | Animal | Bird found | Transformer | Broken | 2023 | Tier 2 - Elevated | Transformer only | 4 | 19 | 20230419 | 2091979 | Sus | N | Animal¦Birdfound¦Transformer¦Broken
23-0062317 | Animal | Bird found | Transformer | Broken | 2023 | Tier 2 - Elevated | Transformer only | 4 | 19 | 20230419 | 2091997 | Sus | N | Animal¦Birdfound¦Transformer¦Broken
23-0062801 | Unknown Cause | Patrol - found nothing |  |  | 2023 | Tier 2 - Elevated | Distribution Circuit | 4 | 20 | 20230420 | 2092897 | Sus | N | UnknownCause¦Patrolfoundnothing¦¦
23-0062900 | Unknown Cause | Patrol - found nothing |  |  | 2023 | Tier 2 - Extreme | Transformer only | 4 | 20 | 20230420 | 2093053 | Sus | N | UnknownCause¦Patrolfoundnothing¦¦
23-0063047 | Vegetation | Tree - fell into line | Conductor, Overhead | Normal | 2023 | Tier 2 - Extreme | Distribution Circuit | 4 | 20 | 20230420 | 2093229 | Sus | N | Vegetation¦Treefellintoline¦ConductorOverhead¦Normal
23-0063692 | Equipment Failure/Involved | Overhead | Transformer | Broken, wire on ground | 2023 | Tier 2 - Extreme | Transformer only | 4 | 21 | 20230421 | 2094316 | Sus | N | EquipmentFailureInvolved¦Overhead¦Transformer¦Brokenwireonground
23-0063743 | Unknown Cause | Patrol - found nothing |  |  | 2023 | Tier 2 - Elevated | Distribution Circuit | 4 | 22 | 20230422 | 2094507 | Sus | N | UnknownCause¦Patrolfoundnothing¦¦
23-0064215 | Equipment Failure/Involved | Overhead | Switch (OH) | Leaking | 2023 | Tier 2 - Elevated | Transformer only | 4 | 24 | 20230424 | 2095938 | Sus | N | EquipmentFailureInvolved¦Overhead¦Switch(OH)¦Leaking
23-0064725 | Equipment Failure/Involved | Overhead | Transformer (OH) | Failed/Faulted | 2023 | Tier 2 - Elevated | Transformer only | 4 | 25 | 20230425 | 2097018 | Sus | N | EquipmentFailureInvolved¦Overhead¦Transformer(OH)¦FailedFaulted
23-0065037 | Vegetation | Tree - fell into line | Conductor, Overhead | Normal | 2023 | Tier 2 - Extreme | Distribution Circuit | 4 | 26 | 20230426 | 2097610 | Sus | N | Vegetation¦Treefellintoline¦ConductorOverhead¦Normal
23-0065138 | Vegetation | Tree - branch fell on line | Transformer | Broken | 2023 | Tier 2 - Extreme | Transformer only | 4 | 26 | 20230426 | 2097635 | Sus | N | Vegetation¦Treebranchfellonline¦Transformer¦Broken
23-0065739 | Equipment Failure/Involved | Overhead | Transformer (OH) | Deteriorated | 2023 | Tier 2 - Extreme | Transformer only | 4 | 27 | 20230427 | 2098758 | Sus | N | EquipmentFailureInvolved¦Overhead¦Transformer(OH)¦Deteriorated
23-0066164 | Equipment Failure/Involved | Overhead | Transformer (OH) | Failed/Faulted | 2023 | Tier 2 - Extreme | Transformer only | 4 | 28 | 20230428 | 2099597 | Sus | N | EquipmentFailureInvolved¦Overhead¦Transformer(OH)¦FailedFaulted
23-0066275 | Unknown Cause | Patrol - found nothing |  |  | 2023 | Tier 2 - Extreme | Distribution Circuit | 4 | 29 | 20230429 | 2099959 | Sus | N | UnknownCause¦Patrolfoundnothing¦¦
23-0066297 | Equipment Failure/Involved | Overhead | Fuse | Burned Open | 2023 | Tier 2 - Elevated | Transformer only | 4 | 29 | 20230429 | 2100050 | Sus | N | EquipmentFailureInvolved¦Overhead¦Fuse¦BurnedOpen
23-0066379 | Unknown Cause | Patrol - not conducted |  |  | 2023 | Tier 2 - Elevated | Distribution Circuit | 4 | 30 | 20230430 | 2100387 | Sus | N | UnknownCause¦Patrolnotconducted¦¦
23-0066389 | Equipment Failure/Involved | Overhead | Conductor, Overhead | Together | 2023 | Tier 2 - Elevated | Distribution Circuit | 4 | 30 | 20230430 | 2100397 | Sus | N | EquipmentFailureInvolved¦Overhead¦ConductorOverhead¦Together
23-0066485 | Vegetation | Tree - branch fell on line | Conductor, Overhead | Normal | 2023 | Tier 2 - Extreme | Distribution Circuit | 4 | 30 | 20230430 | 2100885 | Sus | N | Vegetation¦Treebranchfellonline¦ConductorOverhead¦Normal
23-0066469 | Vegetation | Tree - branch fell on line | Conductor, Overhead | Normal | 2023 | Tier 2 - Elevated | Distribution Circuit | 4 | 30 | 20230430 | 2100886 | Sus | N | Vegetation¦Treebranchfellonline¦ConductorOverhead¦Normal
23-0066654 | Unknown Cause | Patrol - found nothing |  |  | 2023 | Tier 2 - Extreme | Distribution Circuit | 5 | 1 | 20230501 | 2101502 | Sus | Y | UnknownCause¦Patrolfoundnothing¦¦
23-0067474 | Vegetation | Tree - fell into line | Secondary | Broken, wire on ground | 2023 | Tier 2 - Extreme | Transformer only | 5 | 3 | 20230503 | 2103315 | Sus | Y | Vegetation¦Treefellintoline¦Secondary¦Brokenwireonground
23-0067604 | Equipment Failure/Involved | Overhead | Crossarm, Wood | Broken | 2023 | Tier 2 - Elevated | Distribution Circuit | 5 | 3 | 20230503 | 2103342 | Sus | Y | EquipmentFailureInvolved¦Overhead¦CrossarmWood¦Broken
23-0068369 | Equipment Failure/Involved | Overhead | Insulator | Broken | 2023 | Tier 2 - Extreme | Distribution Circuit | 5 | 4 | 20230504 | 2104868 | Sus | Y | EquipmentFailureInvolved¦Overhead¦Insulator¦Broken
23-0069389 | Vegetation | Tree - branch fell on line | Conductor, Overhead | Normal | 2023 | Tier 2 - Extreme | Distribution Circuit | 5 | 8 | 20230508 | 2107087 | Sus | Y | Vegetation¦Treebranchfellonline¦ConductorOverhead¦Normal
23-0069640 | Equipment Failure/Involved | Overhead | Insulator | Broken | 2023 | Tier 2 - Extreme | Distribution Circuit | 5 | 8 | 20230508 | 2107674 | Sus | Y | EquipmentFailureInvolved¦Overhead¦Insulator¦Broken
23-0071448 | 3rd Party | Vehicle | Conductor, Overhead | Broken, wire on ground | 2023 | Tier 2 - Elevated | Transformer only | 5 | 12 | 20230512 | 2111260 | Sus | Y | 3rdParty¦Vehicle¦ConductorOverhead¦Brokenwireonground
23-0071633 | Unknown Cause | Patrol - not conducted |  |  | 2023 | Tier 2 - Elevated | Distribution Circuit | 5 | 14 | 20230514 | 2112059 | Sus | Y | UnknownCause¦Patrolnotconducted¦¦
23-0071922 | Equipment Failure/Involved | Overhead | Transformer (OH) | Failed/Faulted | 2023 | Tier 2 - Extreme | Distribution Circuit | 5 | 15 | 20230515 | 2113172 | Sus | Y | EquipmentFailureInvolved¦Overhead¦Transformer(OH)¦FailedFaulted
23-0072308 | Animal | Bird found | Conductor, Overhead | Normal | 2023 | Tier 2 - Elevated | Distribution Circuit | 5 | 16 | 20230516 | 2114079 | Sus | Y | Animal¦Birdfound¦ConductorOverhead¦Normal
23-0073360 | Unknown Cause | Patrol - found nothing |  |  | 2023 | Tier 2 - Elevated | Distribution Circuit | 5 | 19 | 20230519 | 2116604 | Sus | Y | UnknownCause¦Patrolfoundnothing¦¦
23-0073685 | Equipment Failure/Involved | Overhead | Crossarm, Wood | Broken | 2023 | Tier 2 - Elevated | Distribution Circuit | 5 | 19 | 20230519 | 2117197 | Sus | Y | EquipmentFailureInvolved¦Overhead¦CrossarmWood¦Broken
23-0074059 | Unknown Cause | Patrol - found nothing |  |  | 2023 | Tier 2 - Elevated | Distribution Circuit | 5 | 22 | 20230522 | 2118239 | Sus | Y | UnknownCause¦Patrolfoundnothing¦¦
23-0074444 | Unknown Cause | Patrol - found nothing |  |  | 2023 | Tier 2 - Extreme | Distribution Circuit | 5 | 22 | 20230522 | 2119206 | Sus | Y | UnknownCause¦Patrolfoundnothing¦¦
23-0074866 | Unknown Cause | Patrol - found nothing |  |  | 2023 | Tier 2 - Elevated | Distribution Circuit | 5 | 23 | 20230523 | 2120016 | Sus | Y | UnknownCause¦Patrolfoundnothing¦¦
23-0075548 | Equipment Failure/Involved | Overhead | Secondary | Broken | 2023 | Tier 2 - Extreme | Transformer only | 5 | 25 | 20230525 | 2121175 | Sus | Y | EquipmentFailureInvolved¦Overhead¦Secondary¦Broken
23-0076292 | Unknown Cause | Patrol - found nothing |  |  | 2023 | Tier 2 - Extreme | Distribution Circuit | 5 | 27 | 20230527 | 2122569 | Sus | Y | UnknownCause¦Patrolfoundnothing¦¦
23-0078480 | Vegetation | Tree - fell into line | Conductor, Overhead | Normal | 2023 | Tier 2 - Extreme | Distribution Circuit | 6 | 2 | 20230602 | 2127642 | Sus | Y | Vegetation¦Treefellintoline¦ConductorOverhead¦Normal
23-0078513 | 3rd Party | Vehicle | Pole-Wood | Broken | 2023 | Tier 2 - Elevated | Distribution Circuit | 6 | 3 | 20230603 | 2127725 | Sus | Y | 3rdParty¦Vehicle¦PoleWood¦Broken
23-0078561 | Company Initiated | Construction Activity/equip, company | Conductor, Overhead | Normal | 2023 | Tier 2 - Elevated | Distribution Circuit | 6 | 3 | 20230603 | 2127859 | Sus | Y | CompanyInitiated¦ConstructionActivityequipcompany¦ConductorOverhead¦Normal
23-0078897 | Equipment Failure/Involved | Overhead | Connector or Splice (OH) | Burned Open | 2023 | Tier 2 - Extreme | Transformer only | 6 | 5 | 20230605 | 2129145 | Sus | Y | EquipmentFailureInvolved¦Overhead¦ConnectororSplice(OH)¦BurnedOpen
23-0079839 | Vegetation | Tree - fell into line | Conductor, Overhead | Broken, wire on ground | 2023 | Tier 2 - Extreme | Distribution Circuit | 6 | 7 | 20230607 | 2131913 | Sus | Y | Vegetation¦Treefellintoline¦ConductorOverhead¦Brokenwireonground
23-0079947 | Unknown Cause | Patrol - found nothing |  |  | 2023 | Tier 2 - Elevated | Transformer only | 6 | 7 | 20230607 | 2131974 | Sus | Y | UnknownCause¦Patrolfoundnothing¦¦
23-0080047 | Unknown Cause | Patrol - found nothing |  |  | 2023 | Tier 2 - Extreme | Distribution Circuit | 6 | 7 | 20230607 | 2132073 | Sus | Y | UnknownCause¦Patrolfoundnothing¦¦
23-0080535 | Unknown Cause | Patrol - found nothing |  |  | 2023 | Tier 2 - Extreme | Distribution Circuit | 6 | 8 | 20230608 | 2132965 | Sus | Y | UnknownCause¦Patrolfoundnothing¦¦
23-0072300 | Company Initiated | Construction Activity/equip, company | Transformer | Normal | 2023 | Tier 2 - Elevated | Transformer only | 6 | 9 | 20230609 | 2133582 | Sus | Y | CompanyInitiated¦ConstructionActivityequipcompany¦Transformer¦Normal
23-0081121 | Equipment Failure/Involved | Overhead | Cutout, fuse holder | Burned/flashed | 2023 | Tier 2 - Elevated | Transformer only | 6 | 10 | 20230610 | 2134129 | Sus | Y | EquipmentFailureInvolved¦Overhead¦Cutoutfuseholder¦Burnedflashed
23-0081920 | Animal | Bird found | Conductor, Overhead | Normal | 2023 | Tier 2 - Elevated | Distribution Circuit | 6 | 13 | 20230613 | 2136104 | Sus | Y | Animal¦Birdfound¦ConductorOverhead¦Normal
23-0082039 | Equipment Failure/Involved | Overhead | Transformer (OH) | Failed/Faulted | 2023 | Tier 2 - Elevated | Distribution Circuit | 6 | 13 | 20230613 | 2136301 | Sus | Y | EquipmentFailureInvolved¦Overhead¦Transformer(OH)¦FailedFaulted
23-0082366 | Equipment Failure/Involved | Overhead | Insulator | Broken | 2023 | Tier 2 - Elevated | Distribution Circuit | 6 | 14 | 20230614 | 2136954 | Sus | Y | EquipmentFailureInvolved¦Overhead¦Insulator¦Broken
23-0082803 | Equipment Failure/Involved | Overhead | Transformer (OH) | Failed/Faulted | 2023 | Tier 2 - Elevated | Distribution Circuit | 6 | 15 | 20230615 | 2137703 | Sus | Y | EquipmentFailureInvolved¦Overhead¦Transformer(OH)¦FailedFaulted
23-0083796 | Equipment Failure/Involved | Overhead | Transformer (OH) | Normal | 2023 | Tier 2 - Extreme | Transformer only | 6 | 20 | 20230620 | 2140833 | Sus | Y | EquipmentFailureInvolved¦Overhead¦Transformer(OH)¦Normal
23-0083839 | Company Initiated | Personnel, company | Insulator | Normal | 2023 | Tier 2 - Elevated | Distribution Circuit | 6 | 20 | 20230620 | 2141225 | Sus | Y | CompanyInitiated¦Personnelcompany¦Insulator¦Normal
23-0084461 | Vegetation | Tree - fell into line | Conductor, Overhead | Normal | 2023 | Tier 2 - Extreme | Distribution Circuit | 6 | 21 | 20230621 | 2142732 | Sus | Y | Vegetation¦Treefellintoline¦ConductorOverhead¦Normal
23-0084489 | Vegetation | Tree - fell into line | Conductor, Overhead | Normal | 2023 | Tier 2 - Elevated | Distribution Circuit | 6 | 21 | 20230621 | 2142756 | Sus | Y | Vegetation¦Treefellintoline¦ConductorOverhead¦Normal
23-0084500 | Unknown Cause | Patrol - found nothing |  |  | 2023 | Tier 2 - Extreme | Distribution Circuit | 6 | 22 | 20230622 | 2142784 | Sus | Y | UnknownCause¦Patrolfoundnothing¦¦
23-0084826 | Equipment Failure/Involved | Overhead | Conductor, Overhead | Broken | 2023 | Tier 2 - Extreme | Distribution Circuit | 6 | 22 | 20230622 | 2143394 | Sus | Y | EquipmentFailureInvolved¦Overhead¦ConductorOverhead¦Broken
23-0085283 | 3rd Party | Vehicle | Pole-Wood | Broken | 2023 | Tier 2 - Extreme | Distribution Circuit | 6 | 24 | 20230624 | 2144509 | Sus | Y | 3rdParty¦Vehicle¦PoleWood¦Broken
23-0085899 | Vegetation | Tree - fell into line | Conductor, Overhead | Broken, wire on ground | 2023 | Tier 2 - Extreme | Distribution Circuit | 6 | 27 | 20230627 | 2146585 | Sus | Y | Vegetation¦Treefellintoline¦ConductorOverhead¦Brokenwireonground
23-0086263 | Vegetation | Tree - branch fell on line | Conductor, Overhead | Broken, wire on ground | 2023 | Tier 2 - Elevated | Distribution Circuit | 6 | 27 | 20230627 | 2147176 | Sus | Y | Vegetation¦Treebranchfellonline¦ConductorOverhead¦Brokenwireonground
23-0086443 | Unknown Cause | Patrol - found nothing |  |  | 2023 | Tier 2 - Elevated | Distribution Circuit | 6 | 28 | 20230628 | 2147476 | Sus | Y | UnknownCause¦Patrolfoundnothing¦¦
23-0086848 | Vegetation | Tree - fell into line | Conductor, Overhead | Normal | 2023 | Tier 2 - Elevated | Distribution Circuit | 6 | 28 | 20230628 | 2148301 | Sus | Y | Vegetation¦Treefellintoline¦ConductorOverhead¦Normal
23-0087179 | Vegetation | Tree - grew into line | Conductor, Overhead | Normal | 2023 | Tier 2 - Elevated | Distribution Circuit | 6 | 29 | 20230629 | 2148996 | Sus | Y | Vegetation¦Treegrewintoline¦ConductorOverhead¦Normal
23-0087372 | Vegetation | Tree - fell into line | Conductor, Overhead | Broken, wire on ground | 2023 | Tier 2 - Elevated | Distribution Circuit | 6 | 29 | 20230629 | 2149402 | Sus | Y | Vegetation¦Treefellintoline¦ConductorOverhead¦Brokenwireonground
23-0087431 | Vegetation | Tree - branch fell on line | Conductor, Overhead | Together | 2023 | Tier 2 - Elevated | Distribution Circuit | 6 | 30 | 20230630 | 2149502 | Sus | Y | Vegetation¦Treebranchfellonline¦ConductorOverhead¦Together
23-0087713 | Vegetation | Tree - fell into line | Cutout, fuse holder | Normal | 2023 | Tier 2 - Elevated | Transformer only | 6 | 30 | 20230630 | 2149958 | Sus | Y | Vegetation¦Treefellintoline¦Cutoutfuseholder¦Normal
23-0088373 | Unknown Cause | Patrol - found nothing |  |  | 2023 | Tier 2 - Elevated | Distribution Circuit | 7 | 3 | 20230703 | 2153080 | Sus | Y | UnknownCause¦Patrolfoundnothing¦¦
23-0088696 | Equipment Failure/Involved | Electrical Overload | Recloser | Normal | 2023 | Tier 2 - Extreme | Distribution Circuit | 7 | 3 | 20230703 | 2153824 | Sus | Y | EquipmentFailureInvolved¦ElectricalOverload¦Recloser¦Normal
23-0089115 | Vegetation | Tree - fell into line | Conductor, Overhead | Together | 2023 | Tier 2 - Extreme | Distribution Circuit | 7 | 5 | 20230705 | 2154762 | Sus | Y | Vegetation¦Treefellintoline¦ConductorOverhead¦Together
23-0089648 | Unknown Cause | Patrol - found nothing |  |  | 2023 | Tier 2 - Elevated | Distribution Circuit | 7 | 7 | 20230707 | 2155964 | Sus | Y | UnknownCause¦Patrolfoundnothing¦¦
23-0089940 | Unknown Cause | Patrol - found nothing |  |  | 2023 | Tier 2 - Elevated | Distribution Circuit | 7 | 7 | 20230707 | 2156271 | Sus | Y | UnknownCause¦Patrolfoundnothing¦¦
23-0089900 | Equipment Failure/Involved | Overhead | Crossarm, Wood | Broken | 2023 | Tier 2 - Elevated | Distribution Circuit | 7 | 7 | 20230707 | 2156334 | Sus | Y | EquipmentFailureInvolved¦Overhead¦CrossarmWood¦Broken
23-0089968 | Vegetation | Tree - fell into line | Conductor, Overhead | Normal | 2023 | Tier 2 - Elevated | Distribution Circuit | 7 | 7 | 20230707 | 2156444 | Sus | Y | Vegetation¦Treefellintoline¦ConductorOverhead¦Normal
23-0090190 | Vegetation | Tree - fell into line | Conductor, Overhead | Normal | 2023 | Tier 2 - Extreme | Distribution Circuit | 7 | 9 | 20230709 | 2157532 | Sus | Y | Vegetation¦Treefellintoline¦ConductorOverhead¦Normal
23-0090599 | Equipment Failure/Involved | Electrical Overload | Transformer | Broken | 2023 | Tier 2 - Elevated | Transformer only | 7 | 10 | 20230710 | 2158707 | Sus | Y | EquipmentFailureInvolved¦ElectricalOverload¦Transformer¦Broken
23-0091003 | 3rd Party | Customer Equipment | Secondary | Broken, wire on ground | 2023 | Tier 2 - Elevated | Distribution Circuit | 7 | 11 | 20230711 | 2160108 | Sus | Y | 3rdParty¦CustomerEquipment¦Secondary¦Brokenwireonground
23-0091089 | Unknown Cause | Patrol - found nothing |  |  | 2023 | Tier 2 - Extreme | Distribution Circuit | 7 | 12 | 20230712 | 2160348 | Sus | Y | UnknownCause¦Patrolfoundnothing¦¦
23-0091815 | Equipment Failure/Involved | Overhead | Transformer (OH) | Failed/Faulted | 2023 | Tier 2 - Elevated | Distribution Circuit | 7 | 13 | 20230713 | 2161622 | Sus | Y | EquipmentFailureInvolved¦Overhead¦Transformer(OH)¦FailedFaulted
23-0092531 | Vegetation | Tree - fell into line | Conductor, Overhead | Normal | 2023 | Tier 2 - Extreme | Distribution Circuit | 7 | 15 | 20230715 | 2163097 | Sus | Y | Vegetation¦Treefellintoline¦ConductorOverhead¦Normal
23-0092835 | Unknown Cause | Patrol - found nothing |  |  | 2023 | Tier 2 - Elevated | Distribution Circuit | 7 | 16 | 20230716 | 2164234 | Sus | Y | UnknownCause¦Patrolfoundnothing¦¦
23-0093130 | Unknown Cause | Patrol - found nothing |  |  | 2023 | Tier 2 - Extreme | Distribution Circuit | 7 | 17 | 20230717 | 2165491 | Sus | Y | UnknownCause¦Patrolfoundnothing¦¦
23-0093522 | Equipment Failure/Involved | Overhead | Transformer (OH) | Failed/Faulted | 2023 | Tier 2 - Elevated | Transformer only | 7 | 18 | 20230718 | 2166185 | Sus | Y | EquipmentFailureInvolved¦Overhead¦Transformer(OH)¦FailedFaulted
23-0094032 | Animal | Bird found | Conductor, Overhead | Normal | 2023 | Tier 2 - Extreme | Distribution Circuit | 7 | 19 | 20230719 | 2167445 | Sus | Y | Animal¦Birdfound¦ConductorOverhead¦Normal
23-0094245 | Equipment Failure/Involved | Overhead | Fuse | Broken | 2023 | Tier 2 - Extreme | Transformer only | 7 | 19 | 20230719 | 2167910 | Sus | Y | EquipmentFailureInvolved¦Overhead¦Fuse¦Broken
23-0094462 | Vegetation | Tree - fell into line | Conductor, Overhead | Broken, wire on ground | 2023 | Tier 2 - Elevated | Distribution Circuit | 7 | 19 | 20230719 | 2168536 | Sus | Y | Vegetation¦Treefellintoline¦ConductorOverhead¦Brokenwireonground
23-0094783 | Equipment Failure/Involved | Overhead | Connector or Splice (OH) | Broken | 2023 | Tier 2 - Elevated | Distribution Circuit | 7 | 20 | 20230720 | 2169053 | Sus | Y | EquipmentFailureInvolved¦Overhead¦ConnectororSplice(OH)¦Broken
23-0095481 | Vegetation | Tree - branch fell on line | Conductor, Overhead | Normal | 2023 | Tier 2 - Extreme | Distribution Circuit | 7 | 21 | 20230721 | 2170453 | Sus | Y | Vegetation¦Treebranchfellonline¦ConductorOverhead¦Normal
23-0096102 | Equipment Failure/Involved | Overhead | Transformer (OH) | Failed/Faulted | 2023 | Tier 2 - Elevated | Transformer only | 7 | 24 | 20230724 | 2172411 | Sus | Y | EquipmentFailureInvolved¦Overhead¦Transformer(OH)¦FailedFaulted
23-0096150 | Vegetation | Tree - branch fell on line | Crossarm, Wood | Broken, wire on ground | 2023 | Tier 2 - Elevated | Distribution Circuit | 7 | 24 | 20230724 | 2172734 | Sus | Y | Vegetation¦Treebranchfellonline¦CrossarmWood¦Brokenwireonground
23-0096209 | Unknown Cause | Patrol - found nothing |  |  | 2023 | Tier 2 - Extreme | Distribution Circuit | 7 | 24 | 20230724 | 2172803 | Sus | Y | UnknownCause¦Patrolfoundnothing¦¦
23-0096759 | Vegetation | Tree - fell into line | Conductor, Overhead | Normal | 2023 | Tier 2 - Elevated | Distribution Circuit | 7 | 25 | 20230725 | 2173856 | Sus | Y | Vegetation¦Treefellintoline¦ConductorOverhead¦Normal
23-0098208 | Equipment Failure/Involved | Overhead | Crossarm, Wood | Normal | 2023 | Tier 2 - Elevated | Distribution Circuit | 7 | 28 | 20230728 | 2176648 | Sus | Y | EquipmentFailureInvolved¦Overhead¦CrossarmWood¦Normal
23-0098544 | Vegetation | Tree - fell into line | Conductor, Overhead | Broken, wire on ground | 2023 | Tier 2 - Extreme | Distribution Circuit | 7 | 31 | 20230731 | 2178121 | Sus | Y | Vegetation¦Treefellintoline¦ConductorOverhead¦Brokenwireonground
23-0098721 | Vegetation | Other ground vegetation | Anchor or Guy | Normal | 2023 | Tier 2 - Extreme | Transformer only | 7 | 31 | 20230731 | 2178571 | Sus | Y | Vegetation¦Othergroundvegetation¦AnchororGuy¦Normal
23-0099396 | Unknown Cause | Patrol - found nothing |  |  | 2023 | Tier 2 - Elevated | Distribution Circuit | 8 | 2 | 20230802 | 2180127 | Sus | Y | UnknownCause¦Patrolfoundnothing¦¦
23-0100506 | Equipment Failure/Involved | Overhead | Insulator | Broken | 2023 | Tier 2 - Elevated | Distribution Circuit | 8 | 4 | 20230804 | 2182305 | Sus | Y | EquipmentFailureInvolved¦Overhead¦Insulator¦Broken
23-0100506 | Equipment Failure/Involved | Overhead | Recloser | Malfunctioning | 2023 | Tier 2 - Elevated | Distribution Circuit | 8 | 4 | 20230804 | 2182553 | Sus | Y | EquipmentFailureInvolved¦Overhead¦Recloser¦Malfunctioning
23-0100801 | Equipment Failure/Involved | Overhead | Transformer (OH) | Failed/Faulted | 2023 | Tier 2 - Extreme | Distribution Circuit | 8 | 4 | 20230804 | 2182746 | Sus | Y | EquipmentFailureInvolved¦Overhead¦Transformer(OH)¦FailedFaulted
23-0100974 | Vegetation | Tree - branch fell on line | Fuse | Burned Open | 2023 | Tier 2 - Extreme | Transformer only | 8 | 5 | 20230805 | 2183432 | Sus | Y | Vegetation¦Treebranchfellonline¦Fuse¦BurnedOpen
23-0101036 | Unknown Cause | Patrol - found nothing |  |  | 2023 | Tier 2 - Extreme | Distribution Circuit | 8 | 6 | 20230806 | 2183661 | Sus | Y | UnknownCause¦Patrolfoundnothing¦¦
23-0101286 | Vegetation | Tree - fell into line | Transformer (OH) | Broken | 2023 | Tier 2 - Extreme | Distribution Circuit | 8 | 7 | 20230807 | 2184465 | Sus | Y | Vegetation¦Treefellintoline¦Transformer(OH)¦Broken
23-0101543 | Equipment Failure/Involved | Overhead | Transformer | On Ground | 2023 | Tier 2 - Extreme | Transformer only | 8 | 8 | 20230808 | 2185184 | Sus | Y | EquipmentFailureInvolved¦Overhead¦Transformer¦OnGround
23-0101846 | Unknown Cause | Patrol - found nothing |  |  | 2023 | Tier 2 - Elevated | Transformer only | 8 | 8 | 20230808 | 2185854 | Sus | Y | UnknownCause¦Patrolfoundnothing¦¦
23-0101804 | Vegetation | Tree - fell into line | Service conductor | Broken | 2023 | Tier 2 - Extreme | Transformer only | 8 | 8 | 20230808 | 2185812 | Sus | Y | Vegetation¦Treefellintoline¦Serviceconductor¦Broken
23-0102669 | Equipment Failure/Involved | Overhead | Pole-Wood | Broken | 2023 | Tier 2 - Elevated | Distribution Circuit | 8 | 10 | 20230810 | 2187738 | Sus | Y | EquipmentFailureInvolved¦Overhead¦PoleWood¦Broken
23-0103519 | Equipment Failure/Involved | Overhead | Transformer (OH) | Failed/Faulted | 2023 | Tier 2 - Extreme | Distribution Circuit | 8 | 11 | 20230811 | 2188931 | Sus | Y | EquipmentFailureInvolved¦Overhead¦Transformer(OH)¦FailedFaulted
23-0103642 | Animal | Other | Secondary | Normal | 2023 | Tier 2 - Elevated | Transformer only | 8 | 12 | 20230812 | 2189225 | Sus | Y | Animal¦Other¦Secondary¦Normal
23-0103722 | Animal | Bird found | Fuse | Normal | 2023 | Tier 2 - Elevated | Distribution Circuit | 8 | 13 | 20230813 | 2189561 | Sus | Y | Animal¦Birdfound¦Fuse¦Normal
23-0103767 | Equipment Failure/Involved | Overhead | Fuse | Broken | 2023 | Tier 2 - Extreme | Transformer only | 8 | 13 | 20230813 | 2189661 | Sus | Y | EquipmentFailureInvolved¦Overhead¦Fuse¦Broken
23-0104173 | Vegetation | Tree - fell into line | Conductor, Overhead | Normal | 2023 | Tier 2 - Elevated | Distribution Circuit | 8 | 14 | 20230814 | 2190653 | Sus | Y | Vegetation¦Treefellintoline¦ConductorOverhead¦Normal
23-0104328 | Vegetation | Tree - fell into line | Conductor, Overhead | Normal | 2023 | Tier 2 - Elevated | Distribution Circuit | 8 | 15 | 20230815 | 2191235 | Sus | Y | Vegetation¦Treefellintoline¦ConductorOverhead¦Normal
23-0104749 | Vegetation | Tree - branch fell on line | Secondary | Broken, wire on ground | 2023 | Tier 2 - Elevated | Transformer only | 8 | 15 | 20230815 | 2191784 | Sus | Y | Vegetation¦Treebranchfellonline¦Secondary¦Brokenwireonground
23-0105146 | Equipment Failure/Involved | Overhead | Fuse | Broken | 2023 | Tier 2 - Elevated | Transformer only | 8 | 16 | 20230816 | 2192948 | Sus | Y | EquipmentFailureInvolved¦Overhead¦Fuse¦Broken
23-0106308 | Vegetation | Tree - fell into line | Conductor, Overhead | Together | 2023 | Tier 2 - Elevated | Distribution Circuit | 8 | 18 | 20230818 | 2195345 | Sus | Y | Vegetation¦Treefellintoline¦ConductorOverhead¦Together
23-0106776 | Unknown Cause | Patrol - found nothing |  |  | 2023 | Tier 2 - Elevated | Distribution Circuit | 8 | 20 | 20230820 | 2197416 | Sus | Y | UnknownCause¦Patrolfoundnothing¦¦
23-0106827 | Unknown Cause | Patrol - found nothing |  |  | 2023 | Tier 2 - Elevated | Distribution Circuit | 8 | 21 | 20230821 | 2197598 | Sus | Y | UnknownCause¦Patrolfoundnothing¦¦
23-0107170 | Vegetation | Tree - grew into line | Transformer | Burned/flashed | 2023 | Tier 2 - Elevated | Transformer only | 8 | 21 | 20230821 | 2198230 | Sus | Y | Vegetation¦Treegrewintoline¦Transformer¦Burnedflashed
23-0107586 | Vegetation | Tree - fell into line | Conductor, Overhead | Normal | 2023 | Tier 2 - Extreme | Distribution Circuit | 8 | 22 | 20230822 | 2199364 | Sus | Y | Vegetation¦Treefellintoline¦ConductorOverhead¦Normal
23-0108102 | Unknown Cause | Patrol - found nothing |  |  | 2023 | Tier 2 - Elevated | Distribution Circuit | 8 | 23 | 20230823 | 2200213 | Sus | Y | UnknownCause¦Patrolfoundnothing¦¦
23-0108486 | 3rd Party | Other | Other | Deteriorated | 2023 | Tier 2 - Elevated | Distribution Circuit | 8 | 24 | 20230824 | 2201022 | Sus | Y | 3rdParty¦Other¦Other¦Deteriorated
23-0109202 | Company Initiated | Personnel, company | Transformer (OH) | Normal | 2023 | Tier 2 - Elevated | Distribution Circuit | 8 | 25 | 20230825 | 2202217 | Sus | Y | CompanyInitiated¦Personnelcompany¦Transformer(OH)¦Normal
23-0109353 | Unknown Cause | Patrol - found nothing |  |  | 2023 | Tier 2 - Elevated | Distribution Circuit | 8 | 26 | 20230826 | 2202644 | Sus | Y | UnknownCause¦Patrolfoundnothing¦¦
23-0109484 | Unknown Cause | Patrol - found nothing |  |  | 2023 | Tier 2 - Elevated | Distribution Circuit | 8 | 27 | 20230827 | 2203109 | Sus | Y | UnknownCause¦Patrolfoundnothing¦¦
23-0109487 | Unknown Cause | Patrol - found nothing |  |  | 2023 | Tier 2 - Elevated | Distribution Circuit | 8 | 27 | 20230827 | 2203168 | Sus | Y | UnknownCause¦Patrolfoundnothing¦¦
23-0109692 | 3rd Party | Vehicle | Pole-Wood | Broken | 2023 | Tier 2 - Extreme | Distribution Circuit | 8 | 28 | 20230828 | 2203866 | Sus | Y | 3rdParty¦Vehicle¦PoleWood¦Broken
23-0109802 | Equipment Failure/Involved | Overhead | Transformer (OH) | Arcing | 2023 | Tier 2 - Extreme | Transformer only | 8 | 28 | 20230828 | 2204149 | Sus | Y | EquipmentFailureInvolved¦Overhead¦Transformer(OH)¦Arcing
23-0111169 | Equipment Failure/Involved | Overhead | Transformer | Failed/Faulted | 2023 | Tier 2 - Extreme | Transformer only | 8 | 31 | 20230831 | 2206801 | Sus | Y | EquipmentFailureInvolved¦Overhead¦Transformer¦FailedFaulted
23-0111314 | Animal | Squirrel | Pothead(Riser Termination) | Burned/flashed | 2023 | Tier 2 - Extreme | Distribution Circuit | 8 | 31 | 20230831 | 2207061 | Sus | Y | Animal¦Squirrel¦Pothead(RiserTermination)¦Burnedflashed
23-0111535 | Vegetation | Tree - fell into line | Conductor, Overhead | Broken, wire on ground | 2023 | Tier 2 - Extreme | Distribution Circuit | 8 | 31 | 20230831 | 2207409 | Sus | Y | Vegetation¦Treefellintoline¦ConductorOverhead¦Brokenwireonground
23-0111725 | Company Initiated | Personnel, company | Transformer (OH) | Normal | 2023 | Tier 2 - Extreme | Distribution Circuit | 9 | 1 | 20230901 | 2207747 | Sus | Y | CompanyInitiated¦Personnelcompany¦Transformer(OH)¦Normal
23-0113376 | Equipment Failure/Involved | Overhead | Crossarm, Wood | Broken | 2023 | Tier 2 - Elevated | Distribution Circuit | 9 | 6 | 20230906 | 2211260 | Sus | Y | EquipmentFailureInvolved¦Overhead¦CrossarmWood¦Broken
23-0114294 | Unknown Cause | Patrol - found nothing |  |  | 2023 | Tier 2 - Extreme | Distribution Circuit | 9 | 8 | 20230908 | 2213006 | Sus | Y | UnknownCause¦Patrolfoundnothing¦¦
23-0114360 | 3rd Party | Metallic Balloon | Pole-Wood | Burned/flashed | 2023 | Tier 2 - Elevated | Distribution Circuit | 9 | 8 | 20230908 | 2213263 | Sus | Y | 3rdParty¦MetallicBalloon¦PoleWood¦Burnedflashed
23-0114488 | Equipment Failure/Involved | Overhead | Transformer (OH) | Failed/Faulted | 2023 | Tier 2 - Elevated | Transformer only | 9 | 9 | 20230909 | 2213749 | Sus | Y | EquipmentFailureInvolved¦Overhead¦Transformer(OH)¦FailedFaulted
23-0115746 | Unknown Cause | Patrol - found nothing |  |  | 2023 | Tier 2 - Extreme | Distribution Circuit | 9 | 12 | 20230912 | 2217086 | Sus | Y | UnknownCause¦Patrolfoundnothing¦¦
23-0116743 | Company Initiated | Personnel, company | Conductor, Overhead | Normal | 2023 | Tier 2 - Elevated | Distribution Circuit | 9 | 14 | 20230914 | 2218976 | Sus | Y | CompanyInitiated¦Personnelcompany¦ConductorOverhead¦Normal
23-0117561 | Animal | Squirrel | Transformer (OH) | Failed/Faulted | 2023 | Tier 2 - Elevated | Distribution Circuit | 9 | 17 | 20230917 | 2221062 | Sus | Y | Animal¦Squirrel¦Transformer(OH)¦FailedFaulted
23-0117593 | Unknown Cause | Patrol - found nothing |  |  | 2023 | Tier 2 - Elevated | Distribution Circuit | 9 | 18 | 20230918 | 2221151 | Sus | Y | UnknownCause¦Patrolfoundnothing¦¦
23-0117852 | Unknown Cause | Patrol - found nothing |  |  | 2023 | Tier 2 - Elevated | Distribution Circuit | 9 | 18 | 20230918 | 2221696 | Sus | Y | UnknownCause¦Patrolfoundnothing¦¦
23-0118089 | Unknown Cause | Patrol - found nothing |  |  | 2023 | Tier 2 - Extreme | Distribution Circuit | 9 | 19 | 20230919 | 2222239 | Sus | Y | UnknownCause¦Patrolfoundnothing¦¦
23-0119269 | Unknown Cause | Patrol - found nothing |  |  | 2023 | Tier 2 - Extreme | Distribution Circuit | 9 | 21 | 20230921 | 2224067 | Sus | Y | UnknownCause¦Patrolfoundnothing¦¦
23-0119980 | 3rd Party | Vehicle | Pole-Wood | Broken | 2023 | Tier 2 - Elevated | Distribution Circuit | 9 | 23 | 20230923 | 2225155 | Sus | Y | 3rdParty¦Vehicle¦PoleWood¦Broken
23-0120475 | Unknown Cause | Patrol - found nothing |  |  | 2023 | Tier 2 - Extreme | Distribution Circuit | 9 | 25 | 20230925 | 2226699 | Sus | Y | UnknownCause¦Patrolfoundnothing¦¦
23-0120541 | Unknown Cause | Patrol - found nothing |  |  | 2023 | Tier 2 - Elevated | Distribution Circuit | 9 | 25 | 20230925 | 2226800 | Sus | Y | UnknownCause¦Patrolfoundnothing¦¦
23-0121188 | Unknown Cause | Patrol - found nothing |  |  | 2023 | Tier 2 - Extreme | Distribution Circuit | 9 | 26 | 20230926 | 2228029 | Sus | Y | UnknownCause¦Patrolfoundnothing¦¦
23-0121374 | Unknown Cause | Patrol - found nothing |  |  | 2023 | Tier 2 - Elevated | Distribution Circuit | 9 | 27 | 20230927 | 2228402 | Sus | Y | UnknownCause¦Patrolfoundnothing¦¦
23-0121845 | Unknown Cause | Patrol - not conducted |  |  | 2023 | Tier 2 - Elevated | Distribution Circuit | 9 | 28 | 20230928 | 2229118 | Sus | Y | UnknownCause¦Patrolnotconducted¦¦
23-0121889 | Unknown Cause | Patrol - found nothing |  |  | 2023 | Tier 2 - Elevated | Distribution Circuit | 9 | 28 | 20230928 | 2229136 | Sus | Y | UnknownCause¦Patrolfoundnothing¦¦
23-0122377 | Unknown Cause | Patrol - found nothing |  |  | 2023 | Tier 2 - Elevated | Distribution Circuit | 9 | 29 | 20230929 | 2230057 | Sus | Y | UnknownCause¦Patrolfoundnothing¦¦
23-0122745 | Equipment Failure/Involved | Overhead | Transformer (OH) | Leaking | 2023 | Tier 2 - Elevated | Transformer only | 9 | 29 | 20230929 | 2230654 | Sus | Y | EquipmentFailureInvolved¦Overhead¦Transformer(OH)¦Leaking
23-0122798 | Vegetation | Tree - fell into line | Conductor, Overhead | Broken, wire on ground | 2023 | Tier 2 - Extreme | Distribution Circuit | 9 | 29 | 20230929 | 2231084 | Sus | Y | Vegetation¦Treefellintoline¦ConductorOverhead¦Brokenwireonground
23-0122905 | Unknown Cause | Patrol - found nothing |  |  | 2023 | Tier 2 - Elevated | Distribution Circuit | 9 | 30 | 20230930 | 2231496 | Sus | Y | UnknownCause¦Patrolfoundnothing¦¦
23-0123606 | Unknown Cause | Patrol - found nothing |  |  | 2023 | Tier 2 - Elevated | Distribution Circuit | 10 | 3 | 20231003 | 2233333 | Sus | Y | UnknownCause¦Patrolfoundnothing¦¦
23-0123618 | Animal | Bird found | Conductor, Overhead | Normal | 2023 | Tier 2 - Elevated | Distribution Circuit | 10 | 3 | 20231003 | 2233371 | Sus | Y | Animal¦Birdfound¦ConductorOverhead¦Normal
23-0123740 | Equipment Failure/Involved | Overhead | Fuse | Broken | 2023 | Tier 2 - Elevated | Transformer only | 10 | 3 | 20231003 | 2233429 | Sus | Y | EquipmentFailureInvolved¦Overhead¦Fuse¦Broken
23-0124132 | Unknown Cause | Patrol - found nothing |  |  | 2023 | Tier 2 - Elevated | Distribution Circuit | 10 | 4 | 20231004 | 2234181 | Sus | Y | UnknownCause¦Patrolfoundnothing¦¦
23-0124388 | Equipment Failure/Involved | Overhead | Crossarm, Wood | Broken | 2023 | Tier 2 - Extreme | Distribution Circuit | 10 | 4 | 20231004 | 2234570 | Sus | Y | EquipmentFailureInvolved¦Overhead¦CrossarmWood¦Broken
23-0124716 | Unknown Cause | Patrol - found nothing |  |  | 2023 | Tier 2 - Elevated | Distribution Circuit | 10 | 5 | 20231005 | 2235251 | Sus | Y | UnknownCause¦Patrolfoundnothing¦¦
23-0125106 | Vegetation | Tree - fell into line | Service conductor | Normal | 2023 | Tier 2 - Elevated | Transformer only | 10 | 5 | 20231005 | 2236075 | Sus | Y | Vegetation¦Treefellintoline¦Serviceconductor¦Normal
23-0125591 | Equipment Failure/Involved | Overhead | Transformer (OH) | Failed/Faulted | 2023 | Tier 2 - Elevated | Transformer only | 10 | 6 | 20231006 | 2236845 | Sus | Y | EquipmentFailureInvolved¦Overhead¦Transformer(OH)¦FailedFaulted
23-0125870 | Equipment Failure/Involved | Overhead | Crossarm, Wood | Broken | 2023 | Tier 2 - Elevated | Distribution Circuit | 10 | 8 | 20231008 | 2238307 | Sus | Y | EquipmentFailureInvolved¦Overhead¦CrossarmWood¦Broken
23-0126419 | 3rd Party | Vehicle | Service conductor | Broken | 2023 | Tier 2 - Elevated | Transformer only | 10 | 10 | 20231010 | 2239527 | Sus | Y | 3rdParty¦Vehicle¦Serviceconductor¦Broken
23-0126561 | Company Initiated | Personnel, company | Recloser | Normal | 2023 | Tier 2 - Elevated | Distribution Circuit | 10 | 10 | 20231010 | 2240017 | Sus | Y | CompanyInitiated¦Personnelcompany¦Recloser¦Normal
23-0126588 | Equipment Failure/Involved | Overhead | Crossarm, Wood | Broken | 2023 | Tier 2 - Elevated | Distribution Circuit | 10 | 10 | 20231010 | 2240023 | Sus | Y | EquipmentFailureInvolved¦Overhead¦CrossarmWood¦Broken
23-0126841 | Unknown Cause | Patrol - found nothing |  |  | 2023 | Tier 2 - Elevated | Distribution Circuit | 10 | 11 | 20231011 | 2240396 | Sus | Y | UnknownCause¦Patrolfoundnothing¦¦
23-0127122 | Company Initiated | Personnel, company | Conductor, Overhead | Normal | 2023 | Tier 2 - Elevated | Distribution Circuit | 10 | 11 | 20231011 | 2241086 | Sus | Y | CompanyInitiated¦Personnelcompany¦ConductorOverhead¦Normal
23-0127234 | Equipment Failure/Involved | Overhead | Jumper | Burned Open | 2023 | Tier 2 - Elevated | Distribution Circuit | 10 | 11 | 20231011 | 2241210 | Sus | Y | EquipmentFailureInvolved¦Overhead¦Jumper¦BurnedOpen
23-0127521 | Vegetation | Tree - fell into line | Conductor, Overhead | Broken, wire on ground | 2023 | Tier 2 - Extreme | Distribution Circuit | 10 | 12 | 20231012 | 2241841 | Sus | Y | Vegetation¦Treefellintoline¦ConductorOverhead¦Brokenwireonground
23-0127755 | Unknown Cause | Patrol - found nothing |  |  | 2023 | Tier 2 - Elevated | Distribution Circuit | 10 | 12 | 20231012 | 2242162 | Sus | Y | UnknownCause¦Patrolfoundnothing¦¦
23-0128360 | Vegetation | Tree - fell into line | Conductor, Overhead | Normal | 2023 | Tier 2 - Elevated | Distribution Circuit | 10 | 14 | 20231014 | 2243540 | Sus | Y | Vegetation¦Treefellintoline¦ConductorOverhead¦Normal
23-0128509 | Animal | Bird found | Conductor, Overhead | Normal | 2023 | Tier 2 - Elevated | Distribution Circuit | 10 | 16 | 20231016 | 2244069 | Sus | Y | Animal¦Birdfound¦ConductorOverhead¦Normal
23-0128786 | Unknown Cause | Patrol - not conducted |  |  | 2023 | Tier 2 - Extreme | Transformer only | 10 | 16 | 20231016 | 2244620 | Sus | Y | UnknownCause¦Patrolnotconducted¦¦
23-0129230 | Equipment Failure/Involved | Overhead | Transformer (OH) | Arcing | 2023 | Tier 2 - Elevated | Distribution Circuit | 10 | 17 | 20231017 | 2245496 | Sus | Y | EquipmentFailureInvolved¦Overhead¦Transformer(OH)¦Arcing
23-0129343 | Equipment Failure/Involved | Underground | Transformer (UG) | Broken | 2023 | Tier 2 - Extreme | Distribution Circuit | 10 | 17 | 20231017 | 2245732 | Sus | Y | EquipmentFailureInvolved¦Underground¦Transformer(UG)¦Broken
23-0130095 | Unknown Cause | Patrol - found nothing |  |  | 2023 | Tier 2 - Elevated | Distribution Circuit | 10 | 19 | 20231019 | 2246806 | Sus | Y | UnknownCause¦Patrolfoundnothing¦¦
23-0130855 | Unknown Cause | Patrol - found nothing |  |  | 2023 | Tier 2 - Elevated | Distribution Circuit | 10 | 21 | 20231021 | 2248025 | Sus | Y | UnknownCause¦Patrolfoundnothing¦¦
23-0130966 | Unknown Cause | Patrol - found nothing |  |  | 2023 | Tier 2 - Elevated | Distribution Circuit | 10 | 21 | 20231021 | 2248587 | Sus | Y | UnknownCause¦Patrolfoundnothing¦¦
23-0131016 | Vegetation | Tree - branch fell on line | Conductor, Overhead | Normal | 2023 | Tier 2 - Extreme | Distribution Circuit | 10 | 22 | 20231022 | 2248841 | Sus | Y | Vegetation¦Treebranchfellonline¦ConductorOverhead¦Normal
23-0131224 | Vegetation | Tree - bark fell into line | Conductor, Overhead | Normal | 2023 | Tier 2 - Extreme | Distribution Circuit | 10 | 23 | 20231023 | 2249694 | Sus | Y | Vegetation¦Treebarkfellintoline¦ConductorOverhead¦Normal
23-0131351 | Equipment Failure/Involved | Overhead | Transformer (OH) | Failed/Faulted | 2023 | Tier 2 - Extreme | Transformer only | 10 | 23 | 20231023 | 2249812 | Sus | Y | EquipmentFailureInvolved¦Overhead¦Transformer(OH)¦FailedFaulted
23-0131538 | Equipment Failure/Involved | Overhead | Secondary | Normal | 2023 | Tier 2 - Elevated | Transformer only | 10 | 23 | 20231023 | 2250018 | Sus | Y | EquipmentFailureInvolved¦Overhead¦Secondary¦Normal
23-0132019 | Company Initiated | Personnel, company | Conductor, Overhead | Normal | 2023 | Tier 2 - Extreme | Distribution Circuit | 10 | 24 | 20231024 | 2250908 | Sus | Y | CompanyInitiated¦Personnelcompany¦ConductorOverhead¦Normal
23-0133215 | Unknown Cause | Patrol - found nothing |  |  | 2023 | Tier 2 - Elevated | Distribution Circuit | 10 | 27 | 20231027 | 2253106 | Sus | Y | UnknownCause¦Patrolfoundnothing¦¦
23-0133318 | Equipment Failure/Involved | Overhead | Crossarm, Wood | Broken | 2023 | Tier 2 - Elevated | Distribution Circuit | 10 | 27 | 20231027 | 2253424 | Sus | Y | EquipmentFailureInvolved¦Overhead¦CrossarmWood¦Broken
23-0133664 | 3rd Party | Fire, house or bldg. | Service conductor | Burned/flashed | 2023 | Tier 2 - Elevated | Distribution Circuit | 10 | 29 | 20231029 | 2254676 | Sus | Y | 3rdParty¦Firehouseorbldg¦Serviceconductor¦Burnedflashed
23-0133750 | Unknown Cause | Patrol - found nothing |  |  | 2023 | Tier 2 - Extreme | Distribution Circuit | 10 | 29 | 20231029 | 2255141 | Sus | Y | UnknownCause¦Patrolfoundnothing¦¦
23-0133934 | Unknown Cause | Patrol - found nothing |  |  | 2023 | Tier 2 - Elevated | Distribution Circuit | 10 | 30 | 20231030 | 2255592 | Sus | Y | UnknownCause¦Patrolfoundnothing¦¦
23-0134074 | Equipment Failure/Involved | Overhead | Crossarm, Wood | Broken | 2023 | Tier 2 - Extreme | Distribution Circuit | 10 | 30 | 20231030 | 2255926 | Sus | Y | EquipmentFailureInvolved¦Overhead¦CrossarmWood¦Broken
23-0135343 | Equipment Failure/Involved | Overhead | Connector or Splice (OH) | Deteriorated | 2023 | Tier 2 - Elevated | Distribution Circuit | 11 | 2 | 20231102 | 2258559 | Sus | Y | EquipmentFailureInvolved¦Overhead¦ConnectororSplice(OH)¦Deteriorated
23-0135464 | Equipment Failure/Involved | Overhead | Transformer | Failed/Faulted | 2023 | Tier 2 - Extreme | Transformer only | 11 | 3 | 20231103 | 2258736 | Sus | Y | EquipmentFailureInvolved¦Overhead¦Transformer¦FailedFaulted
23-0135522 | Unknown Cause | Patrol - not conducted |  |  | 2023 | Tier 2 - Elevated | Distribution Circuit | 11 | 3 | 20231103 | 2258799 | Sus | Y | UnknownCause¦Patrolnotconducted¦¦
23-0135964 | Unknown Cause | Patrol - found nothing |  |  | 2023 | Tier 2 - Elevated | Distribution Circuit | 11 | 4 | 20231104 | 2260231 | Sus | Y | UnknownCause¦Patrolfoundnothing¦¦
23-0136027 | Vegetation | Tree - branch fell on line | Conductor, Overhead | Normal | 2023 | Tier 2 - Extreme | Distribution Circuit | 11 | 5 | 20231105 | 2260608 | Sus | Y | Vegetation¦Treebranchfellonline¦ConductorOverhead¦Normal
23-0136056 | Unknown Cause | Patrol - not conducted |  |  | 2023 | Tier 2 - Elevated | Distribution Circuit | 11 | 5 | 20231105 | 2260690 | Sus | Y | UnknownCause¦Patrolnotconducted¦¦
23-0136300 | Equipment Failure/Involved | Underground | Conductor, Underground | Broken | 2023 | Tier 2 - Elevated | Distribution Circuit | 11 | 6 | 20231106 | 2261059 | Sus | Y | EquipmentFailureInvolved¦Underground¦ConductorUnderground¦Broken
23-0136707 | 3rd Party | Vehicle | Pole-Wood | Broken | 2023 | Tier 2 - Extreme | Distribution Circuit | 11 | 7 | 20231107 | 2262795 | Sus | Y | 3rdParty¦Vehicle¦PoleWood¦Broken
23-0137616 | Equipment Failure/Involved | Overhead | Crossarm, Wood | Broken | 2023 | Tier 2 - Extreme | Distribution Circuit | 11 | 9 | 20231109 | 2265406 | Sus | Y | EquipmentFailureInvolved¦Overhead¦CrossarmWood¦Broken
23-0138018 | Equipment Failure/Involved | Overhead | Transformer (OH) | Failed/Faulted | 2023 | Tier 2 - Elevated | Distribution Circuit | 11 | 10 | 20231110 | 2266485 | Sus | Y | EquipmentFailureInvolved¦Overhead¦Transformer(OH)¦FailedFaulted
23-0138142 | Unknown Cause | Patrol - found nothing |  |  | 2023 | Tier 2 - Elevated | Transformer only | 11 | 11 | 20231111 | 2266909 | Sus | Y | UnknownCause¦Patrolfoundnothing¦¦
23-0138182 | Unknown Cause | Patrol - found nothing |  |  | 2023 | Tier 2 - Extreme | Distribution Circuit | 11 | 12 | 20231112 | 2267018 | Sus | Y | UnknownCause¦Patrolfoundnothing¦¦
23-0138282 | Animal | Bird found | Conductor, Overhead | Normal | 2023 | Tier 2 - Elevated | Distribution Circuit | 11 | 13 | 20231113 | 2267429 | Sus | Y | Animal¦Birdfound¦ConductorOverhead¦Normal
23-0138657 | Vegetation | Tree - grew into line | Conductor, Overhead | Normal | 2023 | Tier 2 - Elevated | Distribution Circuit | 11 | 14 | 20231114 | 2268542 | Sus | Y | Vegetation¦Treegrewintoline¦ConductorOverhead¦Normal
23-0138681 | Vegetation | Tree - branch fell on line | Conductor, Overhead | Normal | 2023 | Tier 2 - Elevated | Distribution Circuit | 11 | 14 | 20231114 | 2268559 | Sus | Y | Vegetation¦Treebranchfellonline¦ConductorOverhead¦Normal
23-0138786 | Vegetation | Tree - grew into line | Conductor, Overhead | Normal | 2023 | Tier 2 - Extreme | Distribution Circuit | 11 | 14 | 20231114 | 2268588 | Sus | Y | Vegetation¦Treegrewintoline¦ConductorOverhead¦Normal
23-0138769 | Equipment Failure/Involved | Overhead | Transformer | Broken | 2023 | Tier 2 - Elevated | Transformer only | 11 | 14 | 20231114 | 2268597 | Sus | Y | EquipmentFailureInvolved¦Overhead¦Transformer¦Broken
23-0138753 | Unknown Cause | Patrol - found nothing |  |  | 2023 | Tier 2 - Elevated | Distribution Circuit | 11 | 14 | 20231114 | 2268661 | Sus | Y | UnknownCause¦Patrolfoundnothing¦¦
23-0140749 | Vegetation | Tree - branch fell on line | Conductor, Overhead | Normal | 2023 | Tier 2 - Elevated | Distribution Circuit | 11 | 18 | 20231118 | 2272001 | Sus | Y | Vegetation¦Treebranchfellonline¦ConductorOverhead¦Normal
23-0140852 | Equipment Failure/Involved | Overhead | Jumper | Arcing | 2023 | Tier 2 - Elevated | Distribution Circuit | 11 | 18 | 20231118 | 2272302 | Sus | Y | EquipmentFailureInvolved¦Overhead¦Jumper¦Arcing
23-0140825 | Vegetation | Tree - fell into line | Conductor, Overhead | Broken, wire on ground | 2023 | Tier 2 - Extreme | Distribution Circuit | 11 | 18 | 20231118 | 2272306 | Sus | Y | Vegetation¦Treefellintoline¦ConductorOverhead¦Brokenwireonground
23-0140844 | Unknown Cause | Patrol - found nothing |  |  | 2023 | Tier 2 - Extreme | Transformer only | 11 | 18 | 20231118 | 2272325 | Sus | Y | UnknownCause¦Patrolfoundnothing¦¦
23-0140877 | Equipment Failure/Involved | Overhead | Pole-Wood | Deteriorated | 2023 | Tier 2 - Extreme | Distribution Circuit | 11 | 18 | 20231118 | 2272576 | Sus | Y | EquipmentFailureInvolved¦Overhead¦PoleWood¦Deteriorated
23-0140907 | Vegetation | Tree - fell into line | Conductor, Overhead | Broken, wire on ground | 2023 | Tier 2 - Extreme | Distribution Circuit | 11 | 18 | 20231118 | 2272653 | Sus | Y | Vegetation¦Treefellintoline¦ConductorOverhead¦Brokenwireonground
23-0140932 | Vegetation | Tree - bark fell into line | Conductor, Overhead | Normal | 2023 | Tier 2 - Elevated | Distribution Circuit | 11 | 18 | 20231118 | 2272867 | Sus | Y | Vegetation¦Treebarkfellintoline¦ConductorOverhead¦Normal
23-0142440 | Equipment Failure/Involved | Overhead | Transformer (OH) | Failed/Faulted | 2023 | Tier 2 - Elevated | Transformer only | 11 | 22 | 20231122 | 2275815 | Sus | Y | EquipmentFailureInvolved¦Overhead¦Transformer(OH)¦FailedFaulted
23-0142607 | Unknown Cause | Patrol - found nothing |  |  | 2023 | Tier 2 - Extreme | Distribution Circuit | 11 | 24 | 20231124 | 2276414 | Sus | Y | UnknownCause¦Patrolfoundnothing¦¦
23-0142661 | Unknown Cause | Patrol - found nothing |  |  | 2023 | Tier 2 - Extreme | Transformer only | 11 | 24 | 20231124 | 2276584 | Sus | Y | UnknownCause¦Patrolfoundnothing¦¦
23-0143245 | Equipment Failure/Involved | Overhead | Transformer (OH) | Failed/Faulted | 2023 | Tier 2 - Elevated | Transformer only | 11 | 27 | 20231127 | 2278127 | Sus | Y | EquipmentFailureInvolved¦Overhead¦Transformer(OH)¦FailedFaulted
23-0143307 | Equipment Failure/Involved | Overhead | Fuse | Normal | 2023 | Tier 2 - Elevated | Distribution Circuit | 11 | 27 | 20231127 | 2278461 | Sus | Y | EquipmentFailureInvolved¦Overhead¦Fuse¦Normal
23-0144964 | Equipment Failure/Involved | Electrical Overload | Transformer | Failed/Faulted | 2023 | Tier 2 - Extreme | Transformer only | 12 | 2 | 20231202 | 2282395 | Sus | N | EquipmentFailureInvolved¦ElectricalOverload¦Transformer¦FailedFaulted
23-0145378 | Unknown Cause | Patrol - found nothing |  |  | 2023 | Tier 2 - Elevated | Distribution Circuit | 12 | 4 | 20231204 | 2283796 | Sus | N | UnknownCause¦Patrolfoundnothing¦¦
23-0146252 | Equipment Failure/Involved | Overhead | Transformer (OH) | Failed/Faulted | 2023 | Tier 2 - Elevated | Transformer only | 12 | 7 | 20231207 | 2286244 | Sus | N | EquipmentFailureInvolved¦Overhead¦Transformer(OH)¦FailedFaulted
23-0146647 | Unknown Cause | Patrol - found nothing |  |  | 2023 | Tier 2 - Extreme | Distribution Circuit | 12 | 9 | 20231209 | 2287756 | Sus | N | UnknownCause¦Patrolfoundnothing¦¦
23-0141227 | Unknown Cause | Patrol - found nothing |  |  | 2023 | Tier 2 - Elevated | Transformer only | 12 | 13 | 20231213 | 2290834 | Sus | N | UnknownCause¦Patrolfoundnothing¦¦
23-0147434 | Unknown Cause | Patrol - found nothing |  |  | 2023 | Tier 2 - Extreme | Transformer only | 12 | 14 | 20231214 | 2291784 | Sus | N | UnknownCause¦Patrolfoundnothing¦¦
23-0147641 | Unknown Cause | Patrol - found nothing |  |  | 2023 | Tier 2 - Extreme | Distribution Circuit | 12 | 16 | 20231216 | 2293064 | Sus | N | UnknownCause¦Patrolfoundnothing¦¦
23-0147665 | Equipment Failure/Involved | Overhead | Transformer | Failed/Faulted | 2023 | Tier 2 - Extreme | Transformer only | 12 | 16 | 20231216 | 2293215 | Sus | N | EquipmentFailureInvolved¦Overhead¦Transformer¦FailedFaulted
23-0147914 | Vegetation | Tree - fell into line | Conductor, Overhead | Normal | 2023 | Tier 2 - Extreme | Distribution Circuit | 12 | 18 | 20231218 | 2294506 | Sus | N | Vegetation¦Treefellintoline¦ConductorOverhead¦Normal
23-0147916 | Unknown Cause | Patrol - found nothing |  |  | 2023 | Tier 2 - Elevated | Distribution Circuit | 12 | 18 | 20231218 | 2294550 | Sus | N | UnknownCause¦Patrolfoundnothing¦¦
23-0148023 | Vegetation | Tree - branch fell on line | Conductor, Overhead | Normal | 2023 | Tier 2 - Extreme | Distribution Circuit | 12 | 18 | 20231218 | 2295208 | Sus | N | Vegetation¦Treebranchfellonline¦ConductorOverhead¦Normal
23-0148049 | Vegetation | Tree - fell into line | Conductor, Overhead | Broken, wire on ground | 2023 | Tier 2 - Extreme | Distribution Circuit | 12 | 19 | 20231219 | 2295315 | Sus | N | Vegetation¦Treefellintoline¦ConductorOverhead¦Brokenwireonground
23-0148061 | Unknown Cause | Patrol - found nothing |  |  | 2023 | Tier 2 - Elevated | Distribution Circuit | 12 | 19 | 20231219 | 2295331 | Sus | N | UnknownCause¦Patrolfoundnothing¦¦
23-0148118 | Equipment Failure/Involved | Overhead | Transformer (OH) | Failed/Faulted | 2023 | Tier 2 - Elevated | Transformer only | 12 | 19 | 20231219 | 2295762 | Sus | N | EquipmentFailureInvolved¦Overhead¦Transformer(OH)¦FailedFaulted
23-0148224 | Vegetation | Tree - fell into line | Conductor, Overhead | Normal | 2023 | Tier 2 - Extreme | Distribution Circuit | 12 | 20 | 20231220 | 2296352 | Sus | N | Vegetation¦Treefellintoline¦ConductorOverhead¦Normal
23-0148236 | Vegetation | Tree - fell into line | Conductor, Overhead | Normal | 2023 | Tier 2 - Extreme | Distribution Circuit | 12 | 20 | 20231220 | 2296447 | Sus | N | Vegetation¦Treefellintoline¦ConductorOverhead¦Normal
23-0148246 | Equipment Failure/Involved | Overhead | Jumper | Broken | 2023 | Tier 2 - Elevated | Transformer only | 12 | 20 | 20231220 | 2296417 | Sus | N | EquipmentFailureInvolved¦Overhead¦Jumper¦Broken
23-0148430 | Unknown Cause | Patrol - found nothing | Fuse | Failed/Faulted | 2023 | Tier 2 - Extreme | Distribution Circuit | 12 | 21 | 20231221 | 2297328 | Sus | N | UnknownCause¦Patrolfoundnothing¦Fuse¦FailedFaulted
23-0148440 | Animal | Bird found | Conductor, Overhead | Normal | 2023 | Tier 2 - Elevated | Distribution Circuit | 12 | 21 | 20231221 | 2297346 | Sus | N | Animal¦Birdfound¦ConductorOverhead¦Normal
23-0148438 | Unknown Cause | Patrol - found nothing |  |  | 2023 | Tier 2 - Elevated | Distribution Circuit | 12 | 21 | 20231221 | 2297350 | Sus | N | UnknownCause¦Patrolfoundnothing¦¦
23-0148490 | Equipment Failure/Involved | Overhead | Fuse | Broken | 2023 | Tier 2 - Elevated | Distribution Circuit | 12 | 21 | 20231221 | 2297799 | Sus | N | EquipmentFailureInvolved¦Overhead¦Fuse¦Broken
23-0148565 | Vegetation | Tree - fell into line | Conductor, Overhead | Normal | 2023 | Tier 2 - Extreme | Distribution Circuit | 12 | 22 | 20231222 | 2298096 | Sus | N | Vegetation¦Treefellintoline¦ConductorOverhead¦Normal
23-0148573 | Equipment Failure/Involved | Overhead | Jumper | Burned Open | 2023 | Tier 2 - Elevated | Distribution Circuit | 12 | 22 | 20231222 | 2298148 | Sus | N | EquipmentFailureInvolved¦Overhead¦Jumper¦BurnedOpen
23-0148578 | Vegetation | Tree - grew into line | Conductor, Overhead | Normal | 2023 | Tier 2 - Extreme | Distribution Circuit | 12 | 22 | 20231222 | 2298207 | Sus | N | Vegetation¦Treegrewintoline¦ConductorOverhead¦Normal
23-0148610 | Unknown Cause | Patrol - found nothing |  |  | 2023 | Tier 2 - Elevated | Distribution Circuit | 12 | 22 | 20231222 | 2298449 | Sus | N | UnknownCause¦Patrolfoundnothing¦¦
23-0148614 | Unknown Cause | Patrol - found nothing |  |  | 2023 | Tier 2 - Elevated | Distribution Circuit | 12 | 22 | 20231222 | 2298581 | Sus | N | UnknownCause¦Patrolfoundnothing¦¦
23-0148725 | Equipment Failure/Involved | Overhead | Transformer | Failed/Faulted | 2023 | Tier 2 - Extreme | Transformer only | 12 | 23 | 20231223 | 2298979 | Sus | N | EquipmentFailureInvolved¦Overhead¦Transformer¦FailedFaulted
23-0148865 | Equipment Failure/Involved | Overhead | Crossarm, Wood | Deteriorated | 2023 | Tier 2 - Extreme | Distribution Circuit | 12 | 26 | 20231226 | 2299651 | Sus | N | EquipmentFailureInvolved¦Overhead¦CrossarmWood¦Deteriorated
23-0148977 | Equipment Failure/Involved | Overhead | Transformer (OH) | Failed/Faulted | 2023 | Tier 2 - Elevated | Transformer only | 12 | 27 | 20231227 | 2300377 | Sus | N | EquipmentFailureInvolved¦Overhead¦Transformer(OH)¦FailedFaulted
23-0149088 | Vegetation | Tree - fell into line | Conductor, Overhead | Broken, wire on ground | 2023 | Tier 2 - Elevated | Distribution Circuit | 12 | 28 | 20231228 | 2301042 | Sus | N | Vegetation¦Treefellintoline¦ConductorOverhead¦Brokenwireonground
23-0149172 | Equipment Failure/Involved | Overhead | Connector or Splice (OH) | Arcing | 2023 | Tier 2 - Elevated | Distribution Circuit | 12 | 28 | 20231228 | 2301647 | Sus | N | EquipmentFailureInvolved¦Overhead¦ConnectororSplice(OH)¦Arcing
23-0149216 | Vegetation | Tree - fell into line | Conductor, Overhead | Broken, wire on ground | 2023 | Tier 2 - Extreme | Distribution Circuit | 12 | 29 | 20231229 | 2301944 | Sus | N | Vegetation¦Treefellintoline¦ConductorOverhead¦Brokenwireonground
23-0149227 | Vegetation | Tree - fell into line | Conductor, Overhead | Normal | 2023 | Tier 2 - Extreme | Distribution Circuit | 12 | 29 | 20231229 | 2302022 | Sus | N | Vegetation¦Treefellintoline¦ConductorOverhead¦Normal
23-0149316 | Vegetation | Tree - fell into line | Conductor, Overhead | Broken, wire on ground | 2023 | Tier 2 - Extreme | Distribution Circuit | 12 | 30 | 20231230 | 2302419 | Sus | N | Vegetation¦Treefellintoline¦ConductorOverhead¦Brokenwireonground
23-0149491 | Unknown Cause | Patrol - found nothing |  |  | 2023 | Tier 2 - Extreme | Distribution Circuit | 12 | 31 | 20231231 | 2303289 | Sus | N | UnknownCause¦Patrolfoundnothing¦¦
23-0005724 | Vegetation | Tree - fell into line | Conductor, Overhead | Broken, wire on ground | 2023 | Tier 2 - Elevated | Distribution Circuit | 1 | 4 | 20230104 | 1912612 | Sus | N | Vegetation¦Treefellintoline¦ConductorOverhead¦Brokenwireonground
23-0005988 | Unknown Cause | Patrol - found nothing |  |  | 2023 | Tier 2 - Elevated | Distribution Circuit | 1 | 4 | 20230104 | 1913620 | Sus | N | UnknownCause¦Patrolfoundnothing¦¦
23-0006060 | Vegetation | Tree - fell into line | Conductor, Overhead | Normal | 2023 | Tier 2 - Elevated | Transformer only | 1 | 4 | 20230104 | 1913958 | Sus | N | Vegetation¦Treefellintoline¦ConductorOverhead¦Normal
23-0006115 | Unknown Cause | Patrol - not conducted |  |  | 2023 | Tier 2 - Elevated | Distribution Circuit | 1 | 4 | 20230104 | 1914279 | Sus | N | UnknownCause¦Patrolnotconducted¦¦
23-0006154 | Vegetation | Tree - branch fell on line | Conductor, Overhead | Normal | 2023 | Tier 2 - Extreme | Distribution Circuit | 1 | 4 | 20230104 | 1914481 | Sus | N | Vegetation¦Treebranchfellonline¦ConductorOverhead¦Normal
23-0006202 | Unknown Cause | Patrol - found nothing |  |  | 2023 | Tier 2 - Elevated | Distribution Circuit | 1 | 4 | 20230104 | 1914866 | Sus | N | UnknownCause¦Patrolfoundnothing¦¦
23-0006400 | Vegetation | Tree - fell into line | Service conductor | Broken, wire on ground | 2023 | Tier 2 - Extreme | Transformer only | 1 | 4 | 20230104 | 1915178 | Sus | N | Vegetation¦Treefellintoline¦Serviceconductor¦Brokenwireonground
23-0006414 | Unknown Cause | Patrol - found nothing |  |  | 2023 | Tier 2 - Elevated | Distribution Circuit | 1 | 4 | 20230104 | 1915538 | Sus | N | UnknownCause¦Patrolfoundnothing¦¦
23-0006657 | Unknown Cause | Patrol - not conducted |  |  | 2023 | Tier 2 - Elevated | Distribution Circuit | 1 | 4 | 20230104 | 1918185 | Sus | N | UnknownCause¦Patrolnotconducted¦¦
23-0006854 | Unknown Cause | Patrol - not conducted |  |  | 2023 | Tier 2 - Elevated | Distribution Circuit | 1 | 4 | 20230104 | 1918947 | Sus | N | UnknownCause¦Patrolnotconducted¦¦
23-0007268 | Vegetation | Tree - fell into line | Conductor, Overhead | Broken | 2023 | Tier 2 - Elevated | Distribution Circuit | 1 | 5 | 20230105 | 1920260 | Sus | N | Vegetation¦Treefellintoline¦ConductorOverhead¦Broken
23-0006973 | Vegetation | Tree - fell into line | Conductor, Overhead | Normal | 2023 | Tier 2 - Elevated | Distribution Circuit | 1 | 5 | 20230105 | 1920543 | Sus | N | Vegetation¦Treefellintoline¦ConductorOverhead¦Normal
23-0007053 | Vegetation | Tree - fell into line | Conductor, Overhead | Normal | 2023 | Tier 2 - Elevated | Distribution Circuit | 1 | 5 | 20230105 | 1920923 | Sus | N | Vegetation¦Treefellintoline¦ConductorOverhead¦Normal
23-0007053 | Vegetation | Tree - fell into line | Conductor, Overhead | Broken, wire on ground | 2023 | Tier 2 - Extreme | Distribution Circuit | 1 | 5 | 20230105 | 1921332 | Sus | N | Vegetation¦Treefellintoline¦ConductorOverhead¦Brokenwireonground
23-0007061 | Equipment Failure/Involved | Overhead | Pole-Wood | Broken | 2023 | Tier 2 - Elevated | Distribution Circuit | 1 | 5 | 20230105 | 1921094 | Sus | N | EquipmentFailureInvolved¦Overhead¦PoleWood¦Broken
23-0007462 | Unknown Cause | Patrol - found nothing |  |  | 2023 | Tier 2 - Elevated | Distribution Circuit | 1 | 5 | 20230105 | 1922317 | Sus | N | UnknownCause¦Patrolfoundnothing¦¦
23-0007711 | Unknown Cause | Patrol - found nothing |  |  | 2023 | Tier 2 - Elevated | Distribution Circuit | 1 | 5 | 20230105 | 1922970 | Sus | N | UnknownCause¦Patrolfoundnothing¦¦
23-0008297 | Environmental/External | Ice or snow | Transformer (OH) | Normal | 2023 | Tier 2 - Extreme | Transformer only | 1 | 6 | 20230106 | 1924814 | Sus | N | EnvironmentalExternal¦Iceorsnow¦Transformer(OH)¦Normal
23-0008302 | Environmental/External | Ice or snow | Transformer (OH) | Normal | 2023 | Tier 2 - Extreme | Transformer only | 1 | 6 | 20230106 | 1924818 | Sus | N | EnvironmentalExternal¦Iceorsnow¦Transformer(OH)¦Normal
23-0008306 | Environmental/External | Ice or snow | Transformer (OH) | Normal | 2023 | Tier 2 - Extreme | Transformer only | 1 | 6 | 20230106 | 1924817 | Sus | N | EnvironmentalExternal¦Iceorsnow¦Transformer(OH)¦Normal
23-0008310 | Environmental/External | Ice or snow | Transformer (OH) | Normal | 2023 | Tier 2 - Extreme | Transformer only | 1 | 6 | 20230106 | 1924816 | Sus | N | EnvironmentalExternal¦Iceorsnow¦Transformer(OH)¦Normal
22-0142760 | Company Initiated | Return Circuit Normal | Conductor, Overhead | Normal | 2023 | Tier 2 - Extreme | Distribution Circuit | 1 | 6 | 20230106 | 1924745 | Sus | N | CompanyInitiated¦ReturnCircuitNormal¦ConductorOverhead¦Normal
23-0008282 | Equipment Failure/Involved | Overhead | Transformer (OH) | Failed/Faulted | 2023 | Tier 2 - Elevated | Distribution Circuit | 1 | 6 | 20230106 | 1924785 | Sus | N | EquipmentFailureInvolved¦Overhead¦Transformer(OH)¦FailedFaulted
23-0008470 | Equipment Failure/Involved | Fire, pole | Pole-Wood | Deteriorated | 2023 | Tier 2 - Elevated | Distribution Circuit | 1 | 6 | 20230106 | 1925253 | Sus | N | EquipmentFailureInvolved¦Firepole¦PoleWood¦Deteriorated
23-0009286 | Unknown Cause | Patrol - not conducted |  |  | 2023 | Tier 2 - Elevated | Distribution Circuit | 1 | 7 | 20230107 | 1927651 | Sus | N | UnknownCause¦Patrolnotconducted¦¦
23-0009637 | Vegetation | Tree - branch fell on line | Conductor, Overhead | Normal | 2023 | Tier 2 - Elevated | Distribution Circuit | 1 | 8 | 20230108 | 1931121 | Sus | N | Vegetation¦Treebranchfellonline¦ConductorOverhead¦Normal
23-0009552 | Unknown Cause | Patrol - not conducted |  |  | 2023 | Tier 2 - Elevated | Distribution Circuit | 1 | 8 | 20230108 | 1931382 | Sus | N | UnknownCause¦Patrolnotconducted¦¦
23-0009659 | Vegetation | Tree - branch fell on line | Conductor, Overhead | Normal | 2023 | Tier 2 - Elevated | Distribution Circuit | 1 | 8 | 20230108 | 1931489 | Sus | N | Vegetation¦Treebranchfellonline¦ConductorOverhead¦Normal
23-0010366 | Vegetation | Tree - branch fell on line | Conductor, Overhead | Normal | 2023 | Tier 2 - Elevated | Distribution Circuit | 1 | 8 | 20230108 | 1932554 | Sus | N | Vegetation¦Treebranchfellonline¦ConductorOverhead¦Normal
23-0010467 | Equipment Failure/Involved | Overhead | Conductor, Overhead | Together | 2023 | Tier 2 - Elevated | Distribution Circuit | 1 | 8 | 20230108 | 1934028 | Sus | N | EquipmentFailureInvolved¦Overhead¦ConductorOverhead¦Together
23-0011518 | Unknown Cause | Patrol - not conducted |  |  | 2023 | Tier 2 - Elevated | Distribution Circuit | 1 | 9 | 20230109 | 1938982 | Sus | N | UnknownCause¦Patrolnotconducted¦¦
23-0010996 | Unknown Cause | Patrol - not conducted |  |  | 2023 | Tier 2 - Elevated | Distribution Circuit | 1 | 9 | 20230109 | 1936114 | Sus | N | UnknownCause¦Patrolnotconducted¦¦
23-0010940 | Unknown Cause | Patrol - found nothing |  |  | 2023 | Tier 2 - Elevated | Distribution Circuit | 1 | 9 | 20230109 | 1936367 | Sus | N | UnknownCause¦Patrolfoundnothing¦¦
23-0010839 | Unknown Cause | Patrol - found nothing |  |  | 2023 | Tier 2 - Extreme | Distribution Circuit | 1 | 9 | 20230109 | 1936431 | Sus | N | UnknownCause¦Patrolfoundnothing¦¦
23-0011116 | Equipment Failure/Involved | Overhead | Conductor, Overhead | Normal | 2023 | Tier 2 - Elevated | Distribution Circuit | 1 | 9 | 20230109 | 1936542 | Sus | N | EquipmentFailureInvolved¦Overhead¦ConductorOverhead¦Normal
23-0011193 | Vegetation | Tree - fell into line | Conductor, Overhead | Normal | 2023 | Tier 2 - Elevated | Distribution Circuit | 1 | 9 | 20230109 | 1936602 | Sus | N | Vegetation¦Treefellintoline¦ConductorOverhead¦Normal
23-0011527 | Unknown Cause | Patrol - not conducted |  |  | 2023 | Tier 2 - Elevated | Distribution Circuit | 1 | 9 | 20230109 | 1937449 | Sus | N | UnknownCause¦Patrolnotconducted¦¦
23-0011613 | Unknown Cause | Patrol - not conducted |  |  | 2023 | Tier 2 - Elevated | Distribution Circuit | 1 | 9 | 20230109 | 1937969 | Sus | N | UnknownCause¦Patrolnotconducted¦¦
23-0011648 | Unknown Cause | Patrol - not conducted |  |  | 2023 | Tier 2 - Elevated | Distribution Circuit | 1 | 9 | 20230109 | 1937566 | Sus | N | UnknownCause¦Patrolnotconducted¦¦
23-0011079 | Equipment Failure/Involved | Overhead | Other | Broken | 2023 | Tier 2 - Extreme | Distribution Circuit | 1 | 9 | 20230109 | 1937193 | Sus | N | EquipmentFailureInvolved¦Overhead¦Other¦Broken
23-0011310 | Environmental/External | Lightning | Jumper | Burned Open | 2023 | Tier 2 - Elevated | Transformer only | 1 | 9 | 20230109 | 1938326 | Sus | N | EnvironmentalExternal¦Lightning¦Jumper¦BurnedOpen
23-0011639 | Animal | Squirrel | Conductor, Overhead | Normal | 2023 | Tier 2 - Elevated | Distribution Circuit | 1 | 9 | 20230109 | 1939481 | Sus | N | Animal¦Squirrel¦ConductorOverhead¦Normal
23-0011885 | Vegetation | Tree - fell into line | Crossarm, Wood | Broken, wire on ground | 2023 | Tier 2 - Elevated | Distribution Circuit | 1 | 10 | 20230110 | 1941794 | Sus | N | Vegetation¦Treefellintoline¦CrossarmWood¦Brokenwireonground
23-0012015 | Equipment Failure/Involved | Overhead | Conductor, Overhead | Together | 2023 | Tier 2 - Elevated | Distribution Circuit | 1 | 10 | 20230110 | 1941839 | Sus | N | EquipmentFailureInvolved¦Overhead¦ConductorOverhead¦Together
23-0012320 | Unknown Cause | Patrol - found nothing |  |  | 2023 | Tier 2 - Elevated | Distribution Circuit | 1 | 10 | 20230110 | 1941828 | Sus | N | UnknownCause¦Patrolfoundnothing¦¦
23-0012625 | 3rd Party | Other | Service conductor | Broken | 2023 | Tier 2 - Elevated | Transformer only | 1 | 10 | 20230110 | 1946166 | Sus | N | 3rdParty¦Other¦Serviceconductor¦Broken
23-0012447 | Vegetation | Tree - branch fell on line | Conductor, Overhead | Normal | 2023 | Tier 2 - Elevated | Distribution Circuit | 1 | 10 | 20230110 | 1941930 | Sus | N | Vegetation¦Treebranchfellonline¦ConductorOverhead¦Normal
23-0012625 | Equipment Failure/Involved | Overhead | Woodpin | Broken | 2023 | Tier 2 - Elevated | Distribution Circuit | 1 | 10 | 20230110 | 1942273 | Sus | N | EquipmentFailureInvolved¦Overhead¦Woodpin¦Broken
23-0011905 | Vegetation | Tree - fell into line | Pole-Wood | Broken, wire on ground | 2023 | Tier 2 - Extreme | Distribution Circuit | 1 | 10 | 20230110 | 1942529 | Sus | N | Vegetation¦Treefellintoline¦PoleWood¦Brokenwireonground
23-0012872 | Unknown Cause | Patrol - found nothing |  |  | 2023 | Tier 2 - Elevated | Distribution Circuit | 1 | 10 | 20230110 | 1942203 | Sus | N | UnknownCause¦Patrolfoundnothing¦¦
23-0011905 | Vegetation | Tree - fell into line | Pole-Wood | Broken, wire on ground | 2023 | Tier 2 - Elevated | Distribution Circuit | 1 | 10 | 20230110 | 1943261 | Sus | N | Vegetation¦Treefellintoline¦PoleWood¦Brokenwireonground
23-0011905 | Vegetation | Tree - fell into line | Pole-Wood | Broken, wire on ground | 2023 | Tier 2 - Extreme | Distribution Circuit | 1 | 10 | 20230110 | 1943300 | Sus | N | Vegetation¦Treefellintoline¦PoleWood¦Brokenwireonground
23-0011905 | Vegetation | Tree - fell into line | Pole-Wood | Broken, wire on ground | 2023 | Tier 2 - Elevated | Distribution Circuit | 1 | 10 | 20230110 | 1943407 | Sus | N | Vegetation¦Treefellintoline¦PoleWood¦Brokenwireonground
23-0011905 | Vegetation | Tree - fell into line | Pole-Wood | Broken, wire on ground | 2023 | Tier 2 - Extreme | Distribution Circuit | 1 | 10 | 20230110 | 1943417 | Sus | N | Vegetation¦Treefellintoline¦PoleWood¦Brokenwireonground
23-0011905 | Vegetation | Tree - fell into line | Crossarm, Wood | Broken, wire on ground | 2023 | Tier 2 - Extreme | Distribution Circuit | 1 | 10 | 20230110 | 1943958 | Sus | N | Vegetation¦Treefellintoline¦CrossarmWood¦Brokenwireonground
23-0011905 | Vegetation | Tree - fell into line | Conductor, Overhead | Broken, wire on ground | 2023 | Tier 2 - Extreme | Distribution Circuit | 1 | 10 | 20230110 | 1944174 | Sus | N | Vegetation¦Treefellintoline¦ConductorOverhead¦Brokenwireonground
23-0012250 | Vegetation | Tree - branch fell on line | Conductor, Overhead | Normal | 2023 | Tier 2 - Elevated | Distribution Circuit | 1 | 10 | 20230110 | 1942422 | Sus | N | Vegetation¦Treebranchfellonline¦ConductorOverhead¦Normal
23-0012207 | Vegetation | Tree - branch fell on line | Conductor, Overhead | Normal | 2023 | Tier 2 - Elevated | Distribution Circuit | 1 | 10 | 20230110 | 1943646 | Sus | N | Vegetation¦Treebranchfellonline¦ConductorOverhead¦Normal
23-0012186 | Vegetation | Tree - branch fell on line | Conductor, Overhead | Broken, wire on ground | 2023 | Tier 2 - Elevated | Distribution Circuit | 1 | 10 | 20230110 | 1944308 | Sus | N | Vegetation¦Treebranchfellonline¦ConductorOverhead¦Brokenwireonground
23-0012460 | Unknown Cause | Patrol - found nothing |  |  | 2023 | Tier 2 - Elevated | Distribution Circuit | 1 | 10 | 20230110 | 1944358 | Sus | N | UnknownCause¦Patrolfoundnothing¦¦
23-0012842 | Unknown Cause | Patrol - not conducted |  |  | 2023 | Tier 2 - Elevated | Distribution Circuit | 1 | 10 | 20230110 | 1945689 | Sus | N | UnknownCause¦Patrolnotconducted¦¦
23-0012825 | Vegetation | Tree - fell into line | Transformer (OH) | Broken | 2023 | Tier 2 - Elevated | Distribution Circuit | 1 | 10 | 20230110 | 1946011 | Sus | N | Vegetation¦Treefellintoline¦Transformer(OH)¦Broken
23-0013047 | Vegetation | Tree - branch fell on line | Conductor, Overhead | Normal | 2023 | Tier 2 - Extreme | Distribution Circuit | 1 | 10 | 20230110 | 1946521 | Sus | N | Vegetation¦Treebranchfellonline¦ConductorOverhead¦Normal
23-0013422 | Unknown Cause | Patrol - found nothing |  |  | 2023 | Tier 2 - Extreme | Distribution Circuit | 1 | 11 | 20230111 | 1946937 | Sus | N | UnknownCause¦Patrolfoundnothing¦¦
23-0013387 | Equipment Failure/Involved | Overhead | Insulator | Broken | 2023 | Tier 2 - Elevated | Distribution Circuit | 1 | 11 | 20230111 | 1946906 | Sus | N | EquipmentFailureInvolved¦Overhead¦Insulator¦Broken
23-0013521 | Vegetation | Tree - fell into line | Transformer | Broken | 2023 | Tier 2 - Elevated | Transformer only | 1 | 11 | 20230111 | 1947320 | Sus | N | Vegetation¦Treefellintoline¦Transformer¦Broken
23-0013966 | Unknown Cause | Patrol - not conducted |  |  | 2023 | Tier 2 - Extreme | Transformer only | 1 | 11 | 20230111 | 1947712 | Sus | N | UnknownCause¦Patrolnotconducted¦¦
23-0014302 | Environmental/External | Lightning | Transformer | Failed/Faulted | 2023 | Tier 2 - Elevated | Transformer only | 1 | 12 | 20230112 | 1949439 | Sus | N | EnvironmentalExternal¦Lightning¦Transformer¦FailedFaulted
23-0014264 | Equipment Failure/Involved | Overhead | Crossarm, Wood | Broken | 2023 | Tier 2 - Elevated | Distribution Circuit | 1 | 12 | 20230112 | 1949459 | Sus | N | EquipmentFailureInvolved¦Overhead¦CrossarmWood¦Broken
23-0014270 | Environmental/External | Flood/Erosion | Transformer | Broken | 2023 | Tier 2 - Elevated | Transformer only | 1 | 12 | 20230112 | 1949491 | Sus | N | EnvironmentalExternal¦FloodErosion¦Transformer¦Broken
23-0014399 | Equipment Failure/Involved | Overhead | Pole-Wood | Normal | 2023 | Tier 2 - Elevated | Transformer only | 1 | 12 | 20230112 | 1949877 | Sus | N | EquipmentFailureInvolved¦Overhead¦PoleWood¦Normal
23-0014617 | Equipment Failure/Involved | Overhead | Crossarm, Wood | Broken | 2023 | Tier 2 - Elevated | Distribution Circuit | 1 | 12 | 20230112 | 1950357 | Sus | N | EquipmentFailureInvolved¦Overhead¦CrossarmWood¦Broken
23-0014653 | Equipment Failure/Involved | Overhead | Transformer (OH) | Normal | 2023 | Tier 2 - Elevated | Distribution Circuit | 1 | 12 | 20230112 | 1950445 | Sus | N | EquipmentFailureInvolved¦Overhead¦Transformer(OH)¦Normal
23-0015306 | Unknown Cause | Patrol - found nothing |  |  | 2023 | Tier 2 - Elevated | Transformer only | 1 | 13 | 20230113 | 1951495 | Sus | N | UnknownCause¦Patrolfoundnothing¦¦
23-0015389 | Vegetation | Tree - fell into line | Conductor, Overhead | Broken, wire on ground | 2023 | Tier 2 - Elevated | Distribution Circuit | 1 | 13 | 20230113 | 1951898 | Sus | N | Vegetation¦Treefellintoline¦ConductorOverhead¦Brokenwireonground
23-0016305 | Unknown Cause | Patrol - found nothing |  |  | 2023 | Tier 2 - Elevated | Distribution Circuit | 1 | 14 | 20230114 | 1954608 | Sus | N | UnknownCause¦Patrolfoundnothing¦¦
23-0016049 | Vegetation | Tree - branch fell on line | Conductor, Overhead | Normal | 2023 | Tier 2 - Elevated | Distribution Circuit | 1 | 14 | 20230114 | 1953863 | Sus | N | Vegetation¦Treebranchfellonline¦ConductorOverhead¦Normal
23-0016323 | Unknown Cause | Patrol - found nothing |  |  | 2023 | Tier 2 - Elevated | Distribution Circuit | 1 | 14 | 20230114 | 1954638 | Sus | N | UnknownCause¦Patrolfoundnothing¦¦
23-0016557 | Environmental/External | Lightning | Transformer (OH) | Failed/Faulted | 2023 | Tier 2 - Elevated | Distribution Circuit | 1 | 14 | 20230114 | 1955284 | Sus | N | EnvironmentalExternal¦Lightning¦Transformer(OH)¦FailedFaulted
23-0016666 | Equipment Failure/Involved | Overhead | Transformer (OH) | Normal | 2023 | Tier 2 - Extreme | Transformer only | 1 | 14 | 20230114 | 1955285 | Sus | N | EquipmentFailureInvolved¦Overhead¦Transformer(OH)¦Normal
23-0016597 | Unknown Cause | Patrol - found nothing |  |  | 2023 | Tier 2 - Extreme | Distribution Circuit | 1 | 15 | 20230115 | 1955470 | Sus | N | UnknownCause¦Patrolfoundnothing¦¦
23-0016561 | Unknown Cause | Patrol - found nothing |  |  | 2023 | Tier 2 - Extreme | Distribution Circuit | 1 | 15 | 20230115 | 1955464 | Sus | N | UnknownCause¦Patrolfoundnothing¦¦
23-0016528 | Unknown Cause | Patrol - found nothing |  |  | 2023 | Tier 2 - Extreme | Distribution Circuit | 1 | 15 | 20230115 | 1955657 | Sus | N | UnknownCause¦Patrolfoundnothing¦¦
23-0016602 | Environmental/External | Lightning | Transformer | Failed/Faulted | 2023 | Tier 2 - Elevated | Transformer only | 1 | 15 | 20230115 | 1955571 | Sus | N | EnvironmentalExternal¦Lightning¦Transformer¦FailedFaulted
23-0016528 | Vegetation | Tree - fell into line | Conductor, Overhead | Broken, wire on ground | 2023 | Tier 2 - Extreme | Distribution Circuit | 1 | 15 | 20230115 | 1955514 | Sus | N | Vegetation¦Treefellintoline¦ConductorOverhead¦Brokenwireonground
23-0016620 | Equipment Failure/Involved | Overhead | Crossarm, Wood | Broken | 2023 | Tier 2 - Extreme | Distribution Circuit | 1 | 15 | 20230115 | 1955695 | Sus | N | EquipmentFailureInvolved¦Overhead¦CrossarmWood¦Broken
23-0016663 | Unknown Cause | Patrol - not conducted |  |  | 2023 | Tier 2 - Extreme | Distribution Circuit | 1 | 15 | 20230115 | 1955562 | Sus | N | UnknownCause¦Patrolnotconducted¦¦
23-0016623 | Environmental/External | Lightning | Transformer | Failed/Faulted | 2023 | Tier 2 - Elevated | Transformer only | 1 | 15 | 20230115 | 1955751 | Sus | N | EnvironmentalExternal¦Lightning¦Transformer¦FailedFaulted
23-0016662 | Environmental/External | Lightning | Transformer | Failed/Faulted | 2023 | Tier 2 - Elevated | Transformer only | 1 | 15 | 20230115 | 1955752 | Sus | N | EnvironmentalExternal¦Lightning¦Transformer¦FailedFaulted
23-0016633 | Environmental/External | Lightning | Transformer | Failed/Faulted | 2023 | Tier 2 - Elevated | Transformer only | 1 | 15 | 20230115 | 1955797 | Sus | N | EnvironmentalExternal¦Lightning¦Transformer¦FailedFaulted
23-0016645 | Environmental/External | Lightning | Transformer (OH) | Failed/Faulted | 2023 | Tier 2 - Elevated | Transformer only | 1 | 15 | 20230115 | 1955831 | Sus | N | EnvironmentalExternal¦Lightning¦Transformer(OH)¦FailedFaulted
23-0016686 | Unknown Cause | Patrol - found nothing |  |  | 2023 | Tier 2 - Extreme | Distribution Circuit | 1 | 15 | 20230115 | 1955881 | Sus | N | UnknownCause¦Patrolfoundnothing¦¦
23-0016715 | Vegetation | Tree - fell into line | Conductor, Overhead | Normal | 2023 | Tier 2 - Elevated | Transformer only | 1 | 15 | 20230115 | 1956009 | Sus | N | Vegetation¦Treefellintoline¦ConductorOverhead¦Normal
23-0016986 | Vegetation | Tree - branch fell on line | Fuse | Normal | 2023 | Tier 2 - Extreme | Distribution Circuit | 1 | 16 | 20230116 | 1957166 | Sus | N | Vegetation¦Treebranchfellonline¦Fuse¦Normal
23-0017006 | Unknown Cause | Patrol - found nothing |  |  | 2023 | Tier 2 - Extreme | Distribution Circuit | 1 | 16 | 20230116 | 1956479 | Sus | N | UnknownCause¦Patrolfoundnothing¦¦
23-0016968 | Vegetation | Tree - fell into line | Conductor, Overhead | Normal | 2023 | Tier 2 - Extreme | Distribution Circuit | 1 | 16 | 20230116 | 1956478 | Sus | N | Vegetation¦Treefellintoline¦ConductorOverhead¦Normal
23-0016978 | Equipment Failure/Involved | Underground | Transformer (UG) | Arcing | 2023 | Tier 2 - Elevated | Distribution Circuit | 1 | 16 | 20230116 | 1957186 | Sus | N | EquipmentFailureInvolved¦Underground¦Transformer(UG)¦Arcing
23-0017104 | Vegetation | Tree - fell into line | Conductor, Overhead | Broken, wire on ground | 2023 | Tier 2 - Extreme | Distribution Circuit | 1 | 16 | 20230116 | 1957583 | Sus | N | Vegetation¦Treefellintoline¦ConductorOverhead¦Brokenwireonground
23-0017102 | Unknown Cause | Patrol - found nothing |  |  | 2023 | Tier 2 - Extreme | Distribution Circuit | 1 | 16 | 20230116 | 1957568 | Sus | N | UnknownCause¦Patrolfoundnothing¦¦
23-0017282 | Unknown Cause | Patrol - not conducted |  |  | 2023 | Tier 2 - Extreme | Distribution Circuit | 1 | 16 | 20230116 | 1957648 | Sus | N | UnknownCause¦Patrolnotconducted¦¦
23-0017316 | Vegetation | Tree - fell into line | Conductor, Overhead | Normal | 2023 | Tier 2 - Elevated | Distribution Circuit | 1 | 16 | 20230116 | 1957630 | Sus | N | Vegetation¦Treefellintoline¦ConductorOverhead¦Normal
23-0017239 | Vegetation | Tree - branch fell on line | Anchor or Guy | Normal | 2023 | Tier 2 - Elevated | Distribution Circuit | 1 | 16 | 20230116 | 1958261 | Sus | N | Vegetation¦Treebranchfellonline¦AnchororGuy¦Normal
23-0017159 | Unknown Cause | Patrol - found nothing |  |  | 2023 | Tier 2 - Extreme | Distribution Circuit | 1 | 16 | 20230116 | 1957736 | Sus | N | UnknownCause¦Patrolfoundnothing¦¦
23-0017216 | Unknown Cause | Patrol - found nothing |  |  | 2023 | Tier 2 - Extreme | Distribution Circuit | 1 | 16 | 20230116 | 1957891 | Sus | N | UnknownCause¦Patrolfoundnothing¦¦
23-0017163 | Vegetation | Tree - branch fell on line | Conductor, Overhead | Normal | 2023 | Tier 2 - Extreme | Distribution Circuit | 1 | 16 | 20230116 | 1957912 | Sus | N | Vegetation¦Treebranchfellonline¦ConductorOverhead¦Normal
23-0017335 | Unknown Cause | Patrol - found nothing |  |  | 2023 | Tier 2 - Extreme | Distribution Circuit | 1 | 16 | 20230116 | 1958068 | Sus | N | UnknownCause¦Patrolfoundnothing¦¦
23-0017244 | Vegetation | Tree - fell into line | Conductor, Overhead | Normal | 2023 | Tier 2 - Extreme | Distribution Circuit | 1 | 16 | 20230116 | 1958161 | Sus | N | Vegetation¦Treefellintoline¦ConductorOverhead¦Normal
23-0017364 | Vegetation | Tree - branch fell on line | Pothead(Riser Termination) | Normal | 2023 | Tier 2 - Extreme | Distribution Circuit | 1 | 16 | 20230116 | 1958281 | Sus | N | Vegetation¦Treebranchfellonline¦Pothead(RiserTermination)¦Normal
23-0017434 | Vegetation | Tree - branch fell on line | Conductor, Overhead | Normal | 2023 | Tier 2 - Extreme | Distribution Circuit | 1 | 16 | 20230116 | 1958397 | Sus | N | Vegetation¦Treebranchfellonline¦ConductorOverhead¦Normal
23-0017376 | Unknown Cause | Patrol - found nothing |  |  | 2023 | Tier 2 - Extreme | Distribution Circuit | 1 | 16 | 20230116 | 1958478 | Sus | N | UnknownCause¦Patrolfoundnothing¦¦
23-0017284 | Vegetation | Tree - fell into line | Conductor, Overhead | Normal | 2023 | Tier 2 - Extreme | Distribution Circuit | 1 | 16 | 20230116 | 1958455 | Sus | N | Vegetation¦Treefellintoline¦ConductorOverhead¦Normal
23-0017361 | Equipment Failure/Involved | Overhead | Jumper | Burned Open | 2023 | Tier 2 - Extreme | Distribution Circuit | 1 | 16 | 20230116 | 1958736 | Sus | N | EquipmentFailureInvolved¦Overhead¦Jumper¦BurnedOpen
23-0017341 | Vegetation | Tree - fell into line | Conductor, Overhead | Broken, wire on ground | 2023 | Tier 2 - Extreme | Distribution Circuit | 1 | 16 | 20230116 | 1958650 | Sus | N | Vegetation¦Treefellintoline¦ConductorOverhead¦Brokenwireonground
23-0017527 | Vegetation | Tree - fell into line | Conductor, Overhead | Broken, wire on ground | 2023 | Tier 2 - Extreme | Distribution Circuit | 1 | 17 | 20230117 | 1959040 | Sus | N | Vegetation¦Treefellintoline¦ConductorOverhead¦Brokenwireonground
23-0017701 | Unknown Cause | Patrol - found nothing |  |  | 2023 | Tier 2 - Extreme | Transformer only | 1 | 17 | 20230117 | 1959380 | Sus | N | UnknownCause¦Patrolfoundnothing¦¦
23-0017899 | Vegetation | Tree - branch fell on line | Insulator | Broken | 2023 | Tier 2 - Extreme | Distribution Circuit | 1 | 17 | 20230117 | 1960321 | Sus | N | Vegetation¦Treebranchfellonline¦Insulator¦Broken
23-0018278 | Equipment Failure/Involved | Overhead | Fuse | Normal | 2023 | Tier 2 - Extreme | Transformer only | 1 | 18 | 20230118 | 1960758 | Sus | N | EquipmentFailureInvolved¦Overhead¦Fuse¦Normal
23-0018530 | Equipment Failure/Involved | Overhead | Lightning Arrestor | Failed/Faulted | 2023 | Tier 2 - Elevated | Distribution Circuit | 1 | 18 | 20230118 | 1960933 | Sus | N | EquipmentFailureInvolved¦Overhead¦LightningArrestor¦FailedFaulted
23-0018556 | Equipment Failure/Involved | Overhead | Switch (OH) | Broken | 2023 | Tier 2 - Elevated | Transformer only | 1 | 18 | 20230118 | 1961302 | Sus | N | EquipmentFailureInvolved¦Overhead¦Switch(OH)¦Broken
23-0018961 | Unknown Cause | Patrol - found nothing |  |  | 2023 | Tier 2 - Extreme | Distribution Circuit | 1 | 19 | 20230119 | 1961861 | Sus | N | UnknownCause¦Patrolfoundnothing¦¦
23-0018889 | Unknown Cause | Patrol - found nothing |  |  | 2023 | Tier 2 - Elevated | Transformer only | 1 | 19 | 20230119 | 1962157 | Sus | N | UnknownCause¦Patrolfoundnothing¦¦
23-0019463 | Unknown Cause | Patrol - found nothing |  |  | 2023 | Tier 2 - Extreme | Distribution Circuit | 1 | 20 | 20230120 | 1963070 | Sus | N | UnknownCause¦Patrolfoundnothing¦¦
23-0019666 | Equipment Failure/Involved | Overhead | Fuse | Failed/Faulted | 2023 | Tier 2 - Extreme | Transformer only | 1 | 20 | 20230120 | 1963700 | Sus | N | EquipmentFailureInvolved¦Overhead¦Fuse¦FailedFaulted
23-0019675 | Unknown Cause | Patrol - not conducted |  |  | 2023 | Tier 2 - Elevated | Distribution Circuit | 1 | 21 | 20230121 | 1963721 | Sus | N | UnknownCause¦Patrolnotconducted¦¦
23-0019724 | Unknown Cause | Patrol - found nothing |  |  | 2023 | Tier 2 - Elevated | Transformer only | 1 | 21 | 20230121 | 1963902 | Sus | N | UnknownCause¦Patrolfoundnothing¦¦
23-0019853 | Animal | Squirrel | Switch (OH) | Normal | 2023 | Tier 2 - Elevated | Distribution Circuit | 1 | 22 | 20230122 | 1964586 | Sus | N | Animal¦Squirrel¦Switch(OH)¦Normal
23-0019966 | Equipment Failure/Involved | Overhead | Crossarm, Wood | Broken | 2023 | Tier 2 - Extreme | Distribution Circuit | 1 | 22 | 20230122 | 1965053 | Sus | N | EquipmentFailureInvolved¦Overhead¦CrossarmWood¦Broken
23-0020746 | Equipment Failure/Involved | Overhead | Connector or Splice (OH) | Burned/flashed | 2023 | Tier 2 - Elevated | Transformer only | 1 | 24 | 20230124 | 1966863 | Sus | N | EquipmentFailureInvolved¦Overhead¦ConnectororSplice(OH)¦Burnedflashed
23-0021177 | Equipment Failure/Involved | Overhead | Transformer (OH) | Failed/Faulted | 2023 | Tier 2 - Extreme | Transformer only | 1 | 25 | 20230125 | 1967744 | Sus | N | EquipmentFailureInvolved¦Overhead¦Transformer(OH)¦FailedFaulted
23-0021460 | Unknown Cause | Patrol - not conducted |  |  | 2023 | Tier 2 - Elevated | Distribution Circuit | 1 | 25 | 20230125 | 1968367 | Sus | N | UnknownCause¦Patrolnotconducted¦¦
23-0021617 | Equipment Failure/Involved | Overhead | Customer Equipment | Deteriorated | 2023 | Tier 2 - Extreme | Distribution Circuit | 1 | 26 | 20230126 | 1968653 | Sus | N | EquipmentFailureInvolved¦Overhead¦CustomerEquipment¦Deteriorated
23-0022680 | Vegetation | Tree - branch fell on line | Conductor, Overhead | Normal | 2023 | Tier 2 - Elevated | Distribution Circuit | 1 | 28 | 20230128 | 1970726 | Sus | N | Vegetation¦Treebranchfellonline¦ConductorOverhead¦Normal
23-0023872 | Equipment Failure/Involved | Overhead | Conductor, Overhead | Burned/flashed | 2023 | Tier 2 - Extreme | Transformer only | 2 | 1 | 20230201 | 1973586 | Sus | N | EquipmentFailureInvolved¦Overhead¦ConductorOverhead¦Burnedflashed
23-0024101 | Equipment Failure/Involved | Overhead | Crossarm, Wood | Broken | 2023 | Tier 2 - Extreme | Distribution Circuit | 2 | 1 | 20230201 | 1974237 | Sus | N | EquipmentFailureInvolved¦Overhead¦CrossarmWood¦Broken
23-0024767 | Equipment Failure/Involved | Overhead | Pole-Wood | Deteriorated | 2023 | Tier 2 - Elevated | Distribution Circuit | 2 | 3 | 20230203 | 1975688 | Sus | N | EquipmentFailureInvolved¦Overhead¦PoleWood¦Deteriorated
23-0025209 | Equipment Failure/Involved | Overhead | Transformer | Failed/Faulted | 2023 | Tier 2 - Extreme | Distribution Circuit | 2 | 4 | 20230204 | 1976542 | Sus | N | EquipmentFailureInvolved¦Overhead¦Transformer¦FailedFaulted
23-0025225 | Unknown Cause | Patrol - found nothing |  |  | 2023 | Tier 2 - Elevated | Transformer only | 2 | 4 | 20230204 | 1976681 | Sus | N | UnknownCause¦Patrolfoundnothing¦¦
23-0025357 | Vegetation | Tree - fell into line | Conductor, Overhead | Broken, wire on ground | 2023 | Tier 2 - Elevated | Distribution Circuit | 2 | 5 | 20230205 | 1977225 | Sus | N | Vegetation¦Treefellintoline¦ConductorOverhead¦Brokenwireonground
23-0025589 | Equipment Failure/Involved | Overhead | Transformer (OH) | Leaking | 2023 | Tier 2 - Elevated | Transformer only | 2 | 6 | 20230206 | 1977982 | Sus | N | EquipmentFailureInvolved¦Overhead¦Transformer(OH)¦Leaking
23-0025828 | Equipment Failure/Involved | Overhead | Pole-Wood | Broken | 2023 | Tier 2 - Extreme | Distribution Circuit | 2 | 6 | 20230206 | 1978373 | Sus | N | EquipmentFailureInvolved¦Overhead¦PoleWood¦Broken
23-0025925 | Vegetation | Tree - branch fell on line | Transformer (OH) | Failed/Faulted | 2023 | Tier 2 - Extreme | Transformer only | 2 | 6 | 20230206 | 1978529 | Sus | N | Vegetation¦Treebranchfellonline¦Transformer(OH)¦FailedFaulted
23-0026320 | Animal | Squirrel | Conductor, Overhead | Normal | 2023 | Tier 2 - Extreme | Distribution Circuit | 2 | 7 | 20230207 | 1979243 | Sus | N | Animal¦Squirrel¦ConductorOverhead¦Normal
23-0026790 | Equipment Failure/Involved | Overhead | Transformer | Failed/Faulted | 2023 | Tier 2 - Elevated | Transformer only | 2 | 8 | 20230208 | 1980260 | Sus | N | EquipmentFailureInvolved¦Overhead¦Transformer¦FailedFaulted
23-0027408 | Equipment Failure/Involved | Overhead | Transformer | Burned/flashed | 2023 | Tier 2 - Elevated | Transformer only | 2 | 10 | 20230210 | 1981406 | Sus | N | EquipmentFailureInvolved¦Overhead¦Transformer¦Burnedflashed
23-0027677 | 3rd Party | Vehicle | Other | Broken | 2023 | Tier 2 - Elevated | Distribution Circuit | 2 | 10 | 20230210 | 1981946 | Sus | N | 3rdParty¦Vehicle¦Other¦Broken
23-0027808 | Unknown Cause | Patrol - found nothing |  |  | 2023 | Tier 2 - Elevated | Distribution Circuit | 2 | 11 | 20230211 | 1982213 | Sus | N | UnknownCause¦Patrolfoundnothing¦¦
23-0027855 | Unknown Cause | Patrol - found nothing |  |  | 2023 | Tier 2 - Elevated | Distribution Circuit | 2 | 11 | 20230211 | 1982379 | Sus | N | UnknownCause¦Patrolfoundnothing¦¦
23-0027957 | 3rd Party | Vehicle | Pole-Wood | Broken | 2023 | Tier 2 - Extreme | Transformer only | 2 | 12 | 20230212 | 1983079 | Sus | N | 3rdParty¦Vehicle¦PoleWood¦Broken
23-0028361 | Unknown Cause | Patrol - not conducted |  |  | 2023 | Tier 2 - Extreme | Transformer only | 2 | 13 | 20230213 | 1983995 | Sus | N | UnknownCause¦Patrolnotconducted¦¦
23-0028823 | Vegetation | Tree - fell into line | Transformer (OH) |  | 2023 | Tier 2 - Elevated | Transformer only | 2 | 14 | 20230214 | 1985060 | Sus | N | Vegetation¦Treefellintoline¦Transformer(OH)¦
23-0029696 | Unknown Cause | Patrol - found nothing |  |  | 2023 | Tier 2 - Elevated | Distribution Circuit | 2 | 16 | 20230216 | 1986857 | Sus | N | UnknownCause¦Patrolfoundnothing¦¦
23-0029985 | Equipment Failure/Involved | Overhead | Conductor, Overhead | Broken, wire on ground | 2023 | Tier 2 - Extreme | Distribution Circuit | 2 | 17 | 20230217 | 1987311 | Sus | N | EquipmentFailureInvolved¦Overhead¦ConductorOverhead¦Brokenwireonground
23-0030444 | 3rd Party | Vehicle | Pole-Wood | Broken | 2023 | Tier 2 - Elevated | Distribution Circuit | 2 | 18 | 20230218 | 1988135 | Sus | N | 3rdParty¦Vehicle¦PoleWood¦Broken
23-0030722 | Equipment Failure/Involved | Overhead | Transformer (OH) | Failed/Faulted | 2023 | Zone 1 - HHZ | Distribution Circuit | 2 | 20 | 20230220 | 1989456 | Sus | N | EquipmentFailureInvolved¦Overhead¦Transformer(OH)¦FailedFaulted
23-0030711 | Vegetation | Tree - grew into line | Conductor, Overhead | Normal | 2023 | Tier 2 - Elevated | Distribution Circuit | 2 | 20 | 20230220 | 1989470 | Sus | N | Vegetation¦Treegrewintoline¦ConductorOverhead¦Normal
23-0031139 | Equipment Failure/Involved | Overhead | Fuse | Failed/Faulted | 2023 | Tier 2 - Elevated | Transformer only | 2 | 21 | 20230221 | 1990539 | Sus | N | EquipmentFailureInvolved¦Overhead¦Fuse¦FailedFaulted
23-0032813 | 3rd Party | Vehicle | Pole-Wood | Broken | 2023 | Tier 2 - Elevated | Distribution Circuit | 2 | 22 | 20230222 | 1998730 | Sus | N | 3rdParty¦Vehicle¦PoleWood¦Broken
23-0033416 | Unknown Cause | Patrol - found nothing |  |  | 2023 | Tier 2 - Extreme | Distribution Circuit | 2 | 23 | 20230223 | 2000295 | Sus | N | UnknownCause¦Patrolfoundnothing¦¦
23-0033557 | Unknown Cause | Patrol - found nothing |  |  | 2023 | Tier 2 - Elevated | Distribution Circuit | 2 | 24 | 20230224 | 2001282 | Sus | N | UnknownCause¦Patrolfoundnothing¦¦
23-0033703 | Vegetation | Tree - fell into line | Pole-Wood | Normal | 2023 | Tier 2 - Extreme | Distribution Circuit | 2 | 24 | 20230224 | 2001663 | Sus | N | Vegetation¦Treefellintoline¦PoleWood¦Normal
23-0033798 | Equipment Failure/Involved | Overhead | Pole-Wood | Deteriorated | 2023 | Tier 2 - Elevated | Distribution Circuit | 2 | 24 | 20230224 | 2002235 | Sus | N | EquipmentFailureInvolved¦Overhead¦PoleWood¦Deteriorated
23-0034021 | Unknown Cause | Patrol - found nothing |  |  | 2023 | Tier 2 - Elevated | Distribution Circuit | 2 | 24 | 20230224 | 2003951 | Sus | N | UnknownCause¦Patrolfoundnothing¦¦
23-0033819 | Unknown Cause | Patrol - not conducted |  |  | 2023 | Tier 2 - Elevated | Distribution Circuit | 2 | 24 | 20230224 | 2004191 | Sus | N | UnknownCause¦Patrolnotconducted¦¦
23-0033958 | Vegetation | Tree - fell into line | Secondary | Broken | 2023 | Tier 2 - Elevated | Transformer only | 2 | 24 | 20230224 | 2004922 | Sus | N | Vegetation¦Treefellintoline¦Secondary¦Broken
23-0034248 | Equipment Failure/Involved | Overhead | Jumper | Burned Open | 2023 | Tier 2 - Elevated | Distribution Circuit | 2 | 24 | 20230224 | 2005766 | Sus | N | EquipmentFailureInvolved¦Overhead¦Jumper¦BurnedOpen
23-0034248 | Equipment Failure/Involved | Overhead | Conductor, Overhead | Broken, wire on ground | 2023 | Tier 2 - Elevated | Distribution Circuit | 2 | 24 | 20230224 | 2006053 | Sus | N | EquipmentFailureInvolved¦Overhead¦ConductorOverhead¦Brokenwireonground
23-0035011 | Vegetation | Tree - fell into line | Conductor, Overhead | Broken, wire on ground | 2023 | Tier 2 - Elevated | Distribution Circuit | 2 | 24 | 20230224 | 2007457 | Sus | N | Vegetation¦Treefellintoline¦ConductorOverhead¦Brokenwireonground
23-0035076 | Unknown Cause | Patrol - not conducted |  |  | 2023 | Tier 2 - Extreme | Distribution Circuit | 2 | 25 | 20230225 | 2007820 | Sus | N | UnknownCause¦Patrolnotconducted¦¦
23-0036036 | Unknown Cause | Patrol - found nothing |  |  | 2023 | Tier 2 - Extreme | Distribution Circuit | 2 | 26 | 20230226 | 2010760 | Sus | N | UnknownCause¦Patrolfoundnothing¦¦
23-0036513 | Unknown Cause | Patrol - found nothing |  |  | 2023 | Tier 2 - Extreme | Distribution Circuit | 2 | 27 | 20230227 | 2012136 | Sus | N | UnknownCause¦Patrolfoundnothing¦¦
23-0036607 | Unknown Cause | Patrol - found nothing |  |  | 2023 | Tier 2 - Elevated | Distribution Circuit | 2 | 27 | 20230227 | 2012524 | Sus | N | UnknownCause¦Patrolfoundnothing¦¦
23-0036613 | Vegetation | Tree - fell into line | Conductor, Overhead | Broken, wire on ground | 2023 | Tier 2 - Extreme | Distribution Circuit | 2 | 27 | 20230227 | 2012700 | Sus | N | Vegetation¦Treefellintoline¦ConductorOverhead¦Brokenwireonground
23-0036643 | Unknown Cause | Patrol - found nothing |  |  | 2023 | Tier 2 - Extreme | Distribution Circuit | 2 | 27 | 20230227 | 2012760 | Sus | N | UnknownCause¦Patrolfoundnothing¦¦
23-0036576 | Vegetation | Tree - fell into line | Conductor, Overhead | Normal | 2023 | Tier 2 - Elevated | Distribution Circuit | 2 | 27 | 20230227 | 2012665 | Sus | N | Vegetation¦Treefellintoline¦ConductorOverhead¦Normal
23-0036691 | Vegetation | Tree - fell into line | Conductor, Overhead | Normal | 2023 | Tier 2 - Elevated | Distribution Circuit | 2 | 27 | 20230227 | 2013095 | Sus | N | Vegetation¦Treefellintoline¦ConductorOverhead¦Normal
23-0036669 | Vegetation | Tree - fell into line | Conductor, Overhead | Broken, wire on ground | 2023 | Tier 2 - Elevated | Distribution Circuit | 2 | 27 | 20230227 | 2013218 | Sus | N | Vegetation¦Treefellintoline¦ConductorOverhead¦Brokenwireonground
23-0036687 | Vegetation | Tree - branch fell on line | Conductor, Overhead | Normal | 2023 | Tier 2 - Elevated | Distribution Circuit | 2 | 27 | 20230227 | 2013328 | Sus | N | Vegetation¦Treebranchfellonline¦ConductorOverhead¦Normal
23-0036853 | Unknown Cause | Patrol - found nothing |  |  | 2023 | Tier 2 - Extreme | Distribution Circuit | 2 | 27 | 20230227 | 2013823 | Sus | N | UnknownCause¦Patrolfoundnothing¦¦
23-0037041 | Environmental/External | Ice or snow | Conductor, Overhead | Normal | 2023 | Tier 2 - Elevated | Distribution Circuit | 2 | 27 | 20230227 | 2014071 | Sus | N | EnvironmentalExternal¦Iceorsnow¦ConductorOverhead¦Normal
23-0037155 | Vegetation | Tree - fell into line | Conductor, Overhead | Normal | 2023 | Tier 2 - Extreme | Distribution Circuit | 2 | 28 | 20230228 | 2014327 | Sus | N | Vegetation¦Treefellintoline¦ConductorOverhead¦Normal
23-0037638 | Unknown Cause | Patrol - found nothing |  |  | 2023 | Tier 2 - Extreme | Distribution Circuit | 2 | 28 | 20230228 | 2015627 | Sus | N | UnknownCause¦Patrolfoundnothing¦¦
23-0037575 | Vegetation | Tree - fell into line | Conductor, Overhead | Broken, wire on ground | 2023 | Tier 2 - Elevated | Distribution Circuit | 2 | 28 | 20230228 | 2016092 | Sus | N | Vegetation¦Treefellintoline¦ConductorOverhead¦Brokenwireonground
23-0037683 | Vegetation | Tree - branch fell on line | Conductor, Overhead | Normal | 2023 | Tier 2 - Extreme | Distribution Circuit | 2 | 28 | 20230228 | 2016244 | Sus | N | Vegetation¦Treebranchfellonline¦ConductorOverhead¦Normal
23-0037906 | Vegetation | Tree - fell into line | Conductor, Overhead | Broken, wire on ground | 2023 | Tier 2 - Elevated | Distribution Circuit | 2 | 28 | 20230228 | 2017511 | Sus | N | Vegetation¦Treefellintoline¦ConductorOverhead¦Brokenwireonground
23-0038453 | Vegetation | Tree - fell into line | Conductor, Overhead | Normal | 2023 | Tier 2 - Extreme | Distribution Circuit | 3 | 1 | 20230301 | 2018124 | Sus | N | Vegetation¦Treefellintoline¦ConductorOverhead¦Normal
23-0038469 | Vegetation | Tree - fell into line | Conductor, Overhead | Normal | 2023 | Tier 2 - Extreme | Distribution Circuit | 3 | 1 | 20230301 | 2019119 | Sus | N | Vegetation¦Treefellintoline¦ConductorOverhead¦Normal
23-0038461 | Equipment Failure/Involved | Overhead | Capacitor | Broken | 2023 | Tier 2 - Elevated | Distribution Circuit | 3 | 1 | 20230301 | 2019118 | Sus | N | EquipmentFailureInvolved¦Overhead¦Capacitor¦Broken
23-0039067 | Unknown Cause | Patrol - found nothing |  |  | 2023 | Tier 2 - Extreme | Distribution Circuit | 3 | 2 | 20230302 | 2019844 | Sus | N | UnknownCause¦Patrolfoundnothing¦¦
23-0038979 | Vegetation | Tree - fell into line | Conductor, Overhead | Normal | 2023 | Tier 2 - Extreme | Distribution Circuit | 3 | 2 | 20230302 | 2019962 | Sus | N | Vegetation¦Treefellintoline¦ConductorOverhead¦Normal
23-0038922 | Vegetation | Tree - fell into line | Service conductor | Normal | 2023 | Tier 2 - Elevated | Transformer only | 3 | 2 | 20230302 | 2020151 | Sus | N | Vegetation¦Treefellintoline¦Serviceconductor¦Normal
23-0039314 | Vegetation | Tree - branch fell on line | Transformer (OH) | Normal | 2023 | Tier 2 - Elevated | Transformer only | 3 | 3 | 20230303 | 2020795 | Sus | N | Vegetation¦Treebranchfellonline¦Transformer(OH)¦Normal
23-0039985 | Equipment Failure/Involved | Overhead | Jumper | Broken | 2023 | Tier 2 - Extreme | Distribution Circuit | 3 | 4 | 20230304 | 2022448 | Sus | N | EquipmentFailureInvolved¦Overhead¦Jumper¦Broken
23-0040011 | Equipment Failure/Involved | Overhead | Transformer (OH) | Broken | 2023 | Tier 2 - Elevated | Transformer only | 3 | 4 | 20230304 | 2022460 | Sus | N | EquipmentFailureInvolved¦Overhead¦Transformer(OH)¦Broken
23-0040022 | Environmental/External | Lightning | Fuse | Burned Open | 2023 | Tier 2 - Elevated | Transformer only | 3 | 4 | 20230304 | 2022506 | Sus | N | EnvironmentalExternal¦Lightning¦Fuse¦BurnedOpen
23-0040306 | Vegetation | Tree - fell into line | Conductor, Overhead | Broken, wire on ground | 2023 | Tier 2 - Extreme | Distribution Circuit | 3 | 5 | 20230305 | 2023271 | Sus | N | Vegetation¦Treefellintoline¦ConductorOverhead¦Brokenwireonground
23-0040321 | Unknown Cause | Patrol - found nothing |  |  | 2023 | Tier 2 - Extreme | Transformer only | 3 | 5 | 20230305 | 2023489 | Sus | N | UnknownCause¦Patrolfoundnothing¦¦
23-0040345 | Vegetation | Tree - fell into line | Service conductor | Broken | 2023 | Tier 2 - Elevated | Transformer only | 3 | 5 | 20230305 | 2023551 | Sus | N | Vegetation¦Treefellintoline¦Serviceconductor¦Broken
23-0040411 | Unknown Cause | Patrol - found nothing |  |  | 2023 | Tier 2 - Elevated | Transformer only | 3 | 5 | 20230305 | 2023875 | Sus | N | UnknownCause¦Patrolfoundnothing¦¦
23-0040465 | Equipment Failure/Involved | Overhead | Transformer (OH) | Normal | 2023 | Tier 2 - Extreme | Transformer only | 3 | 5 | 20230305 | 2024029 | Sus | N | EquipmentFailureInvolved¦Overhead¦Transformer(OH)¦Normal
23-0040473 | Unknown Cause | Patrol - found nothing |  |  | 2023 | Tier 2 - Extreme | Transformer only | 3 | 5 | 20230305 | 2024055 | Sus | N | UnknownCause¦Patrolfoundnothing¦¦
23-0040762 | Vegetation | Tree - fell into line | Transformer (OH) | Failed/Faulted | 2023 | Tier 2 - Elevated | Transformer only | 3 | 6 | 20230306 | 2024436 | Sus | N | Vegetation¦Treefellintoline¦Transformer(OH)¦FailedFaulted
23-0037218 | Company Initiated | Return Circuit Normal | Transformer (OH) | Failed/Faulted | 2023 | Tier 2 - Extreme | Distribution Circuit | 3 | 7 | 20230307 | 2025576 | Sus | N | CompanyInitiated¦ReturnCircuitNormal¦Transformer(OH)¦FailedFaulted
23-0041233 | Equipment Failure/Involved | Overhead | Fuse | Failed/Faulted | 2023 | Tier 2 - Extreme | Transformer only | 3 | 7 | 20230307 | 2025574 | Sus | N | EquipmentFailureInvolved¦Overhead¦Fuse¦FailedFaulted
23-0041391 | Vegetation | Tree - grew into line | Conductor, Overhead | Normal | 2023 | Tier 2 - Extreme | Distribution Circuit | 3 | 7 | 20230307 | 2025979 | Sus | N | Vegetation¦Treegrewintoline¦ConductorOverhead¦Normal
23-0041455 | Equipment Failure/Involved | Overhead | Transformer (OH) | Broken | 2023 | Tier 2 - Extreme | Transformer only | 3 | 8 | 20230308 | 2026121 | Sus | N | EquipmentFailureInvolved¦Overhead¦Transformer(OH)¦Broken
23-0041721 | Unknown Cause | Patrol - found nothing |  |  | 2023 | Tier 2 - Elevated | Distribution Circuit | 3 | 8 | 20230308 | 2026499 | Sus | N | UnknownCause¦Patrolfoundnothing¦¦
23-0041759 | Vegetation | Tree - fell into line | Crossarm, Wood | Broken | 2023 | Tier 2 - Extreme | Distribution Circuit | 3 | 8 | 20230308 | 2026766 | Sus | N | Vegetation¦Treefellintoline¦CrossarmWood¦Broken
23-0041820 | Equipment Failure/Involved | Overhead | Transformer | Failed/Faulted | 2023 | Tier 2 - Elevated | Transformer only | 3 | 8 | 20230308 | 2026796 | Sus | N | EquipmentFailureInvolved¦Overhead¦Transformer¦FailedFaulted
23-0041849 | Vegetation | Tree - fell into line | Conductor, Overhead | Broken, wire on ground | 2023 | Tier 2 - Elevated | Transformer only | 3 | 8 | 20230308 | 2026898 | Sus | N | Vegetation¦Treefellintoline¦ConductorOverhead¦Brokenwireonground
23-0041336 | Company Initiated | Return Circuit Normal | Switch (UG) | Normal | 2023 | Tier 2 - Extreme | Distribution Circuit | 3 | 9 | 20230309 | 2027600 | Sus | N | CompanyInitiated¦ReturnCircuitNormal¦Switch(UG)¦Normal
23-0042318 | Unknown Cause | Patrol - found nothing |  |  | 2023 | Tier 2 - Elevated | Distribution Circuit | 3 | 9 | 20230309 | 2027678 | Sus | N | UnknownCause¦Patrolfoundnothing¦¦
23-0042304 | Equipment Failure/Involved | Overhead | Conductor, Overhead | Broken, wire on ground | 2023 | Tier 2 - Elevated | Distribution Circuit | 3 | 9 | 20230309 | 2027953 | Sus | N | EquipmentFailureInvolved¦Overhead¦ConductorOverhead¦Brokenwireonground
23-0042640 | Unknown Cause | Patrol - found nothing |  |  | 2023 | Tier 2 - Elevated | Distribution Circuit | 3 | 9 | 20230309 | 2029638 | Sus | N | UnknownCause¦Patrolfoundnothing¦¦
23-0042742 | Equipment Failure/Involved | Overhead | Transformer (OH) | Failed/Faulted | 2023 | Tier 2 - Extreme | Distribution Circuit | 3 | 10 | 20230310 | 2029861 | Sus | N | EquipmentFailureInvolved¦Overhead¦Transformer(OH)¦FailedFaulted
23-0042739 | Vegetation | Tree - fell into line | Conductor, Overhead | Normal | 2023 | Tier 2 - Elevated | Distribution Circuit | 3 | 10 | 20230310 | 2029895 | Sus | N | Vegetation¦Treefellintoline¦ConductorOverhead¦Normal
23-0043096 | Unknown Cause | Patrol - found nothing |  |  | 2023 | Tier 2 - Extreme | Distribution Circuit | 3 | 10 | 20230310 | 2030960 | Sus | N | UnknownCause¦Patrolfoundnothing¦¦
23-0043340 | Environmental/External | Ice or snow | Transformer | Failed/Faulted | 2023 | Tier 2 - Extreme | Transformer only | 3 | 11 | 20230311 | 2031768 | Sus | N | EnvironmentalExternal¦Iceorsnow¦Transformer¦FailedFaulted
23-0043335 | Vegetation | Tree - fell into line | Conductor, Overhead | Broken, wire on ground | 2023 | Tier 2 - Extreme | Distribution Circuit | 3 | 11 | 20230311 | 2031960 | Sus | N | Vegetation¦Treefellintoline¦ConductorOverhead¦Brokenwireonground
23-0043500 | Environmental/External | Lightning | Transformer | Failed/Faulted | 2023 | Tier 2 - Elevated | Transformer only | 3 | 11 | 20230311 | 2032503 | Sus | N | EnvironmentalExternal¦Lightning¦Transformer¦FailedFaulted
23-0043543 | Unknown Cause | Patrol - not conducted |  |  | 2023 | Tier 2 - Elevated | Transformer only | 3 | 11 | 20230311 | 2032689 | Sus | N | UnknownCause¦Patrolnotconducted¦¦
23-0043575 | Environmental/External | Lightning | Transformer (OH) | Failed/Faulted | 2023 | Tier 2 - Elevated | Distribution Circuit | 3 | 11 | 20230311 | 2032832 | Sus | N | EnvironmentalExternal¦Lightning¦Transformer(OH)¦FailedFaulted
23-0043611 | Environmental/External | Lightning | Transformer | Failed/Faulted | 2023 | Tier 2 - Elevated | Transformer only | 3 | 11 | 20230311 | 2032944 | Sus | N | EnvironmentalExternal¦Lightning¦Transformer¦FailedFaulted
23-0043793 | Environmental/External | Lightning | Transformer (OH) | Failed/Faulted | 2023 | Tier 2 - Elevated | Transformer only | 3 | 12 | 20230312 | 2033549 | Sus | N | EnvironmentalExternal¦Lightning¦Transformer(OH)¦FailedFaulted
23-0043918 | Environmental/External | Lightning | Transformer | Failed/Faulted | 2023 | Tier 2 - Elevated | Transformer only | 3 | 12 | 20230312 | 2033796 | Sus | N | EnvironmentalExternal¦Lightning¦Transformer¦FailedFaulted
23-0044367 | Unknown Cause | Patrol - found nothing |  |  | 2023 | Tier 2 - Elevated | Distribution Circuit | 3 | 13 | 20230313 | 2035061 | Sus | N | UnknownCause¦Patrolfoundnothing¦¦
23-0044524 | Environmental/External | Lightning | Transformer | Failed/Faulted | 2023 | Tier 2 - Extreme | Distribution Circuit | 3 | 14 | 20230314 | 2035231 | Sus | N | EnvironmentalExternal¦Lightning¦Transformer¦FailedFaulted
23-0044556 | Equipment Failure/Involved | Overhead | Transformer (OH) | Broken | 2023 | Tier 2 - Elevated | Distribution Circuit | 3 | 14 | 20230314 | 2035327 | Sus | N | EquipmentFailureInvolved¦Overhead¦Transformer(OH)¦Broken
23-0044675 | Vegetation | Tree - fell into line | Conductor, Overhead | Broken, wire on ground | 2023 | Tier 2 - Elevated | Distribution Circuit | 3 | 14 | 20230314 | 2035466 | Sus | N | Vegetation¦Treefellintoline¦ConductorOverhead¦Brokenwireonground
23-0044908 | Unknown Cause | Patrol - found nothing |  |  | 2023 | Tier 2 - Elevated | Distribution Circuit | 3 | 14 | 20230314 | 2035956 | Sus | N | UnknownCause¦Patrolfoundnothing¦¦
23-0045118 | Unknown Cause | Patrol - not conducted |  |  | 2023 | Tier 2 - Elevated | Distribution Circuit | 3 | 14 | 20230314 | 2037651 | Sus | N | UnknownCause¦Patrolnotconducted¦¦
23-0045143 | Unknown Cause | Patrol - found nothing |  |  | 2023 | Tier 2 - Elevated | Distribution Circuit | 3 | 14 | 20230314 | 2039108 | Sus | N | UnknownCause¦Patrolfoundnothing¦¦
23-0045754 | Unknown Cause | Patrol - found nothing |  |  | 2023 | Tier 2 - Elevated | Distribution Circuit | 3 | 14 | 20230314 | 2039170 | Sus | N | UnknownCause¦Patrolfoundnothing¦¦
23-0045638 | Unknown Cause | Patrol - found nothing |  |  | 2023 | Tier 2 - Elevated | Distribution Circuit | 3 | 14 | 20230314 | 2040696 | Sus | N | UnknownCause¦Patrolfoundnothing¦¦
23-0045845 | Unknown Cause | Patrol - found nothing |  |  | 2023 | Tier 2 - Elevated | Distribution Circuit | 3 | 14 | 20230314 | 2042268 | Sus | N | UnknownCause¦Patrolfoundnothing¦¦
23-0045818 | Unknown Cause | Patrol - found nothing |  |  | 2023 | Tier 2 - Elevated | Distribution Circuit | 3 | 14 | 20230314 | 2044145 | Sus | N | UnknownCause¦Patrolfoundnothing¦¦
23-0046387 | Environmental/External | Lightning | Transformer | Failed/Faulted | 2023 | Tier 2 - Elevated | Transformer only | 3 | 15 | 20230315 | 2046185 | Sus | N | EnvironmentalExternal¦Lightning¦Transformer¦FailedFaulted
23-0047110 | Unknown Cause | Patrol - found nothing |  |  | 2023 | Tier 2 - Elevated | Distribution Circuit | 3 | 16 | 20230316 | 2047892 | Sus | N | UnknownCause¦Patrolfoundnothing¦¦
23-0046924 | Equipment Failure/Involved | Overhead | Secondary | Broken | 2023 | Tier 2 - Elevated | Transformer only | 3 | 16 | 20230316 | 2048034 | Sus | N | EquipmentFailureInvolved¦Overhead¦Secondary¦Broken
23-0047084 | Equipment Failure/Involved | Electrical Overload | Transformer | Failed/Faulted | 2023 | Tier 2 - Elevated | Transformer only | 3 | 16 | 20230316 | 2048599 | Sus | N | EquipmentFailureInvolved¦ElectricalOverload¦Transformer¦FailedFaulted
23-0047460 | Vegetation | Tree - fell into line | Conductor, Overhead | Normal | 2023 | Tier 2 - Elevated | Distribution Circuit | 3 | 17 | 20230317 | 2049735 | Sus | N | Vegetation¦Treefellintoline¦ConductorOverhead¦Normal
23-0048334 | Equipment Failure/Involved | Overhead | Jumper | Burned Open | 2023 | Tier 2 - Elevated | Distribution Circuit | 3 | 18 | 20230318 | 2051325 | Sus | N | EquipmentFailureInvolved¦Overhead¦Jumper¦BurnedOpen
23-0048411 | 3rd Party | Vehicle | Pole-Wood | Broken | 2023 | Tier 2 - Elevated | Distribution Circuit | 3 | 18 | 20230318 | 2051593 | Sus | N | 3rdParty¦Vehicle¦PoleWood¦Broken
23-0048431 | Vegetation | Tree - fell into line | Conductor, Overhead | Normal | 2023 | Tier 2 - Elevated | Distribution Circuit | 3 | 19 | 20230319 | 2051666 | Sus | N | Vegetation¦Treefellintoline¦ConductorOverhead¦Normal
23-0048460 | Vegetation | Tree - branch fell on line | Conductor, Overhead | Normal | 2023 | Tier 2 - Extreme | Distribution Circuit | 3 | 19 | 20230319 | 2051876 | Sus | N | Vegetation¦Treebranchfellonline¦ConductorOverhead¦Normal
23-0048756 | Vegetation | Tree - fell into line | Conductor, Overhead | Normal | 2023 | Tier 2 - Extreme | Distribution Circuit | 3 | 20 | 20230320 | 2052907 | Sus | N | Vegetation¦Treefellintoline¦ConductorOverhead¦Normal
23-0048927 | 3rd Party | Tree - cutting, 3rd party | Conductor, Overhead | Normal | 2023 | Tier 2 - Extreme | Distribution Circuit | 3 | 20 | 20230320 | 2053166 | Sus | N | 3rdParty¦Treecutting3rdparty¦ConductorOverhead¦Normal
23-0049523 | Equipment Failure/Involved | Overhead | Conductor, Overhead | Together | 2023 | Tier 2 - Elevated | Distribution Circuit | 3 | 21 | 20230321 | 2055406 | Sus | N | EquipmentFailureInvolved¦Overhead¦ConductorOverhead¦Together
23-0049990 | Vegetation | Tree - fell into line | Conductor, Overhead | Broken, wire on ground | 2023 | Tier 2 - Elevated | Distribution Circuit | 3 | 21 | 20230321 | 2058895 | Sus | N | Vegetation¦Treefellintoline¦ConductorOverhead¦Brokenwireonground
23-0051280 | Unknown Cause | Patrol - found nothing |  |  | 2023 | Tier 2 - Extreme | Distribution Circuit | 3 | 23 | 20230323 | 2064253 | Sus | N | UnknownCause¦Patrolfoundnothing¦¦
23-0051314 | Equipment Failure/Involved | Overhead | Transformer | Failed/Faulted | 2023 | Tier 2 - Extreme | Transformer only | 3 | 23 | 20230323 | 2064488 | Sus | N | EquipmentFailureInvolved¦Overhead¦Transformer¦FailedFaulted
23-0051493 | Equipment Failure/Involved | Overhead | Conductor, Overhead | Together | 2023 | Tier 2 - Extreme | Distribution Circuit | 3 | 23 | 20230323 | 2064938 | Sus | N | EquipmentFailureInvolved¦Overhead¦ConductorOverhead¦Together
23-0051662 | Equipment Failure/Involved | Overhead | Transformer | Failed/Faulted | 2023 | Tier 2 - Elevated | Transformer only | 3 | 23 | 20230323 | 2065458 | Sus | N | EquipmentFailureInvolved¦Overhead¦Transformer¦FailedFaulted
23-0051654 | Equipment Failure/Involved | Electrical Overload | Transformer | Broken | 2023 | Tier 2 - Extreme | Transformer only | 3 | 23 | 20230323 | 2065466 | Sus | N | EquipmentFailureInvolved¦ElectricalOverload¦Transformer¦Broken
23-0051660 | Equipment Failure/Involved | Overhead | Transformer (OH) | Failed/Faulted | 2023 | Tier 2 - Extreme | Distribution Circuit | 3 | 23 | 20230323 | 2065473 | Sus | N | EquipmentFailureInvolved¦Overhead¦Transformer(OH)¦FailedFaulted
23-0052421 | Vegetation | Tree - branch fell on line | Fuse | Normal | 2023 | Tier 2 - Extreme | Transformer only | 3 | 25 | 20230325 | 2066676 | Sus | N | Vegetation¦Treebranchfellonline¦Fuse¦Normal
23-0053067 | Vegetation | Tree - fell into line | Conductor, Overhead | Normal | 2023 | Tier 2 - Extreme | Distribution Circuit | 3 | 27 | 20230327 | 2068787 | Sus | N | Vegetation¦Treefellintoline¦ConductorOverhead¦Normal
23-0053087 | Vegetation | Tree - fell into line | Conductor, Overhead | Normal | 2023 | Tier 2 - Elevated | Distribution Circuit | 3 | 27 | 20230327 | 2069059 | Sus | N | Vegetation¦Treefellintoline¦ConductorOverhead¦Normal
23-0053341 | Unknown Cause | Patrol - found nothing |  |  | 2023 | Tier 2 - Elevated | Distribution Circuit | 3 | 28 | 20230328 | 2069591 | Sus | N | UnknownCause¦Patrolfoundnothing¦¦
23-0053435 | Vegetation | Tree - fell into line | Conductor, Overhead | Broken, wire on ground | 2023 | Tier 2 - Elevated | Distribution Circuit | 3 | 28 | 20230328 | 2070003 | Sus | N | Vegetation¦Treefellintoline¦ConductorOverhead¦Brokenwireonground
23-0053483 | Vegetation | Tree - fell into line | Conductor, Overhead | Broken, wire on ground | 2023 | Tier 2 - Elevated | Distribution Circuit | 3 | 28 | 20230328 | 2070159 | Sus | N | Vegetation¦Treefellintoline¦ConductorOverhead¦Brokenwireonground
23-0053540 | Unknown Cause | Patrol - found nothing |  |  | 2023 | Tier 2 - Elevated | Distribution Circuit | 3 | 28 | 20230328 | 2070163 | Sus | N | UnknownCause¦Patrolfoundnothing¦¦
23-0053485 | Vegetation | Tree - fell into line | Conductor, Overhead | Broken, wire on ground | 2023 | Tier 2 - Extreme | Distribution Circuit | 3 | 28 | 20230328 | 2070153 | Sus | N | Vegetation¦Treefellintoline¦ConductorOverhead¦Brokenwireonground
23-0053500 | Vegetation | Tree - fell into line | Pole-Wood | Broken, wire on ground | 2023 | Tier 2 - Extreme | Distribution Circuit | 3 | 28 | 20230328 | 2070348 | Sus | N | Vegetation¦Treefellintoline¦PoleWood¦Brokenwireonground
23-0053755 | Unknown Cause | Patrol - found nothing |  |  | 2023 | Tier 2 - Elevated | Distribution Circuit | 3 | 28 | 20230328 | 2070263 | Sus | N | UnknownCause¦Patrolfoundnothing¦¦
23-0053595 | Unknown Cause | Patrol - found nothing |  |  | 2023 | Tier 2 - Elevated | Distribution Circuit | 3 | 28 | 20230328 | 2070318 | Sus | N | UnknownCause¦Patrolfoundnothing¦¦
23-0053797 | Unknown Cause | Patrol - found nothing |  |  | 2023 | Tier 2 - Elevated | Transformer only | 3 | 28 | 20230328 | 2070367 | Sus | N | UnknownCause¦Patrolfoundnothing¦¦
23-0053588 | Vegetation | Tree - fell into line | Crossarm, Wood | Broken, wire on ground | 2023 | Tier 2 - Elevated | Distribution Circuit | 3 | 28 | 20230328 | 2070383 | Sus | N | Vegetation¦Treefellintoline¦CrossarmWood¦Brokenwireonground
23-0053864 | Unknown Cause | Patrol - found nothing |  |  | 2023 | Tier 2 - Elevated | Distribution Circuit | 3 | 28 | 20230328 | 2070876 | Sus | N | UnknownCause¦Patrolfoundnothing¦¦
23-0054437 | Equipment Failure/Involved | Overhead | Conductor, Overhead | Broken | 2023 | Tier 2 - Extreme | Distribution Circuit | 3 | 29 | 20230329 | 2073052 | Sus | N | EquipmentFailureInvolved¦Overhead¦ConductorOverhead¦Broken
23-0054727 | Vegetation | Tree - fell into line | Conductor, Overhead | Broken, wire on ground | 2023 | Tier 2 - Elevated | Distribution Circuit | 3 | 30 | 20230330 | 2073816 | Sus | N | Vegetation¦Treefellintoline¦ConductorOverhead¦Brokenwireonground
23-0054873 | Unknown Cause | Patrol - found nothing |  |  | 2023 | Tier 2 - Extreme | Distribution Circuit | 3 | 30 | 20230330 | 2073920 | Sus | N | UnknownCause¦Patrolfoundnothing¦¦
23-0054999 | Vegetation | Tree - grew into line | Conductor, Overhead | Normal | 2023 | Tier 2 - Elevated | Distribution Circuit | 3 | 30 | 20230330 | 2074362 | Sus | N | Vegetation¦Treegrewintoline¦ConductorOverhead¦Normal
23-0055185 | Equipment Failure/Involved | Overhead | Insulator | Broken | 2023 | Tier 2 - Extreme | Distribution Circuit | 3 | 30 | 20230330 | 2074576 | Sus | N | EquipmentFailureInvolved¦Overhead¦Insulator¦Broken
23-0055359 | Unknown Cause | Patrol - found nothing |  |  | 2023 | Tier 2 - Elevated | Distribution Circuit | 3 | 31 | 20230331 | 2075089 | Sus | N | UnknownCause¦Patrolfoundnothing¦¦
23-0055691 | Unknown Cause | Patrol - found nothing |  |  | 2023 | Tier 2 - Extreme | Transformer only | 3 | 31 | 20230331 | 2075701 | Sus | N | UnknownCause¦Patrolfoundnothing¦¦
23-0055885 | Equipment Failure/Involved | Overhead | Insulator | Broken | 2023 | Tier 2 - Elevated | Distribution Circuit | 4 | 1 | 20230401 | 2076766 | Sus | N | EquipmentFailureInvolved¦Overhead¦Insulator¦Broken
23-0056276 | Animal | Other | Pole-Wood | Deteriorated | 2023 | Tier 2 - Elevated | Distribution Circuit | 4 | 3 | 20230403 | 2078197 | Sus | N | Animal¦Other¦PoleWood¦Deteriorated
23-0056400 | Equipment Failure/Involved | Overhead | Transformer (OH) | Failed/Faulted | 2023 | Tier 2 - Elevated | Transformer only | 4 | 3 | 20230403 | 2078341 | Sus | N | EquipmentFailureInvolved¦Overhead¦Transformer(OH)¦FailedFaulted
23-0056704 | Vegetation | Tree - fell into line | Conductor, Overhead | Broken | 2023 | Tier 2 - Elevated | Transformer only | 4 | 3 | 20230403 | 2079271 | Sus | N | Vegetation¦Treefellintoline¦ConductorOverhead¦Broken
23-0057478 | Equipment Failure/Involved | Underground | Transformer (UG) | Leaking | 2023 | Tier 2 - Elevated | Distribution Circuit | 4 | 5 | 20230405 | 2080765 | Sus | N | EquipmentFailureInvolved¦Underground¦Transformer(UG)¦Leaking
23-0057504 | Environmental/External | Ice or snow | Secondary | Broken | 2023 | Tier 2 - Elevated | Transformer only | 4 | 5 | 20230405 | 2080812 | Sus | N | EnvironmentalExternal¦Iceorsnow¦Secondary¦Broken
23-0057738 | Unknown Cause | Patrol - found nothing |  |  | 2023 | Tier 2 - Elevated | Distribution Circuit | 4 | 5 | 20230405 | 2081206 | Sus | N | UnknownCause¦Patrolfoundnothing¦¦
23-0057750 | Unknown Cause | Patrol - found nothing |  |  | 2023 | Tier 2 - Elevated | Distribution Circuit | 4 | 5 | 20230405 | 2081228 | Sus | N | UnknownCause¦Patrolfoundnothing¦¦
23-0058335 | Unknown Cause | Patrol - found nothing |  |  | 2023 | Tier 2 - Elevated | Distribution Circuit | 4 | 7 | 20230407 | 2082338 | Sus | N | UnknownCause¦Patrolfoundnothing¦¦
23-0058510 | Vegetation | Tree - fell into line | Conductor, Overhead | Normal | 2023 | Tier 2 - Extreme | Distribution Circuit | 4 | 7 | 20230407 | 2082591 | Sus | N | Vegetation¦Treefellintoline¦ConductorOverhead¦Normal
23-0058687 | Vegetation | Tree - fell into line | Transformer (OH) | Broken, wire on ground | 2023 | Tier 2 - Elevated | Transformer only | 4 | 7 | 20230407 | 2082849 | Sus | N | Vegetation¦Treefellintoline¦Transformer(OH)¦Brokenwireonground
23-0058728 | 3rd Party | Vehicle | Pole-Wood | Broken | 2023 | Tier 2 - Elevated | Distribution Circuit | 4 | 8 | 20230408 | 2082991 | Sus | N | 3rdParty¦Vehicle¦PoleWood¦Broken
23-0058811 | Unknown Cause | Patrol - found nothing |  |  | 2023 | Tier 2 - Elevated | Distribution Circuit | 4 | 8 | 20230408 | 2083450 | Sus | N | UnknownCause¦Patrolfoundnothing¦¦
23-0058874 | Unknown Cause | Patrol - found nothing |  |  | 2023 | Tier 2 - Elevated | Distribution Circuit | 4 | 9 | 20230409 | 2083538 | Sus | N | UnknownCause¦Patrolfoundnothing¦¦
23-0058868 | Unknown Cause | Patrol - found nothing |  |  | 2023 | Tier 2 - Elevated | Distribution Circuit | 4 | 9 | 20230409 | 2083615 | Sus | N | UnknownCause¦Patrolfoundnothing¦¦
23-0058881 | Unknown Cause | Patrol - found nothing |  |  | 2023 | Tier 2 - Elevated | Distribution Circuit | 4 | 9 | 20230409 | 2083692 | Sus | N | UnknownCause¦Patrolfoundnothing¦¦
23-0059069 | 3rd Party | Vehicle | Pole-Wood | Broken, wire on ground | 2023 | Tier 2 - Extreme | Distribution Circuit | 4 | 10 | 20230410 | 2084210 | Sus | N | 3rdParty¦Vehicle¦PoleWood¦Brokenwireonground
23-0058998 | Vegetation | Tree - branch fell on line | Conductor, Overhead | Normal | 2023 | Tier 2 - Elevated | Distribution Circuit | 4 | 10 | 20230410 | 2084181 | Sus | N | Vegetation¦Treebranchfellonline¦ConductorOverhead¦Normal
23-0059790 | Equipment Failure/Involved | Overhead | Transformer (OH) | Failed/Faulted | 2023 | Tier 2 - Elevated | Transformer only | 4 | 11 | 20230411 | 2085731 | Sus | N | EquipmentFailureInvolved¦Overhead¦Transformer(OH)¦FailedFaulted
23-0059910 | Unknown Cause | Patrol - found nothing |  |  | 2023 | Tier 2 - Elevated | Distribution Circuit | 4 | 12 | 20230412 | 2086159 | Sus | N | UnknownCause¦Patrolfoundnothing¦¦
23-0060531 | Equipment Failure/Involved | Overhead | Secondary | Broken | 2023 | Tier 2 - Extreme | Transformer only | 4 | 13 | 20230413 | 2087394 | Sus | N | EquipmentFailureInvolved¦Overhead¦Secondary¦Broken
23-0061149 | Equipment Failure/Involved | Overhead | Crossarm, Wood | Broken | 2023 | Tier 2 - Elevated | Distribution Circuit | 4 | 14 | 20230414 | 2088660 | Sus | N | EquipmentFailureInvolved¦Overhead¦CrossarmWood¦Broken
23-0061588 | Unknown Cause | Patrol - found nothing |  |  | 2023 | Tier 2 - Elevated | Distribution Circuit | 4 | 17 | 20230417 | 2090126 | Sus | N | UnknownCause¦Patrolfoundnothing¦¦
23-0061777 | Unknown Cause | Patrol - not conducted |  |  | 2023 | Tier 2 - Extreme | Transformer only | 4 | 17 | 20230417 | 2090655 | Sus | N | UnknownCause¦Patrolnotconducted¦¦
23-0062819 | Unknown Cause | Patrol - found nothing |  |  | 2023 | Tier 2 - Elevated | Distribution Circuit | 4 | 20 | 20230420 | 2092896 | Sus | N | UnknownCause¦Patrolfoundnothing¦¦
23-0062866 | Unknown Cause | Patrol - found nothing |  |  | 2023 | Tier 2 - Elevated | Distribution Circuit | 4 | 20 | 20230420 | 2092933 | Sus | N | UnknownCause¦Patrolfoundnothing¦¦
23-0062912 | Equipment Failure/Involved | Overhead | Service conductor | Broken | 2023 | Tier 2 - Elevated | Transformer only | 4 | 20 | 20230420 | 2093108 | Sus | N | EquipmentFailureInvolved¦Overhead¦Serviceconductor¦Broken
23-0063325 | Unknown Cause | Patrol - found nothing |  |  | 2023 | Tier 2 - Elevated | Distribution Circuit | 4 | 21 | 20230421 | 2093481 | Sus | N | UnknownCause¦Patrolfoundnothing¦¦
23-0063339 | Vegetation | Tree - fell into line | Conductor, Overhead | Normal | 2023 | Tier 2 - Extreme | Distribution Circuit | 4 | 21 | 20230421 | 2093577 | Sus | N | Vegetation¦Treefellintoline¦ConductorOverhead¦Normal
23-0063753 | Unknown Cause | Patrol - not conducted |  |  | 2023 | Tier 2 - Extreme | Distribution Circuit | 4 | 22 | 20230422 | 2094581 | Sus | N | UnknownCause¦Patrolnotconducted¦¦
23-0063782 | Animal | Squirrel | Crossarm, Wood | Burned/flashed | 2023 | Tier 2 - Elevated | Transformer only | 4 | 22 | 20230422 | 2094756 | Sus | N | Animal¦Squirrel¦CrossarmWood¦Burnedflashed
23-0064526 | Animal | Squirrel | Transformer (OH) | Normal | 2023 | Tier 2 - Extreme | Distribution Circuit | 4 | 25 | 20230425 | 2096694 | Sus | N | Animal¦Squirrel¦Transformer(OH)¦Normal
23-0064527 | Equipment Failure/Involved | Overhead | Insulator | Broken | 2023 | Tier 2 - Elevated | Distribution Circuit | 4 | 25 | 20230425 | 2096733 | Sus | N | EquipmentFailureInvolved¦Overhead¦Insulator¦Broken
23-0064908 | Equipment Failure/Involved | Overhead | Conductor, Overhead | Broken, wire on ground | 2023 | Tier 2 - Elevated | Distribution Circuit | 4 | 26 | 20230426 | 2097470 | Sus | N | EquipmentFailureInvolved¦Overhead¦ConductorOverhead¦Brokenwireonground
23-0065880 | Company Initiated | Personnel, company | Recloser | Normal | 2023 | Tier 2 - Elevated | Distribution Circuit | 4 | 28 | 20230428 | 2099062 | Sus | N | CompanyInitiated¦Personnelcompany¦Recloser¦Normal
23-0066292 | Unknown Cause | Patrol - found nothing |  |  | 2023 | Tier 2 - Elevated | Distribution Circuit | 4 | 29 | 20230429 | 2099987 | Sus | N | UnknownCause¦Patrolfoundnothing¦¦
23-0066363 | Company Initiated | Personnel, company | Recloser | Normal | 2023 | Tier 2 - Elevated | Distribution Circuit | 4 | 29 | 20230429 | 2100321 | Sus | N | CompanyInitiated¦Personnelcompany¦Recloser¦Normal
23-0067187 | Equipment Failure/Involved | Overhead | Pole-Wood | Deteriorated | 2023 | Tier 2 - Elevated | Distribution Circuit | 5 | 2 | 20230502 | 2102655 | Sus | Y | EquipmentFailureInvolved¦Overhead¦PoleWood¦Deteriorated
23-0067130 | Environmental/External | Lightning | Transformer | Failed/Faulted | 2023 | Tier 2 - Elevated | Transformer only | 5 | 2 | 20230502 | 2102533 | Sus | Y | EnvironmentalExternal¦Lightning¦Transformer¦FailedFaulted
23-0067712 | Equipment Failure/Involved | Overhead | Transformer | Broken | 2023 | Tier 2 - Elevated | Transformer only | 5 | 3 | 20230503 | 2103446 | Sus | Y | EquipmentFailureInvolved¦Overhead¦Transformer¦Broken
23-0068075 | Unknown Cause | Patrol - found nothing |  |  | 2023 | Tier 2 - Elevated | Distribution Circuit | 5 | 4 | 20230504 | 2104427 | Sus | Y | UnknownCause¦Patrolfoundnothing¦¦
23-0069022 | Unknown Cause | Patrol - found nothing |  |  | 2023 | Tier 2 - Elevated | Distribution Circuit | 5 | 5 | 20230505 | 2105662 | Sus | Y | UnknownCause¦Patrolfoundnothing¦¦
23-0069051 | Unknown Cause | Patrol - found nothing |  |  | 2023 | Tier 2 - Elevated | Distribution Circuit | 5 | 5 | 20230505 | 2105810 | Sus | Y | UnknownCause¦Patrolfoundnothing¦¦
23-0069550 | Equipment Failure/Involved | Overhead | Pole-Wood | Deteriorated | 2023 | Tier 2 - Elevated | Distribution Circuit | 5 | 8 | 20230508 | 2107542 | Sus | Y | EquipmentFailureInvolved¦Overhead¦PoleWood¦Deteriorated
23-0070191 | Animal | Squirrel | Fuse | Failed/Faulted | 2023 | Tier 2 - Elevated | Transformer only | 5 | 9 | 20230509 | 2108881 | Sus | Y | Animal¦Squirrel¦Fuse¦FailedFaulted
23-0070534 | Equipment Failure/Involved | Overhead | Connector or Splice (OH) | Broken | 2023 | Tier 2 - Elevated | Distribution Circuit | 5 | 10 | 20230510 | 2109644 | Sus | Y | EquipmentFailureInvolved¦Overhead¦ConnectororSplice(OH)¦Broken
23-0070723 | Unknown Cause | Patrol - found nothing |  |  | 2023 | Tier 2 - Elevated | Distribution Circuit | 5 | 11 | 20230511 | 2109883 | Sus | Y | UnknownCause¦Patrolfoundnothing¦¦
23-0071170 | Unknown Cause | Patrol - found nothing |  |  | 2023 | Tier 2 - Elevated | Transformer only | 5 | 11 | 20230511 | 2110371 | Sus | Y | UnknownCause¦Patrolfoundnothing¦¦
23-0070938 | 3rd Party | Vehicle | Pole-Wood | Broken | 2023 | Tier 2 - Extreme | Distribution Circuit | 5 | 11 | 20230511 | 2110391 | Sus | Y | 3rdParty¦Vehicle¦PoleWood¦Broken
23-0071069 | Equipment Failure/Involved | Overhead | Other | Broken | 2023 | Tier 2 - Elevated | Distribution Circuit | 5 | 11 | 20230511 | 2110717 | Sus | Y | EquipmentFailureInvolved¦Overhead¦Other¦Broken
23-0071604 | Vegetation | Tree - fell into line | Conductor, Overhead | Normal | 2023 | Tier 2 - Elevated | Distribution Circuit | 5 | 13 | 20230513 | 2111943 | Sus | Y | Vegetation¦Treefellintoline¦ConductorOverhead¦Normal
23-0071830 | Vegetation | Tree - fell into line | Pole-Wood | Broken | 2023 | Tier 2 - Elevated | Distribution Circuit | 5 | 15 | 20230515 | 2112927 | Sus | Y | Vegetation¦Treefellintoline¦PoleWood¦Broken
23-0072290 | Equipment Failure/Involved | Overhead | Transformer | Leaking | 2023 | Tier 2 - Elevated | Transformer only | 5 | 16 | 20230516 | 2114063 | Sus | Y | EquipmentFailureInvolved¦Overhead¦Transformer¦Leaking
23-0072483 | Equipment Failure/Involved | Overhead | Pole-Wood | Broken | 2023 | Tier 2 - Elevated | Distribution Circuit | 5 | 17 | 20230517 | 2114810 | Sus | Y | EquipmentFailureInvolved¦Overhead¦PoleWood¦Broken
23-0072656 | Environmental/External | Ice or snow | Pole-Wood | Normal | 2023 | Tier 2 - Elevated | Distribution Circuit | 5 | 17 | 20230517 | 2114956 | Sus | Y | EnvironmentalExternal¦Iceorsnow¦PoleWood¦Normal
23-0073270 | Unknown Cause | Patrol - found nothing |  |  | 2023 | Tier 2 - Elevated | Distribution Circuit | 5 | 18 | 20230518 | 2116337 | Sus | Y | UnknownCause¦Patrolfoundnothing¦¦
23-0074002 | Company Initiated | Coordination failure | Recloser | Normal | 2023 | Tier 2 - Elevated | Distribution Circuit | 5 | 21 | 20230521 | 2118115 | Sus | Y | CompanyInitiated¦Coordinationfailure¦Recloser¦Normal
23-0074010 | Unknown Cause | Patrol - not conducted |  |  | 2023 | Tier 2 - Extreme | Distribution Circuit | 5 | 21 | 20230521 | 2118141 | Sus | Y | UnknownCause¦Patrolnotconducted¦¦
23-0075320 | Vegetation | Tree - branch fell on line | Service conductor | Broken, wire on ground | 2023 | Tier 2 - Extreme | Transformer only | 5 | 24 | 20230524 | 2120818 | Sus | Y | Vegetation¦Treebranchfellonline¦Serviceconductor¦Brokenwireonground
23-0076168 | Vegetation | Tree - fell into line | Conductor, Overhead | Normal | 2023 | Tier 2 - Elevated | Distribution Circuit | 5 | 26 | 20230526 | 2122273 | Sus | Y | Vegetation¦Treefellintoline¦ConductorOverhead¦Normal
23-0056763 | Company Initiated | Return Circuit Normal | Conductor, Overhead | Normal | 2023 | Tier 2 - Elevated | Distribution Circuit | 5 | 26 | 20230526 | 2122274 | Sus | Y | CompanyInitiated¦ReturnCircuitNormal¦ConductorOverhead¦Normal
23-0076723 | Equipment Failure/Involved | Overhead | Transformer (OH) | Broken | 2023 | Tier 2 - Elevated | Transformer only | 5 | 30 | 20230530 | 2123898 | Sus | Y | EquipmentFailureInvolved¦Overhead¦Transformer(OH)¦Broken
23-0076782 | Equipment Failure/Involved | Overhead | Service conductor | Broken | 2023 | Tier 2 - Elevated | Transformer only | 5 | 30 | 20230530 | 2123993 | Sus | Y | EquipmentFailureInvolved¦Overhead¦Serviceconductor¦Broken
23-0077229 | Equipment Failure/Involved | Overhead | Transformer (OH) | Failed/Faulted | 2023 | Tier 2 - Elevated | Distribution Circuit | 5 | 31 | 20230531 | 2124749 | Sus | Y | EquipmentFailureInvolved¦Overhead¦Transformer(OH)¦FailedFaulted
23-0078664 | Equipment Failure/Involved | Overhead | Transformer (OH) | Failed/Faulted | 2023 | Tier 2 - Elevated | Distribution Circuit | 6 | 4 | 20230604 | 2128186 | Sus | Y | EquipmentFailureInvolved¦Overhead¦Transformer(OH)¦FailedFaulted
23-0079429 | Environmental/External | Lightning | Transformer (OH) | Failed/Faulted | 2023 | Tier 2 - Elevated | Distribution Circuit | 6 | 6 | 20230606 | 2130674 | Sus | Y | EnvironmentalExternal¦Lightning¦Transformer(OH)¦FailedFaulted
23-0079441 | Environmental/External | Lightning | Recloser | Normal | 2023 | Tier 2 - Extreme | Distribution Circuit | 6 | 6 | 20230606 | 2130724 | Sus | Y | EnvironmentalExternal¦Lightning¦Recloser¦Normal
23-0079545 | Environmental/External | Lightning | Transformer (OH) | Failed/Faulted | 2023 | Tier 2 - Extreme | Transformer only | 6 | 6 | 20230606 | 2131087 | Sus | Y | EnvironmentalExternal¦Lightning¦Transformer(OH)¦FailedFaulted
23-0079549 | Environmental/External | Lightning | Transformer (OH) | Failed/Faulted | 2023 | Tier 2 - Extreme | Distribution Circuit | 6 | 6 | 20230606 | 2131089 | Sus | Y | EnvironmentalExternal¦Lightning¦Transformer(OH)¦FailedFaulted
23-0079827 | Environmental/External | Lightning | Transformer (OH) | Failed/Faulted | 2023 | Tier 2 - Extreme | Transformer only | 6 | 7 | 20230607 | 2131744 | Sus | Y | EnvironmentalExternal¦Lightning¦Transformer(OH)¦FailedFaulted
23-0079883 | 3rd Party | Tree - cutting, 3rd party | Transformer (OH) | Failed/Faulted | 2023 | Tier 2 - Elevated | Transformer only | 6 | 7 | 20230607 | 2131869 | Sus | Y | 3rdParty¦Treecutting3rdparty¦Transformer(OH)¦FailedFaulted
23-0080039 | Equipment Failure/Involved | Overhead | Transformer (OH) | Failed/Faulted | 2023 | Tier 2 - Extreme | Transformer only | 6 | 7 | 20230607 | 2131924 | Sus | Y | EquipmentFailureInvolved¦Overhead¦Transformer(OH)¦FailedFaulted
23-0080308 | Company Initiated | Operating error | Conductor, Overhead | Normal | 2023 | Tier 2 - Elevated | Distribution Circuit | 6 | 8 | 20230608 | 2132668 | Sus | Y | CompanyInitiated¦Operatingerror¦ConductorOverhead¦Normal
23-0070960 | Company Initiated | Construction Activity/equip, company | Conductor, Overhead | Normal | 2023 | Tier 2 - Extreme | Distribution Circuit | 6 | 8 | 20230608 | 2132483 | Sus | Y | CompanyInitiated¦ConstructionActivityequipcompany¦ConductorOverhead¦Normal
23-0080262 | Animal | Squirrel | Conductor, Overhead | Normal | 2023 | Tier 2 - Elevated | Distribution Circuit | 6 | 8 | 20230608 | 2132576 | Sus | Y | Animal¦Squirrel¦ConductorOverhead¦Normal
23-0060668 | Company Initiated | Personnel, company |  |  | 2023 | Tier 2 - Extreme | Distribution Circuit | 6 | 8 | 20230608 | 2133130 | Sus | Y | CompanyInitiated¦Personnelcompany¦¦
23-0080795 | Equipment Failure/Involved | Overhead | Cutout, fuse holder | Broken | 2023 | Tier 2 - Elevated | Distribution Circuit | 6 | 9 | 20230609 | 2133450 | Sus | Y | EquipmentFailureInvolved¦Overhead¦Cutoutfuseholder¦Broken
23-0080827 | Equipment Failure/Involved | Overhead | Transformer (OH) | Leaking | 2023 | Tier 2 - Extreme | Transformer only | 6 | 9 | 20230609 | 2133610 | Sus | Y | EquipmentFailureInvolved¦Overhead¦Transformer(OH)¦Leaking
23-0081019 | Equipment Failure/Involved | Overhead | Secondary | Broken | 2023 | Tier 2 - Elevated | Transformer only | 6 | 9 | 20230609 | 2133797 | Sus | Y | EquipmentFailureInvolved¦Overhead¦Secondary¦Broken
23-0081172 | Environmental/External | Lightning | Transformer (OH) | Failed/Faulted | 2023 | Tier 2 - Elevated | Distribution Circuit | 6 | 10 | 20230610 | 2134323 | Sus | Y | EnvironmentalExternal¦Lightning¦Transformer(OH)¦FailedFaulted
23-0081274 | Equipment Failure/Involved | Overhead | Insulator | Broken | 2023 | Tier 2 - Elevated | Transformer only | 6 | 11 | 20230611 | 2134614 | Sus | Y | EquipmentFailureInvolved¦Overhead¦Insulator¦Broken
23-0081372 | Unknown Cause | Patrol - found nothing |  |  | 2023 | Tier 2 - Extreme | Transformer only | 6 | 11 | 20230611 | 2134806 | Sus | Y | UnknownCause¦Patrolfoundnothing¦¦
23-0081682 | Unknown Cause | Patrol - found nothing |  |  | 2023 | Tier 2 - Elevated | Transformer only | 6 | 12 | 20230612 | 2135478 | Sus | Y | UnknownCause¦Patrolfoundnothing¦¦
23-0082107 | Equipment Failure/Involved | Overhead | Secondary | Deteriorated | 2023 | Tier 2 - Elevated | Transformer only | 6 | 14 | 20230614 | 2136506 | Sus | Y | EquipmentFailureInvolved¦Overhead¦Secondary¦Deteriorated
23-0082547 | Equipment Failure/Involved | Electrical Overload | Transformer | Failed/Faulted | 2023 | Tier 2 - Elevated | Transformer only | 6 | 14 | 20230614 | 2137363 | Sus | Y | EquipmentFailureInvolved¦ElectricalOverload¦Transformer¦FailedFaulted
23-0082561 | Equipment Failure/Involved | Overhead | Insulator | Broken | 2023 | Tier 2 - Elevated | Substation - Distribution | 6 | 15 | 20230615 | 2137418 | Sus | Y | EquipmentFailureInvolved¦Overhead¦Insulator¦Broken
23-0083062 | Equipment Failure/Involved | Overhead | Secondary | Broken | 2023 | Tier 2 - Elevated | Transformer only | 6 | 16 | 20230616 | 2138324 | Sus | Y | EquipmentFailureInvolved¦Overhead¦Secondary¦Broken
23-0083318 | Unknown Cause | Patrol - found nothing |  |  | 2023 | Tier 2 - Elevated | Transformer only | 6 | 16 | 20230616 | 2139093 | Sus | Y | UnknownCause¦Patrolfoundnothing¦¦
23-0083322 | Animal | Squirrel | Conductor, Overhead | Normal | 2023 | Tier 2 - Elevated | Distribution Circuit | 6 | 17 | 20230617 | 2139134 | Sus | Y | Animal¦Squirrel¦ConductorOverhead¦Normal
23-0083493 | Vegetation | Tree - branch fell on line | Service conductor | Broken, wire on ground | 2023 | Tier 2 - Elevated | Transformer only | 6 | 18 | 20230618 | 2139708 | Sus | Y | Vegetation¦Treebranchfellonline¦Serviceconductor¦Brokenwireonground
23-0083653 | Animal | Squirrel | Pothead(Riser Termination) | Normal | 2023 | Tier 2 - Elevated | Distribution Circuit | 6 | 19 | 20230619 | 2140516 | Sus | Y | Animal¦Squirrel¦Pothead(RiserTermination)¦Normal
23-0084066 | Equipment Failure/Involved | Underground | Conductor, Underground | Deteriorated | 2023 | Tier 2 - Extreme | Distribution Circuit | 6 | 20 | 20230620 | 2141792 | Sus | Y | EquipmentFailureInvolved¦Underground¦ConductorUnderground¦Deteriorated
23-0084105 | Animal | Bird found | Bushing | Burned/flashed | 2023 | Tier 2 - Elevated | Distribution Circuit | 6 | 21 | 20230621 | 2141926 | Sus | Y | Animal¦Birdfound¦Bushing¦Burnedflashed
23-0084178 | Equipment Failure/Involved | Overhead | Cutout, fuse holder | Broken | 2023 | Tier 2 - Extreme | Transformer only | 6 | 21 | 20230621 | 2142052 | Sus | Y | EquipmentFailureInvolved¦Overhead¦Cutoutfuseholder¦Broken
23-0084066 | Company Initiated | Return Circuit Normal | Conductor, Underground | Normal | 2023 | Tier 2 - Extreme | Distribution Circuit | 6 | 21 | 20230621 | 2142231 | Sus | Y | CompanyInitiated¦ReturnCircuitNormal¦ConductorUnderground¦Normal
23-0084431 | Equipment Failure/Involved | Overhead | Transformer (OH) | Failed/Faulted | 2023 | Tier 2 - Elevated | Transformer only | 6 | 21 | 20230621 | 2142451 | Sus | Y | EquipmentFailureInvolved¦Overhead¦Transformer(OH)¦FailedFaulted
23-0084593 | Animal | Bird found | Conductor, Overhead | Normal | 2023 | Tier 2 - Elevated | Distribution Circuit | 6 | 22 | 20230622 | 2143029 | Sus | Y | Animal¦Birdfound¦ConductorOverhead¦Normal
23-0084699 | Equipment Failure/Involved | Overhead | Secondary | Broken | 2023 | Tier 2 - Elevated | Transformer only | 6 | 22 | 20230622 | 2143203 | Sus | Y | EquipmentFailureInvolved¦Overhead¦Secondary¦Broken
23-0085106 | Equipment Failure/Involved | Overhead | Pole-Wood | Broken | 2023 | Tier 2 - Elevated | Distribution Circuit | 6 | 23 | 20230623 | 2144202 | Sus | Y | EquipmentFailureInvolved¦Overhead¦PoleWood¦Broken
23-0073777 | Equipment Failure/Involved | Underground | Conductor, Underground | Broken | 2023 | Tier 2 - Elevated | Distribution Circuit | 6 | 24 | 20230624 | 2144476 | Sus | Y | EquipmentFailureInvolved¦Underground¦ConductorUnderground¦Broken
23-0085505 | Equipment Failure/Involved | Overhead | Service conductor | Deteriorated | 2023 | Tier 2 - Elevated | Transformer only | 6 | 26 | 20230626 | 2145660 | Sus | Y | EquipmentFailureInvolved¦Overhead¦Serviceconductor¦Deteriorated
23-0085819 | Equipment Failure/Involved | Overhead | Transformer (OH) | Broken | 2023 | Tier 2 - Elevated | Transformer only | 6 | 26 | 20230626 | 2146387 | Sus | Y | EquipmentFailureInvolved¦Overhead¦Transformer(OH)¦Broken
23-0086163 | Animal | Other | Pothead(Riser Termination) | Normal | 2023 | Tier 2 - Elevated | Distribution Circuit | 6 | 27 | 20230627 | 2147113 | Sus | Y | Animal¦Other¦Pothead(RiserTermination)¦Normal
23-0086310 | Equipment Failure/Involved | Overhead | Conductor, Overhead | Broken | 2023 | Tier 2 - Extreme | Transformer only | 6 | 27 | 20230627 | 2147274 | Sus | Y | EquipmentFailureInvolved¦Overhead¦ConductorOverhead¦Broken
23-0086358 | Unknown Cause | Patrol - found nothing |  |  | 2023 | Tier 2 - Elevated | Distribution Circuit | 6 | 28 | 20230628 | 2147405 | Sus | Y | UnknownCause¦Patrolfoundnothing¦¦
23-0086545 | 3rd Party | Other | Conductor, Overhead | Normal | 2023 | Tier 2 - Elevated | Distribution Circuit | 6 | 28 | 20230628 | 2147884 | Sus | Y | 3rdParty¦Other¦ConductorOverhead¦Normal
23-0086839 | Equipment Failure/Involved | Overhead | Other | Broken | 2023 | Tier 2 - Elevated | Distribution Circuit | 6 | 28 | 20230628 | 2148309 | Sus | Y | EquipmentFailureInvolved¦Overhead¦Other¦Broken
23-0087829 | Equipment Failure/Involved | Overhead | Transformer (OH) | Failed/Faulted | 2023 | Tier 2 - Elevated | Transformer only | 6 | 30 | 20230630 | 2150480 | Sus | Y | EquipmentFailureInvolved¦Overhead¦Transformer(OH)¦FailedFaulted
23-0087827 | Equipment Failure/Involved | Overhead | Transformer (OH) | Failed/Faulted | 2023 | Tier 2 - Elevated | Distribution Circuit | 6 | 30 | 20230630 | 2150431 | Sus | Y | EquipmentFailureInvolved¦Overhead¦Transformer(OH)¦FailedFaulted
23-0088152 | Equipment Failure/Involved | Overhead | Transformer | Broken | 2023 | Tier 2 - Elevated | Transformer only | 7 | 2 | 20230702 | 2151986 | Sus | Y | EquipmentFailureInvolved¦Overhead¦Transformer¦Broken
23-0088453 | Equipment Failure/Involved | Overhead | Transformer | Broken | 2023 | Tier 2 - Elevated | Transformer only | 7 | 3 | 20230703 | 2153272 | Sus | Y | EquipmentFailureInvolved¦Overhead¦Transformer¦Broken
23-0088761 | Vegetation | Tree - fell into line | Conductor, Overhead | Normal | 2023 | Tier 2 - Extreme | Distribution Circuit | 7 | 4 | 20230704 | 2154141 | Sus | Y | Vegetation¦Treefellintoline¦ConductorOverhead¦Normal
23-0088861 | 3rd Party | Vehicle | Pole-Wood | Broken | 2023 | Tier 2 - Elevated | Distribution Circuit | 7 | 5 | 20230705 | 2154426 | Sus | Y | 3rdParty¦Vehicle¦PoleWood¦Broken
23-0089773 | Equipment Failure/Involved | Overhead | Jumper | Burned/flashed | 2023 | Tier 2 - Elevated | Distribution Circuit | 7 | 7 | 20230707 | 2156163 | Sus | Y | EquipmentFailureInvolved¦Overhead¦Jumper¦Burnedflashed
23-0090378 | Company Initiated | Personnel, company | Recloser | Normal | 2023 | Tier 2 - Elevated | Distribution Circuit | 7 | 10 | 20230710 | 2158377 | Sus | Y | CompanyInitiated¦Personnelcompany¦Recloser¦Normal
23-0090784 | Equipment Failure/Involved | Overhead | Transformer (OH) | Failed/Faulted | 2023 | Tier 2 - Elevated | Transformer only | 7 | 11 | 20230711 | 2159794 | Sus | Y | EquipmentFailureInvolved¦Overhead¦Transformer(OH)¦FailedFaulted
23-0091586 | Animal | Other | Other | Broken | 2023 | Tier 2 - Elevated | Distribution Circuit | 7 | 13 | 20230713 | 2161278 | Sus | Y | Animal¦Other¦Other¦Broken
23-0091589 | Company Initiated | Coordination failure | Conductor, Overhead | Normal | 2023 | Tier 2 - Elevated | Distribution Circuit | 7 | 13 | 20230713 | 2161291 | Sus | Y | CompanyInitiated¦Coordinationfailure¦ConductorOverhead¦Normal
23-0092030 | Company Initiated | Coordination failure | Recloser | Normal | 2023 | Tier 2 - Elevated | Distribution Circuit | 7 | 13 | 20230713 | 2161942 | Sus | Y | CompanyInitiated¦Coordinationfailure¦Recloser¦Normal
23-0092483 | 3rd Party | Customer Equipment | Customer Equipment | Failed/Faulted | 2023 | Tier 2 - Elevated | Distribution Circuit | 7 | 14 | 20230714 | 2162957 | Sus | Y | 3rdParty¦CustomerEquipment¦CustomerEquipment¦FailedFaulted
23-0092487 | Company Initiated | Coordination failure | Conductor, Overhead | Normal | 2023 | Tier 2 - Elevated | Distribution Circuit | 7 | 14 | 20230714 | 2162970 | Sus | Y | CompanyInitiated¦Coordinationfailure¦ConductorOverhead¦Normal
23-0092662 | Equipment Failure/Involved | Overhead | Transformer (OH) | Failed/Faulted | 2023 | Tier 2 - Elevated | Distribution Circuit | 7 | 15 | 20230715 | 2163542 | Sus | Y | EquipmentFailureInvolved¦Overhead¦Transformer(OH)¦FailedFaulted
23-0092746 | Vegetation | Tree - fell into line | Conductor, Overhead | Broken, wire on ground | 2023 | Tier 2 - Extreme | Distribution Circuit | 7 | 15 | 20230715 | 2163935 | Sus | Y | Vegetation¦Treefellintoline¦ConductorOverhead¦Brokenwireonground
23-0092858 | Equipment Failure/Involved | Electrical Overload | Transformer | Broken | 2023 | Tier 2 - Elevated | Transformer only | 7 | 16 | 20230716 | 2164335 | Sus | Y | EquipmentFailureInvolved¦ElectricalOverload¦Transformer¦Broken
23-0086272 | Company Initiated | Personnel, company | Switch (OH) | Normal | 2023 | Tier 2 - Elevated | Distribution Circuit | 7 | 19 | 20230719 | 2167444 | Sus | Y | CompanyInitiated¦Personnelcompany¦Switch(OH)¦Normal
23-0094247 | Equipment Failure/Involved | Overhead | Pole-Wood | Broken | 2023 | Tier 2 - Elevated | Distribution Circuit | 7 | 19 | 20230719 | 2168033 | Sus | Y | EquipmentFailureInvolved¦Overhead¦PoleWood¦Broken
23-0094810 | Equipment Failure/Involved | Overhead | Transformer | Failed/Faulted | 2023 | Tier 2 - Elevated | Transformer only | 7 | 20 | 20230720 | 2168939 | Sus | Y | EquipmentFailureInvolved¦Overhead¦Transformer¦FailedFaulted
23-0095556 | Equipment Failure/Involved | Overhead | Pole-Wood | Broken | 2023 | Tier 2 - Elevated | Distribution Circuit | 7 | 22 | 20230722 | 2170841 | Sus | Y | EquipmentFailureInvolved¦Overhead¦PoleWood¦Broken
23-0095833 | Equipment Failure/Involved | Overhead | Bushing | Deteriorated | 2023 | Tier 2 - Extreme | Transformer only | 7 | 24 | 20230724 | 2172256 | Sus | Y | EquipmentFailureInvolved¦Overhead¦Bushing¦Deteriorated
23-0096419 | Company Initiated | Personnel, company | Lightning Arrestor |  | 2023 | Tier 2 - Elevated | Transformer only | 7 | 25 | 20230725 | 2173272 | Sus | Y | CompanyInitiated¦Personnelcompany¦LightningArrestor¦
23-0097493 | Equipment Failure/Involved | Overhead | Transformer (OH) | Leaking | 2023 | Tier 2 - Elevated | Transformer only | 7 | 27 | 20230727 | 2175248 | Sus | Y | EquipmentFailureInvolved¦Overhead¦Transformer(OH)¦Leaking
23-0098247 | Company Initiated | Coordination failure | Circuit Breaker | Normal | 2023 | Tier 2 - Elevated | Distribution Circuit | 7 | 28 | 20230728 | 2176834 | Sus | Y | CompanyInitiated¦Coordinationfailure¦CircuitBreaker¦Normal
23-0098261 | 3rd Party | Other | Conductor, Overhead | Normal | 2023 | Tier 2 - Elevated | Distribution Circuit | 7 | 29 | 20230729 | 2176880 | Sus | Y | 3rdParty¦Other¦ConductorOverhead¦Normal
23-0098404 | Vegetation | Tree - branch fell on line | Secondary | Normal | 2023 | Tier 2 - Elevated | Distribution Circuit | 7 | 29 | 20230729 | 2177312 | Sus | Y | Vegetation¦Treebranchfellonline¦Secondary¦Normal
23-0098413 | Equipment Failure/Involved | Underground | Conductor, Underground | Burned/flashed | 2023 | Tier 2 - Elevated | Distribution Circuit | 7 | 30 | 20230730 | 2177481 | Sus | Y | EquipmentFailureInvolved¦Underground¦ConductorUnderground¦Burnedflashed
23-0098608 | Equipment Failure/Involved | Overhead | Connector or Splice (OH) | Broken | 2023 | Tier 2 - Elevated | Transformer only | 7 | 31 | 20230731 | 2178172 | Sus | Y | EquipmentFailureInvolved¦Overhead¦ConnectororSplice(OH)¦Broken
23-0099444 | 3rd Party | Gun Shot | Transformer (OH) | Leaking | 2023 | Tier 2 - Elevated | Transformer only | 8 | 2 | 20230802 | 2180236 | Sus | Y | 3rdParty¦GunShot¦Transformer(OH)¦Leaking
23-0099613 | Equipment Failure/Involved | Overhead | Secondary | Broken | 2023 | Tier 2 - Elevated | Transformer only | 8 | 2 | 20230802 | 2180668 | Sus | Y | EquipmentFailureInvolved¦Overhead¦Secondary¦Broken
23-0099570 | Equipment Failure/Involved | Overhead | Connector or Splice (OH) | Broken | 2023 | Tier 2 - Elevated | Distribution Circuit | 8 | 2 | 20230802 | 2180891 | Sus | Y | EquipmentFailureInvolved¦Overhead¦ConnectororSplice(OH)¦Broken
23-0100311 | Equipment Failure/Involved | Overhead | Crossarm, Wood | Broken | 2023 | Tier 2 - Elevated | Distribution Circuit | 8 | 3 | 20230803 | 2181949 | Sus | Y | EquipmentFailureInvolved¦Overhead¦CrossarmWood¦Broken
23-0100656 | 3rd Party | Tree - cutting, 3rd party | Transformer | Broken | 2023 | Tier 2 - Extreme | Transformer only | 8 | 4 | 20230804 | 2182296 | Sus | Y | 3rdParty¦Treecutting3rdparty¦Transformer¦Broken
23-0100547 | Equipment Failure/Involved | Overhead | Crossarm, Wood | Broken | 2023 | Tier 2 - Elevated | Distribution Circuit | 8 | 4 | 20230804 | 2182330 | Sus | Y | EquipmentFailureInvolved¦Overhead¦CrossarmWood¦Broken
23-0100927 | Unknown Cause | Patrol - found nothing |  |  | 2023 | Tier 2 - Elevated | Distribution Circuit | 8 | 5 | 20230805 | 2183223 | Sus | Y | UnknownCause¦Patrolfoundnothing¦¦
23-0101008 | Animal | Squirrel | Transformer (OH) | Normal | 2023 | Tier 2 - Elevated | Distribution Circuit | 8 | 6 | 20230806 | 2183607 | Sus | Y | Animal¦Squirrel¦Transformer(OH)¦Normal
23-0101199 | Equipment Failure/Involved | Overhead | Transformer | Failed/Faulted | 2023 | Tier 2 - Elevated | Transformer only | 8 | 7 | 20230807 | 2184218 | Sus | Y | EquipmentFailureInvolved¦Overhead¦Transformer¦FailedFaulted
23-0101255 | Equipment Failure/Involved | Overhead | Transformer | Failed/Faulted | 2023 | Tier 2 - Extreme | Transformer only | 8 | 7 | 20230807 | 2184565 | Sus | Y | EquipmentFailureInvolved¦Overhead¦Transformer¦FailedFaulted
23-0101409 | Unknown Cause | Patrol - found nothing |  |  | 2023 | Tier 2 - Elevated | Distribution Circuit | 8 | 7 | 20230807 | 2184913 | Sus | Y | UnknownCause¦Patrolfoundnothing¦¦
23-0102693 | Company Initiated | Personnel, company | Conductor, Overhead | Normal | 2023 | Tier 2 - Elevated | Distribution Circuit | 8 | 10 | 20230810 | 2187755 | Sus | Y | CompanyInitiated¦Personnelcompany¦ConductorOverhead¦Normal
23-0103595 | Equipment Failure/Involved | Overhead | Secondary | Deteriorated | 2023 | Tier 2 - Elevated | Transformer only | 8 | 12 | 20230812 | 2189153 | Sus | Y | EquipmentFailureInvolved¦Overhead¦Secondary¦Deteriorated
23-0103828 | Vegetation | Tree - branch fell on line | Transformer (OH) | Failed/Faulted | 2023 | Tier 2 - Elevated | Distribution Circuit | 8 | 13 | 20230813 | 2189915 | Sus | Y | Vegetation¦Treebranchfellonline¦Transformer(OH)¦FailedFaulted
23-0104530 | Company Initiated | Personnel, company | Conductor, Overhead | Normal | 2023 | Tier 2 - Elevated | Distribution Circuit | 8 | 15 | 20230815 | 2191649 | Sus | Y | CompanyInitiated¦Personnelcompany¦ConductorOverhead¦Normal
23-0105036 | Equipment Failure/Involved | Overhead | Lightning Arrestor | Broken | 2023 | Tier 2 - Extreme | Transformer only | 8 | 16 | 20230816 | 2192835 | Sus | Y | EquipmentFailureInvolved¦Overhead¦LightningArrestor¦Broken
23-0105878 | Animal | Squirrel | Conductor, Overhead | Normal | 2023 | Tier 2 - Elevated | Distribution Circuit | 8 | 18 | 20230818 | 2194457 | Sus | Y | Animal¦Squirrel¦ConductorOverhead¦Normal
23-0106120 | Equipment Failure/Involved | Overhead | Pole-Wood | Deteriorated | 2023 | Tier 2 - Elevated | Distribution Circuit | 8 | 18 | 20230818 | 2194933 | Sus | Y | EquipmentFailureInvolved¦Overhead¦PoleWood¦Deteriorated
23-0106189 | Equipment Failure/Involved | Overhead | Conductor, Overhead | Deteriorated | 2023 | Tier 2 - Elevated | Distribution Circuit | 8 | 18 | 20230818 | 2195064 | Sus | Y | EquipmentFailureInvolved¦Overhead¦ConductorOverhead¦Deteriorated
23-0106223 | Company Initiated | Coordination failure | Customer Equipment | Normal | 2023 | Tier 2 - Elevated | Distribution Circuit | 8 | 18 | 20230818 | 2195115 | Sus | Y | CompanyInitiated¦Coordinationfailure¦CustomerEquipment¦Normal
23-0106269 | Equipment Failure/Involved | Overhead | Pole-Wood | Deteriorated | 2023 | Tier 2 - Elevated | Distribution Circuit | 8 | 18 | 20230818 | 2195299 | Sus | Y | EquipmentFailureInvolved¦Overhead¦PoleWood¦Deteriorated
23-0106312 | Equipment Failure/Involved | Overhead | Pole-Wood | Burned/flashed | 2023 | Tier 2 - Elevated | Distribution Circuit | 8 | 18 | 20230818 | 2195370 | Sus | Y | EquipmentFailureInvolved¦Overhead¦PoleWood¦Burnedflashed
23-0106487 | 3rd Party | Customer Equipment | Customer Equipment | Normal | 2023 | Tier 2 - Elevated | Distribution Circuit | 8 | 19 | 20230819 | 2196371 | Sus | Y | 3rdParty¦CustomerEquipment¦CustomerEquipment¦Normal
23-0106496 | Environmental/External | Lightning | Transformer (OH) | Broken | 2023 | Tier 2 - Elevated | Distribution Circuit | 8 | 19 | 20230819 | 2196505 | Sus | Y | EnvironmentalExternal¦Lightning¦Transformer(OH)¦Broken
23-0106991 | Equipment Failure/Involved | Overhead | Transformer | Broken | 2023 | Tier 2 - Extreme | Transformer only | 8 | 21 | 20230821 | 2197556 | Sus | Y | EquipmentFailureInvolved¦Overhead¦Transformer¦Broken
23-0107004 | Equipment Failure/Involved | Overhead | Transformer | Failed/Faulted | 2023 | Tier 2 - Elevated | Transformer only | 8 | 21 | 20230821 | 2197939 | Sus | Y | EquipmentFailureInvolved¦Overhead¦Transformer¦FailedFaulted
23-0107022 | Equipment Failure/Involved | Overhead | Transformer | Failed/Faulted | 2023 | Tier 2 - Elevated | Transformer only | 8 | 21 | 20230821 | 2197940 | Sus | Y | EquipmentFailureInvolved¦Overhead¦Transformer¦FailedFaulted
23-0107119 | Equipment Failure/Involved | Overhead | Transformer | Broken | 2023 | Tier 2 - Elevated | Transformer only | 8 | 21 | 20230821 | 2198111 | Sus | Y | EquipmentFailureInvolved¦Overhead¦Transformer¦Broken
23-0107281 | Environmental/External | Lightning | Transformer (OH) | Failed/Faulted | 2023 | Tier 2 - Elevated | Transformer only | 8 | 21 | 20230821 | 2198644 | Sus | Y | EnvironmentalExternal¦Lightning¦Transformer(OH)¦FailedFaulted
23-0107251 | Environmental/External | Lightning | Transformer (OH) | Broken | 2023 | Tier 2 - Extreme | Distribution Circuit | 8 | 21 | 20230821 | 2198460 | Sus | Y | EnvironmentalExternal¦Lightning¦Transformer(OH)¦Broken
23-0107475 | Environmental/External | Lightning | Transformer (OH) | Failed/Faulted | 2023 | Tier 2 - Extreme | Transformer only | 8 | 22 | 20230822 | 2198903 | Sus | Y | EnvironmentalExternal¦Lightning¦Transformer(OH)¦FailedFaulted
23-0107536 | Equipment Failure/Involved | Overhead | Secondary | Deteriorated | 2023 | Tier 2 - Elevated | Transformer only | 8 | 22 | 20230822 | 2199272 | Sus | Y | EquipmentFailureInvolved¦Overhead¦Secondary¦Deteriorated
23-0107751 | Equipment Failure/Involved | Overhead | Transformer | Broken | 2023 | Tier 2 - Extreme | Transformer only | 8 | 22 | 20230822 | 2199457 | Sus | Y | EquipmentFailureInvolved¦Overhead¦Transformer¦Broken
23-0107719 | Equipment Failure/Involved | Overhead | Secondary | Deteriorated | 2023 | Tier 2 - Elevated | Transformer only | 8 | 22 | 20230822 | 2199511 | Sus | Y | EquipmentFailureInvolved¦Overhead¦Secondary¦Deteriorated
23-0107836 | Vegetation | Tree - branch fell on line | Conductor, Overhead | Broken, wire on ground | 2023 | Tier 2 - Elevated | Distribution Circuit | 8 | 22 | 20230822 | 2199728 | Sus | Y | Vegetation¦Treebranchfellonline¦ConductorOverhead¦Brokenwireonground
23-0107835 | Equipment Failure/Involved | Overhead | Transformer (OH) | Failed/Faulted | 2023 | Tier 2 - Elevated | Distribution Circuit | 8 | 22 | 20230822 | 2199736 | Sus | Y | EquipmentFailureInvolved¦Overhead¦Transformer(OH)¦FailedFaulted
23-0109223 | Equipment Failure/Involved | Overhead | Transformer (OH) | Leaking | 2023 | Tier 2 - Elevated | Transformer only | 8 | 25 | 20230825 | 2202291 | Sus | Y | EquipmentFailureInvolved¦Overhead¦Transformer(OH)¦Leaking
23-0109259 | Equipment Failure/Involved | Overhead | Lightning Arrestor | Broken | 2023 | Tier 2 - Elevated | Transformer only | 8 | 25 | 20230825 | 2202343 | Sus | Y | EquipmentFailureInvolved¦Overhead¦LightningArrestor¦Broken
23-0109418 | Unknown Cause | Patrol - found nothing |  |  | 2023 | Tier 2 - Elevated | Distribution Circuit | 8 | 26 | 20230826 | 2202884 | Sus | Y | UnknownCause¦Patrolfoundnothing¦¦
23-0109682 | Equipment Failure/Involved | Overhead | Secondary | Broken | 2023 | Tier 2 - Extreme | Transformer only | 8 | 28 | 20230828 | 2203850 | Sus | Y | EquipmentFailureInvolved¦Overhead¦Secondary¦Broken
23-0110073 | Company Initiated | Personnel, company | Jumper | Normal | 2023 | Tier 2 - Elevated | Distribution Circuit | 8 | 29 | 20230829 | 2204711 | Sus | Y | CompanyInitiated¦Personnelcompany¦Jumper¦Normal
23-0110216 | Equipment Failure/Involved | Overhead | Crossarm, Wood | Deteriorated | 2023 | Tier 2 - Elevated | Distribution Circuit | 8 | 29 | 20230829 | 2205085 | Sus | Y | EquipmentFailureInvolved¦Overhead¦CrossarmWood¦Deteriorated
23-0110340 | Company Initiated | Coordination failure | Recloser | Normal | 2023 | Tier 2 - Elevated | Distribution Circuit | 8 | 29 | 20230829 | 2205136 | Sus | Y | CompanyInitiated¦Coordinationfailure¦Recloser¦Normal
23-0110384 | Company Initiated | Coordination failure | Recloser | Normal | 2023 | Tier 2 - Elevated | Distribution Circuit | 8 | 29 | 20230829 | 2205189 | Sus | Y | CompanyInitiated¦Coordinationfailure¦Recloser¦Normal
23-0111055 | Unknown Cause | Patrol - found nothing |  |  | 2023 | Tier 2 - Elevated | Distribution Circuit | 8 | 31 | 20230831 | 2206594 | Sus | Y | UnknownCause¦Patrolfoundnothing¦¦
23-0111094 | Company Initiated | Personnel, company | Conductor, Overhead | Normal | 2023 | Tier 2 - Elevated | Distribution Circuit | 8 | 31 | 20230831 | 2206661 | Sus | Y | CompanyInitiated¦Personnelcompany¦ConductorOverhead¦Normal
23-0111204 | Equipment Failure/Involved | Overhead | Transformer (OH) | Normal | 2023 | Tier 2 - Extreme | Transformer only | 8 | 31 | 20230831 | 2206944 | Sus | Y | EquipmentFailureInvolved¦Overhead¦Transformer(OH)¦Normal
23-0111277 | Equipment Failure/Involved | Overhead | Secondary | Deteriorated | 2023 | Tier 2 - Elevated | Transformer only | 8 | 31 | 20230831 | 2207065 | Sus | Y | EquipmentFailureInvolved¦Overhead¦Secondary¦Deteriorated
23-0111283 | Equipment Failure/Involved | Overhead | Service conductor | Deteriorated | 2023 | Tier 2 - Elevated | Transformer only | 8 | 31 | 20230831 | 2207076 | Sus | Y | EquipmentFailureInvolved¦Overhead¦Serviceconductor¦Deteriorated
23-0111929 | Equipment Failure/Involved | Overhead | Transformer (OH) | Failed/Faulted | 2023 | Tier 2 - Elevated | Transformer only | 9 | 1 | 20230901 | 2207941 | Sus | Y | EquipmentFailureInvolved¦Overhead¦Transformer(OH)¦FailedFaulted
23-0112037 | Unknown Cause | Patrol - found nothing |  |  | 2023 | Tier 2 - Elevated | Distribution Circuit | 9 | 2 | 20230902 | 2208299 | Sus | Y | UnknownCause¦Patrolfoundnothing¦¦
23-0112086 | 3rd Party | Tree - cutting, 3rd party | Service conductor | Broken, wire on ground | 2023 | Tier 2 - Extreme | Distribution Circuit | 9 | 2 | 20230902 | 2208539 | Sus | Y | 3rdParty¦Treecutting3rdparty¦Serviceconductor¦Brokenwireonground
23-0112096 | Company Initiated | Coordination failure | Recloser | Normal | 2023 | Tier 2 - Elevated | Distribution Circuit | 9 | 2 | 20230902 | 2208578 | Sus | Y | CompanyInitiated¦Coordinationfailure¦Recloser¦Normal
23-0112235 | Unknown Cause | Patrol - found nothing |  |  | 2023 | Tier 2 - Elevated | Transformer only | 9 | 3 | 20230903 | 2209050 | Sus | Y | UnknownCause¦Patrolfoundnothing¦¦
23-0112436 | Unknown Cause | Patrol - found nothing |  |  | 2023 | Tier 2 - Elevated | Distribution Circuit | 9 | 5 | 20230905 | 2209668 | Sus | Y | UnknownCause¦Patrolfoundnothing¦¦
23-0103002 | Equipment Failure/Involved | Overhead | Switch (OH) | Broken | 2023 | Tier 2 - Extreme | Distribution Circuit | 9 | 6 | 20230906 | 2211223 | Sus | Y | EquipmentFailureInvolved¦Overhead¦Switch(OH)¦Broken
23-0114305 | Equipment Failure/Involved | Overhead | Transformer (OH) | Failed/Faulted | 2023 | Tier 2 - Elevated | Transformer only | 9 | 8 | 20230908 | 2212942 | Sus | Y | EquipmentFailureInvolved¦Overhead¦Transformer(OH)¦FailedFaulted
23-0114454 | Unknown Cause | Patrol - found nothing |  |  | 2023 | Tier 2 - Elevated | Distribution Circuit | 9 | 9 | 20230909 | 2213718 | Sus | Y | UnknownCause¦Patrolfoundnothing¦¦
23-0114623 | Environmental/External | Lightning | Transformer | Failed/Faulted | 2023 | Tier 2 - Elevated | Transformer only | 9 | 10 | 20230910 | 2214501 | Sus | Y | EnvironmentalExternal¦Lightning¦Transformer¦FailedFaulted
23-0114632 | Unknown Cause | Patrol - found nothing |  |  | 2023 | Tier 2 - Elevated | Distribution Circuit | 9 | 10 | 20230910 | 2214561 | Sus | Y | UnknownCause¦Patrolfoundnothing¦¦
23-0115253 | Equipment Failure/Involved | Overhead | Transformer (OH) | Failed/Faulted | 2023 | Tier 2 - Elevated | Transformer only | 9 | 11 | 20230911 | 2216004 | Sus | Y | EquipmentFailureInvolved¦Overhead¦Transformer(OH)¦FailedFaulted
23-0115303 | 3rd Party | Customer Equipment | Relay | Normal | 2023 | Tier 2 - Elevated | Distribution Circuit | 9 | 12 | 20230912 | 2216115 | Sus | Y | 3rdParty¦CustomerEquipment¦Relay¦Normal
23-0115663 | Vegetation | Tree - branch fell on line | Secondary | Broken, wire on ground | 2023 | Tier 2 - Elevated | Transformer only | 9 | 12 | 20230912 | 2216826 | Sus | Y | Vegetation¦Treebranchfellonline¦Secondary¦Brokenwireonground
23-0117108 | Company Initiated | Personnel, company | Recloser | Normal | 2023 | Tier 2 - Elevated | Distribution Circuit | 9 | 15 | 20230915 | 2219745 | Sus | Y | CompanyInitiated¦Personnelcompany¦Recloser¦Normal
23-0117319 | Unknown Cause | Patrol - found nothing |  |  | 2023 | Tier 2 - Elevated | Distribution Circuit | 9 | 15 | 20230915 | 2220008 | Sus | Y | UnknownCause¦Patrolfoundnothing¦¦
23-0117387 | Vegetation | Tree - branch fell on line | Conductor, Overhead | Normal | 2023 | Tier 2 - Elevated | Distribution Circuit | 9 | 16 | 20230916 | 2220294 | Sus | Y | Vegetation¦Treebranchfellonline¦ConductorOverhead¦Normal
23-0117400 | Company Initiated | Personnel, company | Conductor, Overhead | Normal | 2023 | Tier 2 - Elevated | Distribution Circuit | 9 | 16 | 20230916 | 2220421 | Sus | Y | CompanyInitiated¦Personnelcompany¦ConductorOverhead¦Normal
23-0117562 | 3rd Party | Vehicle | Pole-Wood | Broken | 2023 | Tier 2 - Elevated | Distribution Circuit | 9 | 17 | 20230917 | 2221075 | Sus | Y | 3rdParty¦Vehicle¦PoleWood¦Broken
23-0117971 | Equipment Failure/Involved | Overhead | Insulator | Broken | 2023 | Tier 2 - Elevated | Distribution Circuit | 9 | 18 | 20230918 | 2221683 | Sus | Y | EquipmentFailureInvolved¦Overhead¦Insulator¦Broken
23-0118571 | Equipment Failure/Involved | Overhead | Pole-Wood | Broken | 2023 | Tier 2 - Elevated | Distribution Circuit | 9 | 20 | 20230920 | 2222961 | Sus | Y | EquipmentFailureInvolved¦Overhead¦PoleWood¦Broken
23-0118686 | Unknown Cause | Patrol - found nothing |  |  | 2023 | Tier 2 - Extreme | Transformer only | 9 | 20 | 20230920 | 2223247 | Sus | Y | UnknownCause¦Patrolfoundnothing¦¦
23-0118681 | Unknown Cause | Patrol - found nothing |  |  | 2023 | Tier 2 - Extreme | Transformer only | 9 | 20 | 20230920 | 2223246 | Sus | Y | UnknownCause¦Patrolfoundnothing¦¦
23-0118749 | Unknown Cause | Patrol - found nothing |  |  | 2023 | Tier 2 - Elevated | Distribution Circuit | 9 | 20 | 20230920 | 2223379 | Sus | Y | UnknownCause¦Patrolfoundnothing¦¦
23-0119011 | Environmental/External | Lightning | Transformer (OH) | Failed/Faulted | 2023 | Tier 2 - Elevated | Distribution Circuit | 9 | 21 | 20230921 | 2223798 | Sus | Y | EnvironmentalExternal¦Lightning¦Transformer(OH)¦FailedFaulted
23-0119259 | Equipment Failure/Involved | Overhead | Transformer (OH) | Leaking | 2023 | Tier 2 - Extreme | Transformer only | 9 | 21 | 20230921 | 2224022 | Sus | Y | EquipmentFailureInvolved¦Overhead¦Transformer(OH)¦Leaking
23-0120486 | Equipment Failure/Involved | Overhead | Crossarm, Wood | Deteriorated | 2023 | Tier 2 - Elevated | Transformer only | 9 | 25 | 20230925 | 2226736 | Sus | Y | EquipmentFailureInvolved¦Overhead¦CrossarmWood¦Deteriorated
23-0120752 | Unknown Cause | Patrol - found nothing |  |  | 2023 | Tier 2 - Elevated | Distribution Circuit | 9 | 26 | 20230926 | 2227204 | Sus | Y | UnknownCause¦Patrolfoundnothing¦¦
23-0121753 | Company Initiated | Personnel, company | Conductor, Overhead | Normal | 2023 | Tier 2 - Extreme | Distribution Circuit | 9 | 27 | 20230927 | 2228869 | Sus | Y | CompanyInitiated¦Personnelcompany¦ConductorOverhead¦Normal
23-0122894 | Animal | Other | Insulator | Broken | 2023 | Tier 2 - Elevated | Distribution Circuit | 9 | 30 | 20230930 | 2231458 | Sus | Y | Animal¦Other¦Insulator¦Broken
23-0123370 | Vegetation | Tree - branch fell on line | Conductor, Overhead | Normal | 2023 | Tier 2 - Elevated | Distribution Circuit | 10 | 2 | 20231002 | 2232899 | Sus | Y | Vegetation¦Treebranchfellonline¦ConductorOverhead¦Normal
23-0124389 | Equipment Failure/Involved | Overhead | Secondary | Broken | 2023 | Tier 2 - Elevated | Transformer only | 10 | 4 | 20231004 | 2234683 | Sus | Y | EquipmentFailureInvolved¦Overhead¦Secondary¦Broken
23-0124421 | 3rd Party | Vehicle | Pole-Wood | Broken, wire on ground | 2023 | Tier 2 - Elevated | Distribution Circuit | 10 | 4 | 20231004 | 2234721 | Sus | Y | 3rdParty¦Vehicle¦PoleWood¦Brokenwireonground
23-0125147 | 3rd Party | Customer Equipment | Customer Equipment | Broken | 2023 | Tier 2 - Extreme | Distribution Circuit | 10 | 6 | 20231006 | 2236188 | Sus | Y | 3rdParty¦CustomerEquipment¦CustomerEquipment¦Broken
23-0125147 | 3rd Party | Customer Equipment | Conductor, Underground | Broken | 2023 | Tier 2 - Elevated | Distribution Circuit | 10 | 6 | 20231006 | 2236246 | Sus | Y | 3rdParty¦CustomerEquipment¦ConductorUnderground¦Broken
23-0125382 | Animal | Bird found | Conductor, Overhead | Normal | 2023 | Tier 2 - Elevated | Distribution Circuit | 10 | 6 | 20231006 | 2236597 | Sus | Y | Animal¦Birdfound¦ConductorOverhead¦Normal
23-0125645 | Equipment Failure/Involved | Overhead | Conductor, Overhead | Normal | 2023 | Tier 2 - Elevated | Distribution Circuit | 10 | 6 | 20231006 | 2237174 | Sus | Y | EquipmentFailureInvolved¦Overhead¦ConductorOverhead¦Normal
23-0125668 | Equipment Failure/Involved | Overhead | Transformer (OH) | Failed/Faulted | 2023 | Tier 2 - Elevated | Distribution Circuit | 10 | 7 | 20231007 | 2237298 | Sus | Y | EquipmentFailureInvolved¦Overhead¦Transformer(OH)¦FailedFaulted
23-0126059 | Equipment Failure/Involved | Overhead | Bushing | Broken | 2023 | Tier 2 - Extreme | Transformer only | 10 | 9 | 20231009 | 2238925 | Sus | Y | EquipmentFailureInvolved¦Overhead¦Bushing¦Broken
23-0126230 | Unknown Cause | Patrol - found nothing |  |  | 2023 | Tier 2 - Elevated | Distribution Circuit | 10 | 9 | 20231009 | 2239256 | Sus | Y | UnknownCause¦Patrolfoundnothing¦¦
23-0126548 | Equipment Failure/Involved | Overhead | Jumper | Arcing | 2023 | Tier 2 - Elevated | Transformer only | 10 | 10 | 20231010 | 2239840 | Sus | Y | EquipmentFailureInvolved¦Overhead¦Jumper¦Arcing
23-0126857 | Unknown Cause | Patrol - found nothing |  |  | 2023 | Tier 2 - Elevated | Distribution Circuit | 10 | 11 | 20231011 | 2240432 | Sus | Y | UnknownCause¦Patrolfoundnothing¦¦
23-0127061 | Company Initiated | Coordination failure | Recloser | Normal | 2023 | Tier 2 - Elevated | Distribution Circuit | 10 | 11 | 20231011 | 2240948 | Sus | Y | CompanyInitiated¦Coordinationfailure¦Recloser¦Normal
23-0127064 | Company Initiated | Coordination failure | Recloser | Normal | 2023 | Tier 2 - Extreme | Distribution Circuit | 10 | 11 | 20231011 | 2240976 | Sus | Y | CompanyInitiated¦Coordinationfailure¦Recloser¦Normal
23-0127197 | Company Initiated | Personnel, company | Recloser | Normal | 2023 | Tier 2 - Elevated | Distribution Circuit | 10 | 11 | 20231011 | 2241171 | Sus | Y | CompanyInitiated¦Personnelcompany¦Recloser¦Normal
23-0127232 | Unknown Cause | Patrol - found nothing |  |  | 2023 | Tier 2 - Elevated | Distribution Circuit | 10 | 11 | 20231011 | 2241226 | Sus | Y | UnknownCause¦Patrolfoundnothing¦¦
23-0127408 | Company Initiated | Personnel, company | Conductor, Overhead | Normal | 2023 | Tier 2 - Elevated | Distribution Circuit | 10 | 12 | 20231012 | 2241496 | Sus | Y | CompanyInitiated¦Personnelcompany¦ConductorOverhead¦Normal
23-0127856 | Equipment Failure/Involved | Overhead | Other | Broken | 2023 | Tier 2 - Extreme | Distribution Circuit | 10 | 13 | 20231013 | 2242388 | Sus | Y | EquipmentFailureInvolved¦Overhead¦Other¦Broken
23-0128308 | Unknown Cause | Patrol - found nothing |  |  | 2023 | Tier 2 - Elevated | Distribution Circuit | 10 | 14 | 20231014 | 2243405 | Sus | Y | UnknownCause¦Patrolfoundnothing¦¦
23-0129051 | Animal | Bird found | Conductor, Overhead | Normal | 2023 | Tier 2 - Elevated | Distribution Circuit | 10 | 17 | 20231017 | 2245197 | Sus | Y | Animal¦Birdfound¦ConductorOverhead¦Normal
23-0129044 | Unknown Cause | Patrol - found nothing |  |  | 2023 | Tier 2 - Elevated | Distribution Circuit | 10 | 17 | 20231017 | 2245180 | Sus | Y | UnknownCause¦Patrolfoundnothing¦¦
23-0129095 | Company Initiated | Coordination failure | Recloser | Normal | 2023 | Tier 2 - Elevated | Distribution Circuit | 10 | 17 | 20231017 | 2245285 | Sus | Y | CompanyInitiated¦Coordinationfailure¦Recloser¦Normal
23-0129517 | Equipment Failure/Involved | Overhead | Secondary | Broken | 2023 | Tier 2 - Elevated | Transformer only | 10 | 18 | 20231018 | 2246044 | Sus | Y | EquipmentFailureInvolved¦Overhead¦Secondary¦Broken
23-0130274 | Vegetation | Tree - fell into line | Conductor, Overhead | Normal | 2023 | Tier 2 - Extreme | Distribution Circuit | 10 | 19 | 20231019 | 2247021 | Sus | Y | Vegetation¦Treefellintoline¦ConductorOverhead¦Normal
23-0131312 | Equipment Failure/Involved | Overhead | Transformer (OH) | Failed/Faulted | 2023 | Tier 2 - Elevated | Transformer only | 10 | 23 | 20231023 | 2249490 | Sus | Y | EquipmentFailureInvolved¦Overhead¦Transformer(OH)¦FailedFaulted
23-0131453 | Unknown Cause | Patrol - found nothing |  |  | 2023 | Tier 2 - Extreme | Transformer only | 10 | 23 | 20231023 | 2249923 | Sus | Y | UnknownCause¦Patrolfoundnothing¦¦
23-0131615 | Unknown Cause | Patrol - found nothing |  |  | 2023 | Tier 2 - Elevated | Distribution Circuit | 10 | 24 | 20231024 | 2250259 | Sus | Y | UnknownCause¦Patrolfoundnothing¦¦
23-0131705 | Company Initiated | Personnel, company | Conductor, Overhead | Normal | 2023 | Tier 2 - Elevated | Distribution Circuit | 10 | 24 | 20231024 | 2250501 | Sus | Y | CompanyInitiated¦Personnelcompany¦ConductorOverhead¦Normal
23-0132171 | 3rd Party | Customer Equipment | Conductor, Overhead | Normal | 2023 | Tier 2 - Elevated | Distribution Circuit | 10 | 25 | 20231025 | 2251191 | Sus | Y | 3rdParty¦CustomerEquipment¦ConductorOverhead¦Normal
23-0132674 | Vegetation | Tree - fell into line | Conductor, Overhead | Normal | 2023 | Tier 2 - Elevated | Distribution Circuit | 10 | 26 | 20231026 | 2251998 | Sus | Y | Vegetation¦Treefellintoline¦ConductorOverhead¦Normal
23-0132719 | 3rd Party | Vehicle | Anchor or Guy | Normal | 2023 | Tier 2 - Elevated | Distribution Circuit | 10 | 26 | 20231026 | 2252146 | Sus | Y | 3rdParty¦Vehicle¦AnchororGuy¦Normal
23-0083809 | Equipment Failure/Involved | Underground | Conductor, Underground | Deteriorated | 2023 | Tier 2 - Extreme | Distribution Circuit | 10 | 26 | 20231026 | 2252570 | Sus | Y | EquipmentFailureInvolved¦Underground¦ConductorUnderground¦Deteriorated
23-0132938 | Animal | Bird found | Conductor, Overhead | Normal | 2023 | Tier 2 - Extreme | Distribution Circuit | 10 | 26 | 20231026 | 2252603 | Sus | Y | Animal¦Birdfound¦ConductorOverhead¦Normal
23-0133173 | Equipment Failure/Involved | Overhead | Crossarm, Wood | Deteriorated | 2023 | Tier 2 - Elevated | Distribution Circuit | 10 | 27 | 20231027 | 2253211 | Sus | Y | EquipmentFailureInvolved¦Overhead¦CrossarmWood¦Deteriorated
23-0133716 | 3rd Party | Vehicle | Fuse | Normal | 2023 | Tier 2 - Elevated | Transformer only | 10 | 29 | 20231029 | 2254914 | Sus | Y | 3rdParty¦Vehicle¦Fuse¦Normal
23-0134951 | 3rd Party | Vehicle | Pole-Wood | Broken, wire on ground | 2023 | Tier 2 - Extreme | Distribution Circuit | 11 | 1 | 20231101 | 2257888 | Sus | Y | 3rdParty¦Vehicle¦PoleWood¦Brokenwireonground
23-0135261 | Equipment Failure/Involved | Overhead | Pole-Wood | Broken | 2023 | Tier 2 - Elevated | Distribution Circuit | 11 | 2 | 20231102 | 2258462 | Sus | Y | EquipmentFailureInvolved¦Overhead¦PoleWood¦Broken
23-0135588 | Company Initiated | Construction Activity/equip, company | Transformer (OH) | Failed/Faulted | 2023 | Tier 2 - Elevated | Distribution Circuit | 11 | 3 | 20231103 | 2259099 | Sus | Y | CompanyInitiated¦ConstructionActivityequipcompany¦Transformer(OH)¦FailedFaulted
23-0135557 | Animal | Squirrel | Transformer (OH) | Normal | 2023 | Tier 2 - Elevated | Distribution Circuit | 11 | 3 | 20231103 | 2258907 | Sus | Y | Animal¦Squirrel¦Transformer(OH)¦Normal
23-0135569 | Equipment Failure/Involved | Overhead | Transformer (OH) | Failed/Faulted | 2023 | Tier 2 - Elevated | Distribution Circuit | 11 | 3 | 20231103 | 2258912 | Sus | Y | EquipmentFailureInvolved¦Overhead¦Transformer(OH)¦FailedFaulted
23-0136829 | Equipment Failure/Involved | Overhead | Lightning Arrestor | Failed/Faulted | 2023 | Tier 2 - Elevated | Transformer only | 11 | 7 | 20231107 | 2262987 | Sus | Y | EquipmentFailureInvolved¦Overhead¦LightningArrestor¦FailedFaulted
23-0137062 | Company Initiated | Other Circuits |  |  | 2023 | Tier 2 - Elevated | Distribution Circuit | 11 | 8 | 20231108 | 2263831 | Sus | Y | CompanyInitiated¦OtherCircuits¦¦
23-0137200 | Company Initiated | Personnel, company | Fuse | Normal | 2023 | Tier 2 - Elevated | Distribution Circuit | 11 | 8 | 20231108 | 2264384 | Sus | Y | CompanyInitiated¦Personnelcompany¦Fuse¦Normal
23-0137572 | 3rd Party | Tree - cutting, 3rd party | Conductor, Overhead | Normal | 2023 | Tier 2 - Elevated | Distribution Circuit | 11 | 9 | 20231109 | 2265266 | Sus | Y | 3rdParty¦Treecutting3rdparty¦ConductorOverhead¦Normal
23-0137612 | Unknown Cause | Patrol - found nothing |  |  | 2023 | Tier 2 - Extreme | Distribution Circuit | 11 | 9 | 20231109 | 2265401 | Sus | Y | UnknownCause¦Patrolfoundnothing¦¦
23-0138045 | Unknown Cause | Patrol - found nothing |  |  | 2023 | Tier 2 - Elevated | Distribution Circuit | 11 | 11 | 20231111 | 2266590 | Sus | Y | UnknownCause¦Patrolfoundnothing¦¦
23-0138168 | 3rd Party | Metallic Balloon | Conductor, Overhead | Normal | 2023 | Tier 2 - Elevated | Distribution Circuit | 11 | 12 | 20231112 | 2266994 | Sus | Y | 3rdParty¦MetallicBalloon¦ConductorOverhead¦Normal
23-0138304 | Company Initiated | Personnel, company | Conductor, Overhead | Normal | 2023 | Tier 2 - Elevated | Distribution Circuit | 11 | 13 | 20231113 | 2267496 | Sus | Y | CompanyInitiated¦Personnelcompany¦ConductorOverhead¦Normal
23-0138419 | Equipment Failure/Involved | Overhead | Transformer (OH) | Leaking | 2023 | Tier 2 - Elevated | Distribution Circuit | 11 | 13 | 20231113 | 2267808 | Sus | Y | EquipmentFailureInvolved¦Overhead¦Transformer(OH)¦Leaking
23-0138539 | Company Initiated | Personnel, company | Conductor, Overhead | Normal | 2023 | Tier 2 - Elevated | Distribution Circuit | 11 | 13 | 20231113 | 2268062 | Sus | Y | CompanyInitiated¦Personnelcompany¦ConductorOverhead¦Normal
23-0138775 | Animal | Squirrel | Conductor, Underground | Normal | 2023 | Tier 2 - Elevated | Distribution Circuit | 11 | 14 | 20231114 | 2268928 | Sus | Y | Animal¦Squirrel¦ConductorUnderground¦Normal
23-0139752 | Equipment Failure/Involved | Overhead | Transformer | Broken | 2023 | Tier 2 - Extreme | Transformer only | 11 | 16 | 20231116 | 2270567 | Sus | Y | EquipmentFailureInvolved¦Overhead¦Transformer¦Broken
23-0139819 | Equipment Failure/Involved | Overhead | Pole-Wood | Broken | 2023 | Tier 2 - Elevated | Distribution Circuit | 11 | 16 | 20231116 | 2270741 | Sus | Y | EquipmentFailureInvolved¦Overhead¦PoleWood¦Broken
23-0140486 | Equipment Failure/Involved | Overhead | Cutout, fuse holder | Broken | 2023 | Tier 2 - Elevated | Transformer only | 11 | 17 | 20231117 | 2271595 | Sus | Y | EquipmentFailureInvolved¦Overhead¦Cutoutfuseholder¦Broken
23-0140927 | Animal | Bird found | Conductor, Overhead | Normal | 2023 | Tier 2 - Elevated | Distribution Circuit | 11 | 18 | 20231118 | 2272827 | Sus | Y | Animal¦Birdfound¦ConductorOverhead¦Normal
23-0140987 | Unknown Cause | Patrol - found nothing |  |  | 2023 | Tier 2 - Elevated | Transformer only | 11 | 18 | 20231118 | 2273111 | Sus | Y | UnknownCause¦Patrolfoundnothing¦¦
23-0141087 | Vegetation | Tree - branch fell on line | Transformer (OH) | Broken | 2023 | Tier 2 - Extreme | Transformer only | 11 | 19 | 20231119 | 2273546 | Sus | Y | Vegetation¦Treebranchfellonline¦Transformer(OH)¦Broken
23-0141484 | Equipment Failure/Involved | Overhead | Pole-Wood | Deteriorated | 2023 | Tier 2 - Elevated | Transformer only | 11 | 20 | 20231120 | 2274460 | Sus | Y | EquipmentFailureInvolved¦Overhead¦PoleWood¦Deteriorated
23-0141480 | Equipment Failure/Involved | Overhead | Pole-Wood | Broken | 2023 | Tier 2 - Elevated | Distribution Circuit | 11 | 21 | 20231121 | 2274824 | Sus | Y | EquipmentFailureInvolved¦Overhead¦PoleWood¦Broken
23-0142367 | Equipment Failure/Involved | Overhead | Secondary | Deteriorated | 2023 | Tier 2 - Elevated | Transformer only | 11 | 22 | 20231122 | 2275751 | Sus | Y | EquipmentFailureInvolved¦Overhead¦Secondary¦Deteriorated
23-0143048 | Animal | Bird found | Conductor, Overhead | Normal | 2023 | Tier 2 - Elevated | Distribution Circuit | 11 | 27 | 20231127 | 2277683 | Sus | Y | Animal¦Birdfound¦ConductorOverhead¦Normal
23-0143098 | Equipment Failure/Involved | Overhead | Crossarm, Wood | Deteriorated | 2023 | Tier 2 - Extreme | Transformer only | 11 | 27 | 20231127 | 2278054 | Sus | Y | EquipmentFailureInvolved¦Overhead¦CrossarmWood¦Deteriorated
23-0143433 | Equipment Failure/Involved | Overhead | Pole-Wood | Broken | 2023 | Tier 2 - Elevated | Distribution Circuit | 11 | 28 | 20231128 | 2278923 | Sus | Y | EquipmentFailureInvolved¦Overhead¦PoleWood¦Broken
23-0143842 | Equipment Failure/Involved | Overhead | Crossarm, Wood | Broken | 2023 | Tier 2 - Elevated | Distribution Circuit | 11 | 29 | 20231129 | 2279990 | Sus | Y | EquipmentFailureInvolved¦Overhead¦CrossarmWood¦Broken
23-0143910 | Equipment Failure/Involved | Overhead | Pole-Wood | Broken | 2023 | Tier 2 - Elevated | Transformer only | 11 | 29 | 20231129 | 2280080 | Sus | Y | EquipmentFailureInvolved¦Overhead¦PoleWood¦Broken
23-0145365 | Equipment Failure/Involved | Overhead | Crossarm, Wood | Deteriorated | 2023 | Tier 2 - Elevated | Distribution Circuit | 12 | 4 | 20231204 | 2283760 | Sus | N | EquipmentFailureInvolved¦Overhead¦CrossarmWood¦Deteriorated
23-0145572 | Equipment Failure/Involved | Overhead | Pole-Wood | Broken | 2023 | Tier 2 - Extreme | Distribution Circuit | 12 | 5 | 20231205 | 2284449 | Sus | N | EquipmentFailureInvolved¦Overhead¦PoleWood¦Broken
23-0145774 | Equipment Failure/Involved | Overhead | Pole-Wood | Broken | 2023 | Tier 2 - Elevated | Distribution Circuit | 12 | 6 | 20231206 | 2284869 | Sus | N | EquipmentFailureInvolved¦Overhead¦PoleWood¦Broken
23-0145938 | Unknown Cause | Patrol - found nothing |  |  | 2023 | Tier 2 - Extreme | Distribution Circuit | 12 | 6 | 20231206 | 2285297 | Sus | N | UnknownCause¦Patrolfoundnothing¦¦
23-0146044 | Company Initiated | Coordination failure | Recloser | Normal | 2023 | Tier 2 - Elevated | Distribution Circuit | 12 | 6 | 20231206 | 2285652 | Sus | N | CompanyInitiated¦Coordinationfailure¦Recloser¦Normal
23-0146045 | 3rd Party | Customer Equipment | Fuse | Failed/Faulted | 2023 | Tier 2 - Extreme | Distribution Circuit | 12 | 6 | 20231206 | 2285638 | Sus | N | 3rdParty¦CustomerEquipment¦Fuse¦FailedFaulted
23-0146090 | Animal | Squirrel | Fuse | Failed/Faulted | 2023 | Tier 2 - Elevated | Distribution Circuit | 12 | 7 | 20231207 | 2285806 | Sus | N | Animal¦Squirrel¦Fuse¦FailedFaulted
23-0146169 | Unknown Cause | Patrol - found nothing |  |  | 2023 | Tier 2 - Extreme | Transformer only | 12 | 7 | 20231207 | 2285970 | Sus | N | UnknownCause¦Patrolfoundnothing¦¦
23-0146482 | Equipment Failure/Involved | Underground | Transformer | Failed/Faulted | 2023 | Tier 2 - Elevated | Transformer only | 12 | 8 | 20231208 | 2286906 | Sus | N | EquipmentFailureInvolved¦Underground¦Transformer¦FailedFaulted
23-0146663 | Equipment Failure/Involved | Overhead | Pole-Wood | Deteriorated | 2023 | Tier 2 - Extreme | Distribution Circuit | 12 | 9 | 20231209 | 2287990 | Sus | N | EquipmentFailureInvolved¦Overhead¦PoleWood¦Deteriorated
23-0146873 | Unknown Cause | Patrol - found nothing |  |  | 2023 | Tier 2 - Elevated | Distribution Circuit | 12 | 11 | 20231211 | 2288739 | Sus | N | UnknownCause¦Patrolfoundnothing¦¦
23-0147082 | Equipment Failure/Involved | Overhead | Pole-Wood | Broken | 2023 | Tier 2 - Elevated | Distribution Circuit | 12 | 12 | 20231212 | 2290108 | Sus | N | EquipmentFailureInvolved¦Overhead¦PoleWood¦Broken
23-0147137 | Equipment Failure/Involved | Overhead | Pole-Wood | Broken | 2023 | Tier 2 - Elevated | Distribution Circuit | 12 | 12 | 20231212 | 2290330 | Sus | N | EquipmentFailureInvolved¦Overhead¦PoleWood¦Broken
23-0135180 | Company Initiated | Personnel, company | Recloser | Normal | 2023 | Tier 2 - Extreme | Distribution Circuit | 12 | 13 | 20231213 | 2290497 | Sus | N | CompanyInitiated¦Personnelcompany¦Recloser¦Normal
23-0147295 | Equipment Failure/Involved | Overhead | Pole-Wood | Broken | 2023 | Tier 2 - Elevated | Distribution Circuit | 12 | 13 | 20231213 | 2291211 | Sus | N | EquipmentFailureInvolved¦Overhead¦PoleWood¦Broken
23-0148035 | Equipment Failure/Involved | Electrical Overload | Transformer | Burned/flashed | 2023 | Tier 2 - Extreme | Transformer only | 12 | 19 | 20231219 | 2295263 | Sus | N | EquipmentFailureInvolved¦ElectricalOverload¦Transformer¦Burnedflashed
23-0148137 | Animal | Squirrel | Transformer (OH) | Normal | 2023 | Tier 2 - Elevated | Distribution Circuit | 12 | 19 | 20231219 | 2295873 | Sus | N | Animal¦Squirrel¦Transformer(OH)¦Normal
23-0148237 | Equipment Failure/Involved | Underground | Transformer (UG) | Broken | 2023 | Tier 2 - Elevated | Distribution Circuit | 12 | 20 | 20231220 | 2296451 | Sus | N | EquipmentFailureInvolved¦Underground¦Transformer(UG)¦Broken
23-0148279 | Equipment Failure/Involved | Overhead | Transformer (OH) | Failed/Faulted | 2023 | Tier 2 - Extreme | Transformer only | 12 | 20 | 20231220 | 2296591 | Sus | N | EquipmentFailureInvolved¦Overhead¦Transformer(OH)¦FailedFaulted
23-0148294 | Unknown Cause | Patrol - found nothing |  |  | 2023 | Tier 2 - Elevated | Distribution Circuit | 12 | 20 | 20231220 | 2296706 | Sus | N | UnknownCause¦Patrolfoundnothing¦¦
23-0148575 | Equipment Failure/Involved | Overhead | Transformer (OH) | Failed/Faulted | 2023 | Tier 2 - Elevated | Transformer only | 12 | 22 | 20231222 | 2298150 | Sus | N | EquipmentFailureInvolved¦Overhead¦Transformer(OH)¦FailedFaulted
23-0149397 | Unknown Cause | Patrol - found nothing |  |  | 2023 | Tier 2 - Elevated | Transformer only | 12 | 30 | 20231230 | 2302877 | Sus | N | UnknownCause¦Patrolfoundnothing¦¦
23-0004375 | Equipment Failure/Involved | Overhead | Jumper | Broken | 2023 | Tier 2 - Elevated | Transformer only | 1 | 1 | 20230101 | 1908154 | Sus | N | EquipmentFailureInvolved¦Overhead¦Jumper¦Broken
23-0004940 | Unknown Cause | Patrol - found nothing |  |  | 2023 | Tier 2 - Extreme | Distribution Circuit | 1 | 2 | 20230102 | 1910743 | Sus | N | UnknownCause¦Patrolfoundnothing¦¦
23-0006121 | Vegetation | Tree - branch fell on line | Conductor, Overhead | Normal | 2023 | Tier 2 - Extreme | Distribution Circuit | 1 | 4 | 20230104 | 1914779 | Sus | N | Vegetation¦Treebranchfellonline¦ConductorOverhead¦Normal
23-0006872 | Unknown Cause | Patrol - not conducted |  |  | 2023 | Tier 2 - Elevated | Distribution Circuit | 1 | 4 | 20230104 | 1918783 | Sus | N | UnknownCause¦Patrolnotconducted¦¦
23-0006674 | Unknown Cause | Patrol - found nothing |  |  | 2023 | Tier 2 - Elevated | Distribution Circuit | 1 | 4 | 20230104 | 1918865 | Sus | N | UnknownCause¦Patrolfoundnothing¦¦
23-0006910 | Unknown Cause | Patrol - found nothing |  |  | 2023 | Tier 2 - Elevated | Distribution Circuit | 1 | 4 | 20230104 | 1919153 | Sus | N | UnknownCause¦Patrolfoundnothing¦¦
23-0006974 | Vegetation | Tree - fell into line | Conductor, Overhead | Broken, wire on ground | 2023 | Tier 2 - Elevated | Distribution Circuit | 1 | 5 | 20230105 | 1920312 | Sus | N | Vegetation¦Treefellintoline¦ConductorOverhead¦Brokenwireonground
23-0006963 | Unknown Cause | Patrol - found nothing |  |  | 2023 | Tier 2 - Elevated | Distribution Circuit | 1 | 5 | 20230105 | 1920452 | Sus | N | UnknownCause¦Patrolfoundnothing¦¦
23-0007132 | Equipment Failure/Involved | Electrical Overload | Transformer | Failed/Faulted | 2023 | Tier 2 - Elevated | Transformer only | 1 | 5 | 20230105 | 1920665 | Sus | N | EquipmentFailureInvolved¦ElectricalOverload¦Transformer¦FailedFaulted
23-0007187 | Vegetation | Tree - fell into line | Pole-Wood | Broken, wire on ground | 2023 | Tier 2 - Extreme | Distribution Circuit | 1 | 5 | 20230105 | 1920796 | Sus | N | Vegetation¦Treefellintoline¦PoleWood¦Brokenwireonground
23-0007576 | Unknown Cause | Patrol - not conducted |  |  | 2023 | Tier 2 - Elevated | Transformer only | 1 | 5 | 20230105 | 1921119 | Sus | N | UnknownCause¦Patrolnotconducted¦¦
23-0007493 | Environmental/External | Lightning | Fuse | Burned Open | 2023 | Tier 2 - Elevated | Transformer only | 1 | 5 | 20230105 | 1921439 | Sus | N | EnvironmentalExternal¦Lightning¦Fuse¦BurnedOpen
23-0007299 | Animal | Squirrel | Cutout, fuse holder | Normal | 2023 | Tier 2 - Elevated | Distribution Circuit | 1 | 5 | 20230105 | 1921485 | Sus | N | Animal¦Squirrel¦Cutoutfuseholder¦Normal
23-0007950 | Unknown Cause | Patrol - found nothing |  |  | 2023 | Tier 2 - Elevated | Distribution Circuit | 1 | 5 | 20230105 | 1923792 | Sus | N | UnknownCause¦Patrolfoundnothing¦¦
23-0008246 | Unknown Cause | Patrol - found nothing |  |  | 2023 | Tier 2 - Elevated | Distribution Circuit | 1 | 6 | 20230106 | 1924569 | Sus | N | UnknownCause¦Patrolfoundnothing¦¦
23-0008374 | Equipment Failure/Involved | Underground | Transformer (OH) | Burned/flashed | 2023 | Tier 2 - Elevated | Transformer only | 1 | 6 | 20230106 | 1924939 | Sus | N | EquipmentFailureInvolved¦Underground¦Transformer(OH)¦Burnedflashed
23-0008760 | Equipment Failure/Involved | Overhead | Pole-Wood | Broken, wire on ground | 2023 | Tier 2 - Elevated | Distribution Circuit | 1 | 7 | 20230107 | 1926319 | Sus | N | EquipmentFailureInvolved¦Overhead¦PoleWood¦Brokenwireonground
23-0009066 | Unknown Cause | Patrol - found nothing |  |  | 2023 | Tier 2 - Elevated | Distribution Circuit | 1 | 7 | 20230107 | 1927765 | Sus | N | UnknownCause¦Patrolfoundnothing¦¦
23-0009916 | Unknown Cause | Patrol - found nothing |  |  | 2023 | Tier 2 - Elevated | Distribution Circuit | 1 | 8 | 20230108 | 1931986 | Sus | N | UnknownCause¦Patrolfoundnothing¦¦
23-0009477 | Vegetation | Tree - fell into line | Conductor, Overhead | Together | 2023 | Tier 2 - Extreme | Distribution Circuit | 1 | 8 | 20230108 | 1930651 | Sus | N | Vegetation¦Treefellintoline¦ConductorOverhead¦Together
23-0009603 | Vegetation | Tree - branch fell on line | Conductor, Overhead | Normal | 2023 | Tier 2 - Extreme | Distribution Circuit | 1 | 8 | 20230108 | 1930971 | Sus | N | Vegetation¦Treebranchfellonline¦ConductorOverhead¦Normal
23-0009811 | Vegetation | Tree - fell into line | Conductor, Overhead | Normal | 2023 | Tier 2 - Extreme | Distribution Circuit | 1 | 8 | 20230108 | 1931837 | Sus | N | Vegetation¦Treefellintoline¦ConductorOverhead¦Normal
23-0010135 | Unknown Cause | Patrol - not conducted |  |  | 2023 | Tier 2 - Elevated | Distribution Circuit | 1 | 8 | 20230108 | 1931935 | Sus | N | UnknownCause¦Patrolnotconducted¦¦
23-0010105 | Unknown Cause | Patrol - found nothing |  |  | 2023 | Tier 2 - Elevated | Distribution Circuit | 1 | 8 | 20230108 | 1932013 | Sus | N | UnknownCause¦Patrolfoundnothing¦¦
23-0009860 | Unknown Cause | Patrol - found nothing |  |  | 2023 | Tier 2 - Elevated | Distribution Circuit | 1 | 8 | 20230108 | 1932038 | Sus | N | UnknownCause¦Patrolfoundnothing¦¦
23-0010151 | Unknown Cause | Patrol - found nothing |  |  | 2023 | Tier 2 - Extreme | Transformer only | 1 | 8 | 20230108 | 1932331 | Sus | N | UnknownCause¦Patrolfoundnothing¦¦
23-0010756 | Vegetation | Tree - fell into line | Conductor, Overhead | Normal | 2023 | Tier 2 - Elevated | Distribution Circuit | 1 | 9 | 20230109 | 1935466 | Sus | N | Vegetation¦Treefellintoline¦ConductorOverhead¦Normal
23-0010835 | Vegetation | Tree - fell into line | Conductor, Overhead | Broken, wire on ground | 2023 | Tier 2 - Elevated | Distribution Circuit | 1 | 9 | 20230109 | 1935901 | Sus | N | Vegetation¦Treefellintoline¦ConductorOverhead¦Brokenwireonground
23-0010862 | Vegetation | Tree - fell into line | Conductor, Overhead | Together | 2023 | Tier 2 - Elevated | Distribution Circuit | 1 | 9 | 20230109 | 1936609 | Sus | N | Vegetation¦Treefellintoline¦ConductorOverhead¦Together
23-0011208 | Vegetation | Tree - grew into line | Conductor, Overhead | Normal | 2023 | Tier 2 - Extreme | Distribution Circuit | 1 | 9 | 20230109 | 1937635 | Sus | N | Vegetation¦Treegrewintoline¦ConductorOverhead¦Normal
23-0011139 | Vegetation | Tree - fell into line | Conductor, Overhead | On Ground | 2023 | Tier 2 - Elevated | Distribution Circuit | 1 | 9 | 20230109 | 1937640 | Sus | N | Vegetation¦Treefellintoline¦ConductorOverhead¦OnGround
23-0011380 | Equipment Failure/Involved | Overhead | Jumper | Broken | 2023 | Tier 2 - Elevated | Transformer only | 1 | 9 | 20230109 | 1938191 | Sus | N | EquipmentFailureInvolved¦Overhead¦Jumper¦Broken
23-0011474 | Equipment Failure/Involved | Overhead | Pole-Wood | Deteriorated | 2023 | Tier 2 - Elevated | Distribution Circuit | 1 | 9 | 20230109 | 1939056 | Sus | N | EquipmentFailureInvolved¦Overhead¦PoleWood¦Deteriorated
23-0011539 | Vegetation | Tree - branch fell on line | Pole-Wood | Broken | 2023 | Tier 2 - Extreme | Distribution Circuit | 1 | 9 | 20230109 | 1939071 | Sus | N | Vegetation¦Treebranchfellonline¦PoleWood¦Broken
23-0013131 | Unknown Cause | Patrol - found nothing |  |  | 2023 | Tier 2 - Elevated | Distribution Circuit | 1 | 10 | 20230110 | 1942231 | Sus | N | UnknownCause¦Patrolfoundnothing¦¦
23-0011883 | Equipment Failure/Involved | Overhead | Conductor, Overhead | Broken, wire on ground | 2023 | Tier 2 - Extreme | Distribution Circuit | 1 | 10 | 20230110 | 1942284 | Sus | N | EquipmentFailureInvolved¦Overhead¦ConductorOverhead¦Brokenwireonground
23-0011904 | Vegetation | Tree - fell into line | Service conductor | Broken, wire on ground | 2023 | Tier 2 - Elevated | Transformer only | 1 | 10 | 20230110 | 1945283 | Sus | N | Vegetation¦Treefellintoline¦Serviceconductor¦Brokenwireonground
23-0012158 | Vegetation | Tree - fell into line | Crossarm, Wood | Broken | 2023 | Tier 2 - Extreme | Distribution Circuit | 1 | 10 | 20230110 | 1944038 | Sus | N | Vegetation¦Treefellintoline¦CrossarmWood¦Broken
23-0011897 | Vegetation | Tree - fell into line | Conductor, Overhead | Broken, wire on ground | 2023 | Tier 2 - Elevated | Distribution Circuit | 1 | 10 | 20230110 | 1942407 | Sus | N | Vegetation¦Treefellintoline¦ConductorOverhead¦Brokenwireonground
23-0013090 | Vegetation | Tree - branch fell on line | Secondary | Broken, wire on ground | 2023 | Tier 2 - Elevated | Transformer only | 1 | 10 | 20230110 | 1946663 | Sus | N | Vegetation¦Treebranchfellonline¦Secondary¦Brokenwireonground
23-0011898 | Vegetation | Tree - fell into line | Conductor, Overhead | Broken | 2023 | Tier 2 - Extreme | Distribution Circuit | 1 | 10 | 20230110 | 1942438 | Sus | N | Vegetation¦Treefellintoline¦ConductorOverhead¦Broken
23-0011898 | Vegetation | Tree - fell into line | Conductor, Overhead | Broken, wire on ground | 2023 | Tier 2 - Extreme | Distribution Circuit | 1 | 10 | 20230110 | 1944475 | Sus | N | Vegetation¦Treefellintoline¦ConductorOverhead¦Brokenwireonground
23-0012597 | Vegetation | Tree - fell into line | Secondary | Broken | 2023 | Tier 2 - Elevated | Distribution Circuit | 1 | 10 | 20230110 | 1942834 | Sus | N | Vegetation¦Treefellintoline¦Secondary¦Broken
23-0011902 | Vegetation | Tree - fell into line | Conductor, Overhead | Broken, wire on ground | 2023 | Tier 2 - Extreme | Distribution Circuit | 1 | 10 | 20230110 | 1942567 | Sus | N | Vegetation¦Treefellintoline¦ConductorOverhead¦Brokenwireonground
23-0012272 | Vegetation | Tree - branch fell on line | Conductor, Overhead | Normal | 2023 | Tier 2 - Extreme | Distribution Circuit | 1 | 10 | 20230110 | 1942863 | Sus | N | Vegetation¦Treebranchfellonline¦ConductorOverhead¦Normal
23-0011937 | Vegetation | Tree - fell into line | Conductor, Overhead | Broken, wire on ground | 2023 | Tier 2 - Extreme | Distribution Circuit | 1 | 10 | 20230110 | 1944321 | Sus | N | Vegetation¦Treefellintoline¦ConductorOverhead¦Brokenwireonground
23-0011938 | Unknown Cause | Patrol - found nothing |  |  | 2023 | Tier 2 - Extreme | Distribution Circuit | 1 | 10 | 20230110 | 1942957 | Sus | N | UnknownCause¦Patrolfoundnothing¦¦
23-0011949 | Equipment Failure/Involved | Overhead | Pole-Wood | Broken, wire on ground | 2023 | Tier 2 - Elevated | Distribution Circuit | 1 | 10 | 20230110 | 1942993 | Sus | N | EquipmentFailureInvolved¦Overhead¦PoleWood¦Brokenwireonground
23-0013124 | Equipment Failure/Involved | Overhead | Fuse | Broken | 2023 | Tier 2 - Extreme | Transformer only | 1 | 10 | 20230110 | 1944363 | Sus | N | EquipmentFailureInvolved¦Overhead¦Fuse¦Broken
23-0012974 | Unknown Cause | Patrol - found nothing |  |  | 2023 | Tier 2 - Extreme | Distribution Circuit | 1 | 10 | 20230110 | 1944896 | Sus | N | UnknownCause¦Patrolfoundnothing¦¦
23-0012801 | Unknown Cause | Patrol - found nothing |  |  | 2023 | Tier 2 - Elevated | Distribution Circuit | 1 | 10 | 20230110 | 1945063 | Sus | N | UnknownCause¦Patrolfoundnothing¦¦
23-0012612 | Unknown Cause | Patrol - found nothing |  |  | 2023 | Tier 2 - Elevated | Distribution Circuit | 1 | 10 | 20230110 | 1945058 | Sus | N | UnknownCause¦Patrolfoundnothing¦¦
23-0012889 | Equipment Failure/Involved | Overhead | Fuse | Burned Open | 2023 | Tier 2 - Elevated | Transformer only | 1 | 10 | 20230110 | 1945266 | Sus | N | EquipmentFailureInvolved¦Overhead¦Fuse¦BurnedOpen
23-0012594 | Unknown Cause | Patrol - found nothing |  |  | 2023 | Tier 2 - Elevated | Distribution Circuit | 1 | 10 | 20230110 | 1945293 | Sus | N | UnknownCause¦Patrolfoundnothing¦¦
23-0012710 | Unknown Cause | Patrol - not conducted |  |  | 2023 | Tier 2 - Elevated | Distribution Circuit | 1 | 10 | 20230110 | 1945314 | Sus | N | UnknownCause¦Patrolnotconducted¦¦
23-0013278 | Unknown Cause | Patrol - found nothing |  |  | 2023 | Tier 2 - Elevated | Distribution Circuit | 1 | 10 | 20230110 | 1946043 | Sus | N | UnknownCause¦Patrolfoundnothing¦¦
23-0013975 | Unknown Cause | Patrol - found nothing |  |  | 2023 | Tier 2 - Elevated | Transformer only | 1 | 11 | 20230111 | 1948886 | Sus | N | UnknownCause¦Patrolfoundnothing¦¦
23-0014241 | Environmental/External | Lightning | Transformer | Broken | 2023 | Tier 2 - Elevated | Transformer only | 1 | 12 | 20230112 | 1949240 | Sus | N | EnvironmentalExternal¦Lightning¦Transformer¦Broken
23-0014364 | Environmental/External | Lightning | Transformer (OH) | Failed/Faulted | 2023 | Tier 2 - Elevated | Distribution Circuit | 1 | 12 | 20230112 | 1949585 | Sus | N | EnvironmentalExternal¦Lightning¦Transformer(OH)¦FailedFaulted
23-0014293 | Equipment Failure/Involved | Overhead | Transformer (OH) | Failed/Faulted | 2023 | Tier 2 - Elevated | Distribution Circuit | 1 | 12 | 20230112 | 1949592 | Sus | N | EquipmentFailureInvolved¦Overhead¦Transformer(OH)¦FailedFaulted
23-0014258 | Equipment Failure/Involved | Overhead | Pole-Wood | Deteriorated | 2023 | Tier 2 - Elevated | Distribution Circuit | 1 | 12 | 20230112 | 1949648 | Sus | N | EquipmentFailureInvolved¦Overhead¦PoleWood¦Deteriorated
23-0013924 | Vegetation | Tree - fell into line | Secondary | Broken | 2023 | Tier 2 - Elevated | Distribution Circuit | 1 | 12 | 20230112 | 1947702 | Sus | N | Vegetation¦Treefellintoline¦Secondary¦Broken
23-0014421 | Equipment Failure/Involved | Overhead | Recloser | Malfunctioning | 2023 | Tier 2 - Extreme | Distribution Circuit | 1 | 12 | 20230112 | 1949934 | Sus | N | EquipmentFailureInvolved¦Overhead¦Recloser¦Malfunctioning
23-0014733 | Vegetation | Tree - grew into line | Conductor, Overhead | Normal | 2023 | Tier 2 - Extreme | Distribution Circuit | 1 | 12 | 20230112 | 1950702 | Sus | N | Vegetation¦Treegrewintoline¦ConductorOverhead¦Normal
23-0015139 | Environmental/External | Lightning | Transformer | Broken, wire on ground | 2023 | Tier 2 - Elevated | Transformer only | 1 | 13 | 20230113 | 1951406 | Sus | N | EnvironmentalExternal¦Lightning¦Transformer¦Brokenwireonground
23-0015181 | Equipment Failure/Involved | Overhead | Insulator | Broken | 2023 | Tier 2 - Elevated | Distribution Circuit | 1 | 13 | 20230113 | 1951648 | Sus | N | EquipmentFailureInvolved¦Overhead¦Insulator¦Broken
23-0015186 | Equipment Failure/Involved | Overhead | Transformer | Failed/Faulted | 2023 | Tier 2 - Extreme | Transformer only | 1 | 13 | 20230113 | 1951667 | Sus | N | EquipmentFailureInvolved¦Overhead¦Transformer¦FailedFaulted
23-0015481 | Unknown Cause | Patrol - not conducted |  |  | 2023 | Tier 2 - Elevated | Distribution Circuit | 1 | 13 | 20230113 | 1952225 | Sus | N | UnknownCause¦Patrolnotconducted¦¦
23-0015940 | Equipment Failure/Involved | Overhead | Transformer (OH) | Failed/Faulted | 2023 | Tier 2 - Elevated | Transformer only | 1 | 14 | 20230114 | 1953000 | Sus | N | EquipmentFailureInvolved¦Overhead¦Transformer(OH)¦FailedFaulted
23-0016126 | Environmental/External | Lightning | Transformer | Failed/Faulted | 2023 | Tier 2 - Extreme | Transformer only | 1 | 14 | 20230114 | 1953595 | Sus | N | EnvironmentalExternal¦Lightning¦Transformer¦FailedFaulted
23-0016064 | Unknown Cause | Patrol - found nothing |  |  | 2023 | Tier 2 - Elevated | Distribution Circuit | 1 | 14 | 20230114 | 1953690 | Sus | N | UnknownCause¦Patrolfoundnothing¦¦
23-0016240 | Vegetation | Tree - fell into line | Secondary | Broken, wire on ground | 2023 | Tier 2 - Elevated | Transformer only | 1 | 14 | 20230114 | 1954273 | Sus | N | Vegetation¦Treefellintoline¦Secondary¦Brokenwireonground
23-0016359 | Equipment Failure/Involved | Overhead | Fuse | Broken | 2023 | Tier 2 - Elevated | Transformer only | 1 | 14 | 20230114 | 1954785 | Sus | N | EquipmentFailureInvolved¦Overhead¦Fuse¦Broken
23-0016510 | Environmental/External | Lightning | Transformer | Failed/Faulted | 2023 | Tier 2 - Elevated | Distribution Circuit | 1 | 14 | 20230114 | 1955305 | Sus | N | EnvironmentalExternal¦Lightning¦Transformer¦FailedFaulted
23-0016486 | Unknown Cause | Patrol - found nothing |  |  | 2023 | Tier 2 - Elevated | Transformer only | 1 | 14 | 20230114 | 1955237 | Sus | N | UnknownCause¦Patrolfoundnothing¦¦
23-0016502 | Environmental/External | Lightning | Transformer | Failed/Faulted | 2023 | Tier 2 - Elevated | Transformer only | 1 | 15 | 20230115 | 1955348 | Sus | N | EnvironmentalExternal¦Lightning¦Transformer¦FailedFaulted
23-0016545 | Vegetation | Tree - fell into line | Conductor, Overhead | Broken, wire on ground | 2023 | Tier 2 - Extreme | Distribution Circuit | 1 | 15 | 20230115 | 1955556 | Sus | N | Vegetation¦Treefellintoline¦ConductorOverhead¦Brokenwireonground
23-0016554 | Environmental/External | Lightning | Transformer | Failed/Faulted | 2023 | Tier 2 - Elevated | Transformer only | 1 | 15 | 20230115 | 1955496 | Sus | N | EnvironmentalExternal¦Lightning¦Transformer¦FailedFaulted
23-0016573 | Environmental/External | Lightning | Transformer | Failed/Faulted | 2023 | Tier 2 - Elevated | Transformer only | 1 | 15 | 20230115 | 1955564 | Sus | N | EnvironmentalExternal¦Lightning¦Transformer¦FailedFaulted
23-0016635 | Environmental/External | Lightning | Transformer | Failed/Faulted | 2023 | Tier 2 - Extreme | Transformer only | 1 | 15 | 20230115 | 1955696 | Sus | N | EnvironmentalExternal¦Lightning¦Transformer¦FailedFaulted
23-0016714 | Environmental/External | Lightning | Transformer | Failed/Faulted | 2023 | Tier 2 - Elevated | Transformer only | 1 | 15 | 20230115 | 1956071 | Sus | N | EnvironmentalExternal¦Lightning¦Transformer¦FailedFaulted
23-0016748 | Equipment Failure/Involved | Overhead | Transformer | Failed/Faulted | 2023 | Tier 2 - Elevated | Transformer only | 1 | 15 | 20230115 | 1956127 | Sus | N | EquipmentFailureInvolved¦Overhead¦Transformer¦FailedFaulted
23-0016772 | Equipment Failure/Involved | Overhead | Transformer | Failed/Faulted | 2023 | Tier 2 - Elevated | Transformer only | 1 | 15 | 20230115 | 1956214 | Sus | N | EquipmentFailureInvolved¦Overhead¦Transformer¦FailedFaulted
23-0016857 | Vegetation | Tree - fell into line | Pole-Wood | Broken, wire on ground | 2023 | Tier 2 - Elevated | Distribution Circuit | 1 | 15 | 20230115 | 1956437 | Sus | N | Vegetation¦Treefellintoline¦PoleWood¦Brokenwireonground
23-0017072 | Vegetation | Tree - branch fell on line | Conductor, Overhead | Broken | 2023 | Tier 2 - Elevated | Distribution Circuit | 1 | 16 | 20230116 | 1957205 | Sus | N | Vegetation¦Treebranchfellonline¦ConductorOverhead¦Broken
23-0017056 | Vegetation | Tree - fell into line | Conductor, Overhead | Broken, wire on ground | 2023 | Tier 2 - Extreme | Distribution Circuit | 1 | 16 | 20230116 | 1957423 | Sus | N | Vegetation¦Treefellintoline¦ConductorOverhead¦Brokenwireonground
23-0017059 | 3rd Party | Vehicle | Pole-Wood | Broken | 2023 | Tier 2 - Extreme | Distribution Circuit | 1 | 16 | 20230116 | 1957433 | Sus | N | 3rdParty¦Vehicle¦PoleWood¦Broken
23-0017241 | Environmental/External | Ice or snow | Transformer | Failed/Faulted | 2023 | Tier 2 - Extreme | Transformer only | 1 | 16 | 20230116 | 1957759 | Sus | N | EnvironmentalExternal¦Iceorsnow¦Transformer¦FailedFaulted
23-0017260 | Vegetation | Tree - fell into line | Conductor, Overhead | Normal | 2023 | Tier 2 - Extreme | Distribution Circuit | 1 | 16 | 20230116 | 1957809 | Sus | N | Vegetation¦Treefellintoline¦ConductorOverhead¦Normal
23-0017360 | Unknown Cause | Patrol - found nothing |  |  | 2023 | Tier 2 - Extreme | Transformer only | 1 | 16 | 20230116 | 1958151 | Sus | N | UnknownCause¦Patrolfoundnothing¦¦
23-0017281 | Vegetation | Tree - fell into line | Conductor, Overhead | Broken, wire on ground | 2023 | Tier 2 - Extreme | Distribution Circuit | 1 | 16 | 20230116 | 1957937 | Sus | N | Vegetation¦Treefellintoline¦ConductorOverhead¦Brokenwireonground
23-0017312 | Unknown Cause | Patrol - found nothing |  |  | 2023 | Tier 2 - Extreme | Distribution Circuit | 1 | 16 | 20230116 | 1957946 | Sus | N | UnknownCause¦Patrolfoundnothing¦¦
23-0017370 | Unknown Cause | Patrol - found nothing |  |  | 2023 | Tier 2 - Extreme | Transformer only | 1 | 16 | 20230116 | 1958155 | Sus | N | UnknownCause¦Patrolfoundnothing¦¦
23-0017307 | Equipment Failure/Involved | Overhead | Secondary | Broken | 2023 | Tier 2 - Elevated | Transformer only | 1 | 16 | 20230116 | 1958509 | Sus | N | EquipmentFailureInvolved¦Overhead¦Secondary¦Broken
23-0017382 | Equipment Failure/Involved | Overhead | Transformer | Failed/Faulted | 2023 | Tier 2 - Extreme | Transformer only | 1 | 16 | 20230116 | 1958786 | Sus | N | EquipmentFailureInvolved¦Overhead¦Transformer¦FailedFaulted
23-0017791 | Equipment Failure/Involved | Overhead | Pole-Wood | Broken, wire on ground | 2023 | Tier 2 - Extreme | Distribution Circuit | 1 | 17 | 20230117 | 1959847 | Sus | N | EquipmentFailureInvolved¦Overhead¦PoleWood¦Brokenwireonground
23-0017732 | Equipment Failure/Involved | Overhead | Transformer | Failed/Faulted | 2023 | Tier 2 - Extreme | Transformer only | 1 | 17 | 20230117 | 1959631 | Sus | N | EquipmentFailureInvolved¦Overhead¦Transformer¦FailedFaulted
23-0017757 | Vegetation | Tree - fell into line | Conductor, Overhead | Normal | 2023 | Tier 2 - Extreme | Distribution Circuit | 1 | 17 | 20230117 | 1959666 | Sus | N | Vegetation¦Treefellintoline¦ConductorOverhead¦Normal
23-0017885 | Unknown Cause | Patrol - found nothing |  |  | 2023 | Tier 2 - Elevated | Distribution Circuit | 1 | 17 | 20230117 | 1960187 | Sus | N | UnknownCause¦Patrolfoundnothing¦¦
23-0017909 | Unknown Cause | Patrol - found nothing |  |  | 2023 | Tier 2 - Extreme | Distribution Circuit | 1 | 17 | 20230117 | 1960230 | Sus | N | UnknownCause¦Patrolfoundnothing¦¦
23-0018379 | Animal | Squirrel | Transformer (OH) | Normal | 2023 | Tier 2 - Elevated | Distribution Circuit | 1 | 18 | 20230118 | 1960943 | Sus | N | Animal¦Squirrel¦Transformer(OH)¦Normal
23-0018519 | Environmental/External | Fire, Forest/Grass | Transformer (OH) |  | 2023 | Tier 2 - Extreme | Transformer only | 1 | 18 | 20230118 | 1961068 | Sus | N | EnvironmentalExternal¦FireForestGrass¦Transformer(OH)¦
23-0019433 | Equipment Failure/Involved | Overhead | Crossarm, Wood | Broken | 2023 | Tier 2 - Elevated | Distribution Circuit | 1 | 20 | 20230120 | 1963497 | Sus | N | EquipmentFailureInvolved¦Overhead¦CrossarmWood¦Broken
23-0019693 | Equipment Failure/Involved | Overhead | Transformer (OH) | Failed/Faulted | 2023 | Tier 2 - Extreme | Transformer only | 1 | 21 | 20230121 | 1963771 | Sus | N | EquipmentFailureInvolved¦Overhead¦Transformer(OH)¦FailedFaulted
23-0019814 | Equipment Failure/Involved | Overhead | Insulator | Broken | 2023 | Tier 2 - Elevated | Distribution Circuit | 1 | 22 | 20230122 | 1964413 | Sus | N | EquipmentFailureInvolved¦Overhead¦Insulator¦Broken
23-0019824 | Unknown Cause | Patrol - found nothing |  |  | 2023 | Tier 2 - Extreme | Distribution Circuit | 1 | 22 | 20230122 | 1964492 | Sus | N | UnknownCause¦Patrolfoundnothing¦¦
23-0020104 | Equipment Failure/Involved | Overhead | Pole-Wood | Broken | 2023 | Tier 2 - Elevated | Transformer only | 1 | 23 | 20230123 | 1965633 | Sus | N | EquipmentFailureInvolved¦Overhead¦PoleWood¦Broken
23-0020202 | Equipment Failure/Involved | Overhead | Insulator | Broken | 2023 | Tier 2 - Elevated | Distribution Circuit | 1 | 23 | 20230123 | 1965805 | Sus | N | EquipmentFailureInvolved¦Overhead¦Insulator¦Broken
23-0022245 | Equipment Failure/Involved | Overhead | Service conductor | Deteriorated | 2023 | Tier 2 - Elevated | Transformer only | 1 | 27 | 20230127 | 1969780 | Sus | N | EquipmentFailureInvolved¦Overhead¦Serviceconductor¦Deteriorated
23-0013773 | Company Initiated | Construction Activity/equip, company | Conductor, Overhead | Normal | 2023 | Tier 2 - Elevated | Distribution Circuit | 1 | 27 | 20230127 | 1970083 | Sus | N | CompanyInitiated¦ConstructionActivityequipcompany¦ConductorOverhead¦Normal
23-0023450 | Equipment Failure/Involved | Overhead | Transformer (OH) | Burned/flashed | 2023 | Tier 2 - Extreme | Transformer only | 1 | 31 | 20230131 | 1972745 | Sus | N | EquipmentFailureInvolved¦Overhead¦Transformer(OH)¦Burnedflashed
23-0025097 | Animal | Bird found | Conductor, Overhead | Normal | 2023 | Tier 2 - Elevated | Distribution Circuit | 2 | 3 | 20230203 | 1976178 | Sus | N | Animal¦Birdfound¦ConductorOverhead¦Normal
23-0025205 | Equipment Failure/Involved | Overhead | Crossarm, Wood | Broken | 2023 | Tier 2 - Extreme | Distribution Circuit | 2 | 4 | 20230204 | 1976609 | Sus | N | EquipmentFailureInvolved¦Overhead¦CrossarmWood¦Broken
23-0025248 | Environmental/External | Lightning | Transformer (OH) | Failed/Faulted | 2023 | Tier 2 - Extreme | Transformer only | 2 | 4 | 20230204 | 1976712 | Sus | N | EnvironmentalExternal¦Lightning¦Transformer(OH)¦FailedFaulted
23-0025257 | 3rd Party | Vehicle | Recloser | Broken | 2023 | Tier 2 - Elevated | Distribution Circuit | 2 | 4 | 20230204 | 1976865 | Sus | N | 3rdParty¦Vehicle¦Recloser¦Broken
23-0025346 | Unknown Cause | Patrol - found nothing |  |  | 2023 | Tier 2 - Elevated | Distribution Circuit | 2 | 5 | 20230205 | 1977255 | Sus | N | UnknownCause¦Patrolfoundnothing¦¦
23-0025384 | Equipment Failure/Involved | Overhead | Transformer (OH) | Failed/Faulted | 2023 | Tier 2 - Elevated | Transformer only | 2 | 5 | 20230205 | 1977338 | Sus | N | EquipmentFailureInvolved¦Overhead¦Transformer(OH)¦FailedFaulted
23-0025386 | 3rd Party | Vehicle | Pole-Wood | Broken | 2023 | Tier 2 - Elevated | Distribution Circuit | 2 | 5 | 20230205 | 1977404 | Sus | N | 3rdParty¦Vehicle¦PoleWood¦Broken
23-0025655 | Equipment Failure/Involved | Overhead | Transformer (OH) | Failed/Faulted | 2023 | Tier 2 - Extreme | Transformer only | 2 | 6 | 20230206 | 1977946 | Sus | N | EquipmentFailureInvolved¦Overhead¦Transformer(OH)¦FailedFaulted
23-0025935 | Unknown Cause | Patrol - found nothing |  |  | 2023 | Tier 2 - Elevated | Distribution Circuit | 2 | 6 | 20230206 | 1978464 | Sus | N | UnknownCause¦Patrolfoundnothing¦¦
23-0026016 | Unknown Cause | Patrol - not conducted |  |  | 2023 | Tier 2 - Elevated | Distribution Circuit | 2 | 7 | 20230207 | 1978817 | Sus | N | UnknownCause¦Patrolnotconducted¦¦
23-0026338 | Equipment Failure/Involved | Overhead | Transformer (OH) | Failed/Faulted | 2023 | Tier 2 - Elevated | Transformer only | 2 | 7 | 20230207 | 1979365 | Sus | N | EquipmentFailureInvolved¦Overhead¦Transformer(OH)¦FailedFaulted
23-0026761 | Equipment Failure/Involved | Overhead | Transformer (OH) | Failed/Faulted | 2023 | Tier 2 - Elevated | Transformer only | 2 | 8 | 20230208 | 1980179 | Sus | N | EquipmentFailureInvolved¦Overhead¦Transformer(OH)¦FailedFaulted
23-0026807 | Equipment Failure/Involved | Overhead | Fuse | Broken | 2023 | Tier 2 - Elevated | Transformer only | 2 | 8 | 20230208 | 1980230 | Sus | N | EquipmentFailureInvolved¦Overhead¦Fuse¦Broken
23-0027133 | Animal | Squirrel | Conductor, Overhead | Normal | 2023 | Tier 2 - Extreme | Distribution Circuit | 2 | 9 | 20230209 | 1980988 | Sus | N | Animal¦Squirrel¦ConductorOverhead¦Normal
23-0027183 | Unknown Cause | Patrol - found nothing |  |  | 2023 | Tier 2 - Extreme | Transformer only | 2 | 9 | 20230209 | 1981038 | Sus | N | UnknownCause¦Patrolfoundnothing¦¦
23-0027360 | Equipment Failure/Involved | Underground | Conductor, Underground | Broken | 2023 | Tier 2 - Elevated | Distribution Circuit | 2 | 9 | 20230209 | 1981391 | Sus | N | EquipmentFailureInvolved¦Underground¦ConductorUnderground¦Broken
23-0028343 | Equipment Failure/Involved | Overhead | Transformer (OH) | Failed/Faulted | 2023 | Tier 2 - Elevated | Transformer only | 2 | 13 | 20230213 | 1984121 | Sus | N | EquipmentFailureInvolved¦Overhead¦Transformer(OH)¦FailedFaulted
23-0028928 | Equipment Failure/Involved | Overhead | Jumper | Broken | 2023 | Tier 2 - Elevated | Transformer only | 2 | 14 | 20230214 | 1985356 | Sus | N | EquipmentFailureInvolved¦Overhead¦Jumper¦Broken
23-0030517 | 3rd Party | Gun Shot | Conductor, Overhead | Broken, wire on ground | 2023 | Tier 2 - Extreme | Distribution Circuit | 2 | 19 | 20230219 | 1988470 | Sus | N | 3rdParty¦GunShot¦ConductorOverhead¦Brokenwireonground
23-0030576 | Equipment Failure/Involved | Overhead | Crossarm, Wood | Broken | 2023 | Tier 2 - Extreme | Distribution Circuit | 2 | 19 | 20230219 | 1989035 | Sus | N | EquipmentFailureInvolved¦Overhead¦CrossarmWood¦Broken
23-0031430 | Equipment Failure/Involved | Overhead | Conductor, Overhead | Broken, wire on ground | 2023 | Tier 2 - Elevated | Distribution Circuit | 2 | 21 | 20230221 | 1992869 | Sus | N | EquipmentFailureInvolved¦Overhead¦ConductorOverhead¦Brokenwireonground
23-0031785 | Equipment Failure/Involved | Overhead | Fuse | Broken | 2023 | Tier 2 - Extreme | Transformer only | 2 | 21 | 20230221 | 1993816 | Sus | N | EquipmentFailureInvolved¦Overhead¦Fuse¦Broken
23-0032887 | 3rd Party | Vehicle | Fuse | Normal | 2023 | Tier 2 - Elevated | Transformer only | 2 | 23 | 20230223 | 1998862 | Sus | N | 3rdParty¦Vehicle¦Fuse¦Normal
23-0033100 | Unknown Cause | Patrol - found nothing |  |  | 2023 | Tier 2 - Elevated | Distribution Circuit | 2 | 23 | 20230223 | 1999259 | Sus | N | UnknownCause¦Patrolfoundnothing¦¦
23-0033279 | Vegetation | Tree - fell into line | Conductor, Overhead | Normal | 2023 | Tier 2 - Extreme | Distribution Circuit | 2 | 23 | 20230223 | 1999839 | Sus | N | Vegetation¦Treefellintoline¦ConductorOverhead¦Normal
23-0033561 | Equipment Failure/Involved | Overhead | Connector or Splice (OH) | Broken | 2023 | Tier 2 - Elevated | Distribution Circuit | 2 | 24 | 20230224 | 2001659 | Sus | N | EquipmentFailureInvolved¦Overhead¦ConnectororSplice(OH)¦Broken
23-0033846 | Unknown Cause | Patrol - found nothing |  |  | 2023 | Tier 2 - Elevated | Distribution Circuit | 2 | 24 | 20230224 | 2003545 | Sus | N | UnknownCause¦Patrolfoundnothing¦¦
23-0033748 | Unknown Cause | Patrol - found nothing |  |  | 2023 | Tier 2 - Elevated | Distribution Circuit | 2 | 24 | 20230224 | 2003696 | Sus | N | UnknownCause¦Patrolfoundnothing¦¦
23-0033853 | Vegetation | Tree - branch fell on line | Secondary | Broken | 2023 | Tier 2 - Elevated | Transformer only | 2 | 24 | 20230224 | 2004200 | Sus | N | Vegetation¦Treebranchfellonline¦Secondary¦Broken
23-0034267 | Unknown Cause | Patrol - found nothing |  |  | 2023 | Tier 2 - Elevated | Distribution Circuit | 2 | 24 | 20230224 | 2005276 | Sus | N | UnknownCause¦Patrolfoundnothing¦¦
23-0034244 | Unknown Cause | Patrol - found nothing |  |  | 2023 | Tier 2 - Extreme | Distribution Circuit | 2 | 24 | 20230224 | 2005527 | Sus | N | UnknownCause¦Patrolfoundnothing¦¦
23-0034331 | 3rd Party | Vehicle | Pole-Wood | Normal | 2023 | Tier 2 - Elevated | Distribution Circuit | 2 | 24 | 20230224 | 2005741 | Sus | N | 3rdParty¦Vehicle¦PoleWood¦Normal
23-0034265 | Unknown Cause | Patrol - found nothing |  |  | 2023 | Tier 2 - Extreme | Distribution Circuit | 2 | 24 | 20230224 | 2005879 | Sus | N | UnknownCause¦Patrolfoundnothing¦¦
23-0034447 | Equipment Failure/Involved | Overhead | Conductor, Overhead | Broken, wire on ground | 2023 | Tier 2 - Elevated | Distribution Circuit | 2 | 24 | 20230224 | 2005969 | Sus | N | EquipmentFailureInvolved¦Overhead¦ConductorOverhead¦Brokenwireonground
23-0034350 | Equipment Failure/Involved | Overhead | Connector or Splice (OH) | Broken | 2023 | Tier 2 - Elevated | Distribution Circuit | 2 | 24 | 20230224 | 2006126 | Sus | N | EquipmentFailureInvolved¦Overhead¦ConnectororSplice(OH)¦Broken
23-0035002 | Vegetation | Tree - fell into line | Conductor, Overhead | Normal | 2023 | Tier 2 - Elevated | Distribution Circuit | 2 | 24 | 20230224 | 2006869 | Sus | N | Vegetation¦Treefellintoline¦ConductorOverhead¦Normal
23-0035044 | Equipment Failure/Involved | Overhead | Fuse | Normal | 2023 | Tier 2 - Extreme | Transformer only | 2 | 25 | 20230225 | 2007720 | Sus | N | EquipmentFailureInvolved¦Overhead¦Fuse¦Normal
23-0035320 | Unknown Cause | Patrol - found nothing |  |  | 2023 | Tier 2 - Extreme | Distribution Circuit | 2 | 25 | 20230225 | 2008552 | Sus | N | UnknownCause¦Patrolfoundnothing¦¦
23-0035588 | Equipment Failure/Involved | Overhead | Transformer | Failed/Faulted | 2023 | Tier 2 - Elevated | Transformer only | 2 | 26 | 20230226 | 2009590 | Sus | N | EquipmentFailureInvolved¦Overhead¦Transformer¦FailedFaulted
23-0035855 | Unknown Cause | Patrol - found nothing |  |  | 2023 | Tier 2 - Extreme | Distribution Circuit | 2 | 26 | 20230226 | 2010252 | Sus | N | UnknownCause¦Patrolfoundnothing¦¦
23-0035993 | Unknown Cause | Patrol - found nothing |  |  | 2023 | Tier 2 - Extreme | Distribution Circuit | 2 | 26 | 20230226 | 2010778 | Sus | N | UnknownCause¦Patrolfoundnothing¦¦
23-0036048 | Equipment Failure/Involved | Overhead | Fuse | Broken | 2023 | Tier 2 - Extreme | Transformer only | 2 | 26 | 20230226 | 2011020 | Sus | N | EquipmentFailureInvolved¦Overhead¦Fuse¦Broken
23-0036055 | Unknown Cause | Patrol - found nothing |  |  | 2023 | Tier 2 - Extreme | Distribution Circuit | 2 | 27 | 20230227 | 2011145 | Sus | N | UnknownCause¦Patrolfoundnothing¦¦
23-0036213 | Unknown Cause | Patrol - not conducted |  |  | 2023 | Tier 2 - Extreme | Distribution Circuit | 2 | 27 | 20230227 | 2011249 | Sus | N | UnknownCause¦Patrolnotconducted¦¦
23-0036120 | Unknown Cause | Patrol - found nothing |  |  | 2023 | Tier 2 - Extreme | Distribution Circuit | 2 | 27 | 20230227 | 2011254 | Sus | N | UnknownCause¦Patrolfoundnothing¦¦
23-0036695 | Equipment Failure/Involved | Electrical Overload | Transformer | Broken | 2023 | Tier 2 - Extreme | Transformer only | 2 | 27 | 20230227 | 2013342 | Sus | N | EquipmentFailureInvolved¦ElectricalOverload¦Transformer¦Broken
23-0036222 | Equipment Failure/Involved | Overhead | Pole-Wood | Broken, wire on ground | 2023 | Tier 2 - Extreme | Distribution Circuit | 2 | 27 | 20230227 | 2011317 | Sus | N | EquipmentFailureInvolved¦Overhead¦PoleWood¦Brokenwireonground
23-0036193 | Environmental/External | Ice or snow | Conductor, Overhead | Normal | 2023 | Tier 2 - Extreme | Distribution Circuit | 2 | 27 | 20230227 | 2011488 | Sus | N | EnvironmentalExternal¦Iceorsnow¦ConductorOverhead¦Normal
23-0036321 | Equipment Failure/Involved | Overhead | Jumper | Broken | 2023 | Tier 2 - Extreme | Transformer only | 2 | 27 | 20230227 | 2011840 | Sus | N | EquipmentFailureInvolved¦Overhead¦Jumper¦Broken
23-0036317 | Vegetation | Tree - fell into line | Secondary | Broken | 2023 | Tier 2 - Elevated | Transformer only | 2 | 27 | 20230227 | 2012032 | Sus | N | Vegetation¦Treefellintoline¦Secondary¦Broken
23-0036391 | Unknown Cause | Patrol - not conducted |  |  | 2023 | Tier 2 - Elevated | Distribution Circuit | 2 | 27 | 20230227 | 2012165 | Sus | N | UnknownCause¦Patrolnotconducted¦¦
23-0036444 | Unknown Cause | Patrol - found nothing |  |  | 2023 | Tier 2 - Elevated | Distribution Circuit | 2 | 27 | 20230227 | 2012150 | Sus | N | UnknownCause¦Patrolfoundnothing¦¦
23-0036543 | Vegetation | Tree - branch fell on line | Conductor, Overhead | Normal | 2023 | Tier 2 - Extreme | Distribution Circuit | 2 | 27 | 20230227 | 2012317 | Sus | N | Vegetation¦Treebranchfellonline¦ConductorOverhead¦Normal
23-0036722 | Unknown Cause | Patrol - found nothing |  |  | 2023 | Tier 2 - Elevated | Distribution Circuit | 2 | 27 | 20230227 | 2012651 | Sus | N | UnknownCause¦Patrolfoundnothing¦¦
23-0037113 | Equipment Failure/Involved | Overhead | Cutout, fuse holder | Failed/Faulted | 2023 | Tier 2 - Extreme | Transformer only | 2 | 28 | 20230228 | 2014113 | Sus | N | EquipmentFailureInvolved¦Overhead¦Cutoutfuseholder¦FailedFaulted
23-0037206 | Vegetation | Tree - fell into line | Conductor, Overhead | Broken, wire on ground | 2023 | Tier 2 - Elevated | Distribution Circuit | 2 | 28 | 20230228 | 2014844 | Sus | N | Vegetation¦Treefellintoline¦ConductorOverhead¦Brokenwireonground
23-0037206 | Vegetation | Tree - branch fell on line | Conductor, Overhead | Arcing | 2023 | Tier 2 - Elevated | Distribution Circuit | 2 | 28 | 20230228 | 2014264 | Sus | N | Vegetation¦Treebranchfellonline¦ConductorOverhead¦Arcing
23-0037636 | Vegetation | Tree - fell into line | Conductor, Overhead | Normal | 2023 | Tier 2 - Elevated | Distribution Circuit | 2 | 28 | 20230228 | 2015641 | Sus | N | Vegetation¦Treefellintoline¦ConductorOverhead¦Normal
23-0037895 | Vegetation | Tree - fell into line | Conductor, Overhead | Together | 2023 | Tier 2 - Elevated | Distribution Circuit | 3 | 1 | 20230301 | 2017439 | Sus | N | Vegetation¦Treefellintoline¦ConductorOverhead¦Together
23-0038170 | Vegetation | Tree - branch fell on line | Conductor, Overhead | Normal | 2023 | Tier 2 - Elevated | Distribution Circuit | 3 | 1 | 20230301 | 2017468 | Sus | N | Vegetation¦Treebranchfellonline¦ConductorOverhead¦Normal
23-0037917 | Vegetation | Tree - branch fell on line | Conductor, Overhead | Normal | 2023 | Tier 2 - Elevated | Distribution Circuit | 3 | 1 | 20230301 | 2017593 | Sus | N | Vegetation¦Treebranchfellonline¦ConductorOverhead¦Normal
23-0038481 | Equipment Failure/Involved | Overhead | Pole-Wood | Broken, wire on ground | 2023 | Tier 2 - Elevated | Distribution Circuit | 3 | 1 | 20230301 | 2017666 | Sus | N | EquipmentFailureInvolved¦Overhead¦PoleWood¦Brokenwireonground
23-0037949 | Equipment Failure/Involved | Overhead | Pole-Wood | Broken | 2023 | Tier 2 - Elevated | Distribution Circuit | 3 | 1 | 20230301 | 2017270 | Sus | N | EquipmentFailureInvolved¦Overhead¦PoleWood¦Broken
23-0037982 | Unknown Cause | Patrol - not conducted |  |  | 2023 | Tier 2 - Elevated | Distribution Circuit | 3 | 1 | 20230301 | 2017828 | Sus | N | UnknownCause¦Patrolnotconducted¦¦
23-0038158 | Unknown Cause | Patrol - not conducted |  |  | 2023 | Tier 2 - Extreme | Distribution Circuit | 3 | 1 | 20230301 | 2017849 | Sus | N | UnknownCause¦Patrolnotconducted¦¦
23-0038374 | Equipment Failure/Involved | Overhead | Conductor, Overhead | Broken | 2023 | Tier 2 - Elevated | Distribution Circuit | 3 | 1 | 20230301 | 2018313 | Sus | N | EquipmentFailureInvolved¦Overhead¦ConductorOverhead¦Broken
23-0038293 | Vegetation | Tree - grew into line | Conductor, Overhead | Normal | 2023 | Tier 2 - Extreme | Distribution Circuit | 3 | 1 | 20230301 | 2018556 | Sus | N | Vegetation¦Treegrewintoline¦ConductorOverhead¦Normal
23-0039071 | 3rd Party | Other | Fuse | Normal | 2023 | Tier 2 - Elevated | Transformer only | 3 | 2 | 20230302 | 2019535 | Sus | N | 3rdParty¦Other¦Fuse¦Normal
23-0039064 | Unknown Cause | Patrol - found nothing |  |  | 2023 | Tier 2 - Extreme | Distribution Circuit | 3 | 2 | 20230302 | 2020322 | Sus | N | UnknownCause¦Patrolfoundnothing¦¦
23-0039260 | Equipment Failure/Involved | Overhead | Insulator | Broken | 2023 | Tier 2 - Elevated | Distribution Circuit | 3 | 3 | 20230303 | 2020849 | Sus | N | EquipmentFailureInvolved¦Overhead¦Insulator¦Broken
23-0039435 | Equipment Failure/Involved | Overhead | Transformer | Failed/Faulted | 2023 | Tier 2 - Extreme | Transformer only | 3 | 3 | 20230303 | 2021115 | Sus | N | EquipmentFailureInvolved¦Overhead¦Transformer¦FailedFaulted
23-0039393 | Equipment Failure/Involved | Overhead | Crossarm, Wood | Broken | 2023 | Tier 2 - Elevated | Distribution Circuit | 3 | 3 | 20230303 | 2021136 | Sus | N | EquipmentFailureInvolved¦Overhead¦CrossarmWood¦Broken
23-0039707 | Unknown Cause | Patrol - found nothing |  |  | 2023 | Tier 2 - Extreme | Transformer only | 3 | 3 | 20230303 | 2021237 | Sus | N | UnknownCause¦Patrolfoundnothing¦¦
23-0039908 | Equipment Failure/Involved | Overhead | Transformer | Broken, wire on ground | 2023 | Tier 2 - Extreme | Transformer only | 3 | 4 | 20230304 | 2022114 | Sus | N | EquipmentFailureInvolved¦Overhead¦Transformer¦Brokenwireonground
23-0039913 | Vegetation | Tree - fell into line | Conductor, Overhead | Normal | 2023 | Tier 2 - Extreme | Distribution Circuit | 3 | 4 | 20230304 | 2022212 | Sus | N | Vegetation¦Treefellintoline¦ConductorOverhead¦Normal
23-0039978 | Equipment Failure/Involved | Overhead | Conductor, Overhead | Normal | 2023 | Tier 2 - Extreme | Distribution Circuit | 3 | 4 | 20230304 | 2022301 | Sus | N | EquipmentFailureInvolved¦Overhead¦ConductorOverhead¦Normal
23-0040045 | Environmental/External | Ice or snow | Fuse | Normal | 2023 | Tier 2 - Extreme | Transformer only | 3 | 4 | 20230304 | 2022521 | Sus | N | EnvironmentalExternal¦Iceorsnow¦Fuse¦Normal
23-0040042 | Equipment Failure/Involved | Overhead | Crossarm, Wood | Broken | 2023 | Tier 2 - Extreme | Distribution Circuit | 3 | 4 | 20230304 | 2022705 | Sus | N | EquipmentFailureInvolved¦Overhead¦CrossarmWood¦Broken
23-0040181 | Vegetation | Tree - fell into line | Conductor, Overhead | Broken, wire on ground | 2023 | Tier 2 - Elevated | Distribution Circuit | 3 | 5 | 20230305 | 2023087 | Sus | N | Vegetation¦Treefellintoline¦ConductorOverhead¦Brokenwireonground
23-0040291 | Vegetation | Tree - fell into line | Conductor, Overhead | Normal | 2023 | Tier 2 - Extreme | Distribution Circuit | 3 | 5 | 20230305 | 2023440 | Sus | N | Vegetation¦Treefellintoline¦ConductorOverhead¦Normal
23-0040282 | Equipment Failure/Involved | Overhead | Crossarm, Wood | Broken | 2023 | Tier 2 - Elevated | Distribution Circuit | 3 | 5 | 20230305 | 2023803 | Sus | N | EquipmentFailureInvolved¦Overhead¦CrossarmWood¦Broken
23-0040341 | Unknown Cause | Patrol - found nothing |  |  | 2023 | Tier 2 - Extreme | Distribution Circuit | 3 | 5 | 20230305 | 2023614 | Sus | N | UnknownCause¦Patrolfoundnothing¦¦
23-0040386 | Unknown Cause | Patrol - found nothing |  |  | 2023 | Tier 2 - Extreme | Distribution Circuit | 3 | 5 | 20230305 | 2023624 | Sus | N | UnknownCause¦Patrolfoundnothing¦¦
23-0040336 | Unknown Cause | Patrol - found nothing |  |  | 2023 | Tier 2 - Extreme | Distribution Circuit | 3 | 5 | 20230305 | 2023654 | Sus | N | UnknownCause¦Patrolfoundnothing¦¦
23-0040582 | Unknown Cause | Patrol - found nothing |  |  | 2023 | Tier 2 - Elevated | Distribution Circuit | 3 | 5 | 20230305 | 2024143 | Sus | N | UnknownCause¦Patrolfoundnothing¦¦
23-0040744 | Unknown Cause | Patrol - found nothing |  |  | 2023 | Tier 2 - Elevated | Transformer only | 3 | 6 | 20230306 | 2024502 | Sus | N | UnknownCause¦Patrolfoundnothing¦¦
23-0040828 | Equipment Failure/Involved | Overhead | Cutout, fuse holder | Normal | 2023 | Tier 2 - Extreme | Transformer only | 3 | 6 | 20230306 | 2024677 | Sus | N | EquipmentFailureInvolved¦Overhead¦Cutoutfuseholder¦Normal
23-0040751 | Unknown Cause | Patrol - found nothing |  |  | 2023 | Tier 2 - Extreme | Distribution Circuit | 3 | 6 | 20230306 | 2024730 | Sus | N | UnknownCause¦Patrolfoundnothing¦¦
23-0040806 | Vegetation | Tree - fell into line | Conductor, Overhead | Normal | 2023 | Tier 2 - Elevated | Distribution Circuit | 3 | 6 | 20230306 | 2024804 | Sus | N | Vegetation¦Treefellintoline¦ConductorOverhead¦Normal
23-0041077 | Unknown Cause | Patrol - not conducted |  |  | 2023 | Tier 2 - Elevated | Distribution Circuit | 3 | 7 | 20230307 | 2025249 | Sus | N | UnknownCause¦Patrolnotconducted¦¦
23-0041177 | Unknown Cause | Patrol - found nothing |  |  | 2023 | Tier 2 - Elevated | Transformer only | 3 | 7 | 20230307 | 2025482 | Sus | N | UnknownCause¦Patrolfoundnothing¦¦
23-0041345 | Vegetation | Tree - fell into line | Pole-Wood | Broken | 2023 | Tier 2 - Extreme | Transformer only | 3 | 7 | 20230307 | 2025556 | Sus | N | Vegetation¦Treefellintoline¦PoleWood¦Broken
23-0041196 | Equipment Failure/Involved | Overhead | Cutout, fuse holder | Failed/Faulted | 2023 | Tier 2 - Extreme | Distribution Circuit | 3 | 7 | 20230307 | 2025619 | Sus | N | EquipmentFailureInvolved¦Overhead¦Cutoutfuseholder¦FailedFaulted
23-0041251 | Vegetation | Tree - fell into line | Other | Broken | 2023 | Tier 2 - Extreme | Transformer only | 3 | 7 | 20230307 | 2025696 | Sus | N | Vegetation¦Treefellintoline¦Other¦Broken
23-0041346 | Environmental/External | Ice or snow | Fuse | Failed/Faulted | 2023 | Tier 2 - Extreme | Transformer only | 3 | 7 | 20230307 | 2025723 | Sus | N | EnvironmentalExternal¦Iceorsnow¦Fuse¦FailedFaulted
23-0041432 | Unknown Cause | Patrol - found nothing |  |  | 2023 | Tier 2 - Elevated | Transformer only | 3 | 7 | 20230307 | 2025812 | Sus | N | UnknownCause¦Patrolfoundnothing¦¦
23-0041637 | Equipment Failure/Involved | Overhead | Transformer (OH) | Broken | 2023 | Tier 2 - Elevated | Distribution Circuit | 3 | 8 | 20230308 | 2026596 | Sus | N | EquipmentFailureInvolved¦Overhead¦Transformer(OH)¦Broken
23-0041773 | Unknown Cause | Patrol - found nothing |  |  | 2023 | Tier 2 - Elevated | Transformer only | 3 | 8 | 20230308 | 2026618 | Sus | N | UnknownCause¦Patrolfoundnothing¦¦
23-0041906 | Equipment Failure/Involved | Overhead | Conductor, Overhead | Broken, wire on ground | 2023 | Tier 2 - Extreme | Distribution Circuit | 3 | 9 | 20230309 | 2027145 | Sus | N | EquipmentFailureInvolved¦Overhead¦ConductorOverhead¦Brokenwireonground
23-0041971 | Animal | Other | Transformer (OH) | Normal | 2023 | Tier 2 - Elevated | Distribution Circuit | 3 | 9 | 20230309 | 2027218 | Sus | N | Animal¦Other¦Transformer(OH)¦Normal
23-0042091 | 3rd Party | Other | Other | Broken | 2023 | Tier 2 - Extreme | Transformer only | 3 | 9 | 20230309 | 2027381 | Sus | N | 3rdParty¦Other¦Other¦Broken
23-0042438 | Unknown Cause | Patrol - found nothing |  |  | 2023 | Tier 2 - Elevated | Distribution Circuit | 3 | 9 | 20230309 | 2028474 | Sus | N | UnknownCause¦Patrolfoundnothing¦¦
23-0042746 | Unknown Cause | Patrol - found nothing |  |  | 2023 | Tier 2 - Elevated | Distribution Circuit | 3 | 10 | 20230310 | 2030046 | Sus | N | UnknownCause¦Patrolfoundnothing¦¦
23-0042748 | Environmental/External | Flood/Erosion | Pole-Wood | Broken | 2023 | Tier 2 - Extreme | Distribution Circuit | 3 | 10 | 20230310 | 2030112 | Sus | N | EnvironmentalExternal¦FloodErosion¦PoleWood¦Broken
23-0042807 | Vegetation | Tree - branch fell on line | Conductor, Overhead | Normal | 2023 | Tier 2 - Elevated | Distribution Circuit | 3 | 10 | 20230310 | 2030159 | Sus | N | Vegetation¦Treebranchfellonline¦ConductorOverhead¦Normal
23-0042789 | Equipment Failure/Involved | Overhead | Cutout, fuse holder | Failed/Faulted | 2023 | Tier 2 - Elevated | Transformer only | 3 | 10 | 20230310 | 2030173 | Sus | N | EquipmentFailureInvolved¦Overhead¦Cutoutfuseholder¦FailedFaulted
23-0042849 | Vegetation | Tree - fell into line | Conductor, Overhead | Normal | 2023 | Tier 2 - Extreme | Distribution Circuit | 3 | 10 | 20230310 | 2030512 | Sus | N | Vegetation¦Treefellintoline¦ConductorOverhead¦Normal
23-0043607 | Unknown Cause | Patrol - not conducted |  |  | 2023 | Tier 2 - Extreme | Distribution Circuit | 3 | 11 | 20230311 | 2032585 | Sus | N | UnknownCause¦Patrolnotconducted¦¦
23-0043570 | Unknown Cause | Patrol - found nothing |  |  | 2023 | Tier 2 - Elevated | Distribution Circuit | 3 | 11 | 20230311 | 2032586 | Sus | N | UnknownCause¦Patrolfoundnothing¦¦
23-0043531 | Unknown Cause | Patrol - not conducted |  |  | 2023 | Tier 2 - Elevated | Distribution Circuit | 3 | 11 | 20230311 | 2032601 | Sus | N | UnknownCause¦Patrolnotconducted¦¦
23-0043547 | Equipment Failure/Involved | Overhead | Transformer (OH) | Failed/Faulted | 2023 | Tier 2 - Elevated | Distribution Circuit | 3 | 11 | 20230311 | 2032628 | Sus | N | EquipmentFailureInvolved¦Overhead¦Transformer(OH)¦FailedFaulted
23-0043624 | Environmental/External | Lightning | Conductor, Overhead | Broken, wire on ground | 2023 | Tier 2 - Elevated | Distribution Circuit | 3 | 11 | 20230311 | 2032772 | Sus | N | EnvironmentalExternal¦Lightning¦ConductorOverhead¦Brokenwireonground
23-0043629 | Environmental/External | Lightning | Transformer | Failed/Faulted | 2023 | Tier 2 - Extreme | Transformer only | 3 | 11 | 20230311 | 2032797 | Sus | N | EnvironmentalExternal¦Lightning¦Transformer¦FailedFaulted
23-0043621 | Environmental/External | Lightning | Transformer (OH) | Failed/Faulted | 2023 | Tier 2 - Elevated | Transformer only | 3 | 11 | 20230311 | 2032868 | Sus | N | EnvironmentalExternal¦Lightning¦Transformer(OH)¦FailedFaulted
23-0043614 | Environmental/External | Lightning | Transformer | Failed/Faulted | 2023 | Tier 2 - Elevated | Transformer only | 3 | 12 | 20230312 | 2032975 | Sus | N | EnvironmentalExternal¦Lightning¦Transformer¦FailedFaulted
23-0043644 | Environmental/External | Lightning | Transformer | Failed/Faulted | 2023 | Tier 2 - Elevated | Transformer only | 3 | 12 | 20230312 | 2033108 | Sus | N | EnvironmentalExternal¦Lightning¦Transformer¦FailedFaulted
23-0043658 | Environmental/External | Lightning | Transformer | Failed/Faulted | 2023 | Tier 2 - Elevated | Transformer only | 3 | 12 | 20230312 | 2033107 | Sus | N | EnvironmentalExternal¦Lightning¦Transformer¦FailedFaulted
23-0043659 | Environmental/External | Lightning | Transformer | Failed/Faulted | 2023 | Tier 2 - Elevated | Transformer only | 3 | 12 | 20230312 | 2033137 | Sus | N | EnvironmentalExternal¦Lightning¦Transformer¦FailedFaulted
23-0043690 | Environmental/External | Lightning | Transformer | Failed/Faulted | 2023 | Tier 2 - Elevated | Transformer only | 3 | 12 | 20230312 | 2033183 | Sus | N | EnvironmentalExternal¦Lightning¦Transformer¦FailedFaulted
23-0043761 | Equipment Failure/Involved | Underground | Secondary | Broken | 2023 | Tier 2 - Elevated | Transformer only | 3 | 12 | 20230312 | 2033447 | Sus | N | EquipmentFailureInvolved¦Underground¦Secondary¦Broken
23-0043929 | Equipment Failure/Involved | Overhead | Crossarm, Wood | Broken, wire on object | 2023 | Tier 2 - Elevated | Distribution Circuit | 3 | 13 | 20230313 | 2033882 | Sus | N | EquipmentFailureInvolved¦Overhead¦CrossarmWood¦Brokenwireonobject
23-0044307 | Equipment Failure/Involved | Underground | Other | Broken | 2023 | Tier 2 - Elevated | Transformer only | 3 | 13 | 20230313 | 2034868 | Sus | N | EquipmentFailureInvolved¦Underground¦Other¦Broken
23-0044369 | Unknown Cause | Patrol - found nothing |  |  | 2023 | Tier 2 - Elevated | Distribution Circuit | 3 | 13 | 20230313 | 2035038 | Sus | N | UnknownCause¦Patrolfoundnothing¦¦
23-0044540 | Unknown Cause | Patrol - found nothing |  |  | 2023 | Tier 2 - Extreme | Distribution Circuit | 3 | 14 | 20230314 | 2035217 | Sus | N | UnknownCause¦Patrolfoundnothing¦¦
23-0044718 | Unknown Cause | Patrol - found nothing |  |  | 2023 | Tier 2 - Elevated | Transformer only | 3 | 14 | 20230314 | 2035310 | Sus | N | UnknownCause¦Patrolfoundnothing¦¦
23-0044697 | Vegetation | Tree - fell into line | Conductor, Overhead | Normal | 2023 | Tier 2 - Extreme | Distribution Circuit | 3 | 14 | 20230314 | 2035346 | Sus | N | Vegetation¦Treefellintoline¦ConductorOverhead¦Normal
23-0045456 | Vegetation | Tree - fell into line | Transformer | Broken | 2023 | Tier 2 - Elevated | Transformer only | 3 | 14 | 20230314 | 2039918 | Sus | N | Vegetation¦Treefellintoline¦Transformer¦Broken
23-0045537 | Unknown Cause | Patrol - found nothing |  |  | 2023 | Tier 2 - Elevated | Distribution Circuit | 3 | 14 | 20230314 | 2042323 | Sus | N | UnknownCause¦Patrolfoundnothing¦¦
23-0045663 | Vegetation | Tree - fell into line | Secondary | Normal | 2023 | Tier 2 - Elevated | Distribution Circuit | 3 | 14 | 20230314 | 2043800 | Sus | N | Vegetation¦Treefellintoline¦Secondary¦Normal
23-0046006 | Equipment Failure/Involved | Overhead | Customer Equipment | Deteriorated | 2023 | Tier 2 - Elevated | Transformer only | 3 | 14 | 20230314 | 2044861 | Sus | N | EquipmentFailureInvolved¦Overhead¦CustomerEquipment¦Deteriorated
23-0046236 | Equipment Failure/Involved | Overhead | Crossarm, Wood | Broken | 2023 | Tier 2 - Extreme | Distribution Circuit | 3 | 15 | 20230315 | 2045918 | Sus | N | EquipmentFailureInvolved¦Overhead¦CrossarmWood¦Broken
23-0046878 | Unknown Cause | Patrol - not conducted |  |  | 2023 | Tier 2 - Elevated | Distribution Circuit | 3 | 16 | 20230316 | 2047687 | Sus | N | UnknownCause¦Patrolnotconducted¦¦
23-0047158 | Equipment Failure/Involved | Overhead | Secondary | Broken | 2023 | Tier 2 - Extreme | Transformer only | 3 | 16 | 20230316 | 2048916 | Sus | N | EquipmentFailureInvolved¦Overhead¦Secondary¦Broken
23-0047065 | Environmental/External | Flood/Erosion | Conductor, Overhead | Normal | 2023 | Tier 2 - Extreme | Distribution Circuit | 3 | 16 | 20230316 | 2048594 | Sus | N | EnvironmentalExternal¦FloodErosion¦ConductorOverhead¦Normal
23-0047302 | Environmental/External | Lightning | Transformer | Failed/Faulted | 2023 | Tier 2 - Elevated | Transformer only | 3 | 16 | 20230316 | 2049319 | Sus | N | EnvironmentalExternal¦Lightning¦Transformer¦FailedFaulted
23-0047353 | Environmental/External | Ice or snow | Cutout, fuse holder | Broken | 2023 | Tier 2 - Elevated | Transformer only | 3 | 17 | 20230317 | 2049439 | Sus | N | EnvironmentalExternal¦Iceorsnow¦Cutoutfuseholder¦Broken
23-0047583 | Equipment Failure/Involved | Overhead | Transformer (OH) | Failed/Faulted | 2023 | Tier 2 - Elevated | Transformer only | 3 | 17 | 20230317 | 2050002 | Sus | N | EquipmentFailureInvolved¦Overhead¦Transformer(OH)¦FailedFaulted
23-0047722 | Environmental/External | Ice or snow | Fuse | Normal | 2023 | Tier 2 - Elevated | Transformer only | 3 | 17 | 20230317 | 2050260 | Sus | N | EnvironmentalExternal¦Iceorsnow¦Fuse¦Normal
23-0047772 | Unknown Cause | Patrol - found nothing |  |  | 2023 | Tier 2 - Elevated | Distribution Circuit | 3 | 17 | 20230317 | 2050751 | Sus | N | UnknownCause¦Patrolfoundnothing¦¦
23-0048590 | Unknown Cause | Patrol - found nothing |  |  | 2023 | Tier 2 - Elevated | Distribution Circuit | 3 | 19 | 20230319 | 2052486 | Sus | N | UnknownCause¦Patrolfoundnothing¦¦
23-0048592 | Unknown Cause | Patrol - not conducted |  |  | 2023 | Tier 2 - Extreme | Distribution Circuit | 3 | 19 | 20230319 | 2052495 | Sus | N | UnknownCause¦Patrolnotconducted¦¦
23-0048599 | Environmental/External | Lightning | Transformer | Failed/Faulted | 2023 | Tier 2 - Extreme | Transformer only | 3 | 20 | 20230320 | 2052529 | Sus | N | EnvironmentalExternal¦Lightning¦Transformer¦FailedFaulted
23-0049154 | Unknown Cause | Patrol - found nothing |  |  | 2023 | Tier 2 - Elevated | Distribution Circuit | 3 | 21 | 20230321 | 2053630 | Sus | N | UnknownCause¦Patrolfoundnothing¦¦
23-0049375 | Vegetation | Tree - fell into line | Conductor, Overhead | Broken, wire on ground | 2023 | Tier 2 - Extreme | Distribution Circuit | 3 | 21 | 20230321 | 2054004 | Sus | N | Vegetation¦Treefellintoline¦ConductorOverhead¦Brokenwireonground
23-0049539 | Equipment Failure/Involved | Overhead | Cutout, fuse holder | Broken | 2023 | Tier 2 - Extreme | Transformer only | 3 | 21 | 20230321 | 2055439 | Sus | N | EquipmentFailureInvolved¦Overhead¦Cutoutfuseholder¦Broken
23-0049441 | Unknown Cause | Patrol - found nothing |  |  | 2023 | Tier 2 - Elevated | Distribution Circuit | 3 | 21 | 20230321 | 2054185 | Sus | N | UnknownCause¦Patrolfoundnothing¦¦
23-0049654 | Equipment Failure/Involved | Overhead | Transformer (OH) | Failed/Faulted | 2023 | Tier 2 - Elevated | Transformer only | 3 | 21 | 20230321 | 2055721 | Sus | N | EquipmentFailureInvolved¦Overhead¦Transformer(OH)¦FailedFaulted
23-0049729 | Equipment Failure/Involved | Overhead | Secondary | Broken, wire on ground | 2023 | Tier 2 - Elevated | Transformer only | 3 | 21 | 20230321 | 2057025 | Sus | N | EquipmentFailureInvolved¦Overhead¦Secondary¦Brokenwireonground
23-0049775 | Unknown Cause | Patrol - not conducted |  |  | 2023 | Tier 2 - Extreme | Distribution Circuit | 3 | 21 | 20230321 | 2056572 | Sus | N | UnknownCause¦Patrolnotconducted¦¦
23-0049722 | Unknown Cause | Patrol - not conducted |  |  | 2023 | Tier 2 - Elevated | Distribution Circuit | 3 | 21 | 20230321 | 2056590 | Sus | N | UnknownCause¦Patrolnotconducted¦¦
23-0050625 | Equipment Failure/Involved | Overhead | Transformer (OH) | Failed/Faulted | 2023 | Tier 2 - Extreme | Transformer only | 3 | 22 | 20230322 | 2062289 | Sus | N | EquipmentFailureInvolved¦Overhead¦Transformer(OH)¦FailedFaulted
23-0050908 | Animal | Other | Insulator | Burned/flashed | 2023 | Tier 2 - Elevated | Distribution Circuit | 3 | 22 | 20230322 | 2063210 | Sus | N | Animal¦Other¦Insulator¦Burnedflashed
23-0051137 | Unknown Cause | Patrol - not conducted |  |  | 2023 | Tier 2 - Elevated | Distribution Circuit | 3 | 23 | 20230323 | 2063999 | Sus | N | UnknownCause¦Patrolnotconducted¦¦
23-0051329 | Environmental/External | Lightning | Transformer (OH) | Failed/Faulted | 2023 | Tier 2 - Extreme | Transformer only | 3 | 23 | 20230323 | 2064276 | Sus | N | EnvironmentalExternal¦Lightning¦Transformer(OH)¦FailedFaulted
23-0051462 | Unknown Cause | Patrol - not conducted |  |  | 2023 | Tier 2 - Elevated | Distribution Circuit | 3 | 23 | 20230323 | 2064759 | Sus | N | UnknownCause¦Patrolnotconducted¦¦
23-0051779 | Equipment Failure/Involved | Underground | Secondary | Broken | 2023 | Tier 2 - Elevated | Transformer only | 3 | 24 | 20230324 | 2065814 | Sus | N | EquipmentFailureInvolved¦Underground¦Secondary¦Broken
23-0052420 | Equipment Failure/Involved | Overhead | Transformer | Broken | 2023 | Tier 2 - Elevated | Transformer only | 3 | 25 | 20230325 | 2066697 | Sus | N | EquipmentFailureInvolved¦Overhead¦Transformer¦Broken
23-0052543 | Equipment Failure/Involved | Overhead | Fuse | Failed/Faulted | 2023 | Tier 2 - Elevated | Transformer only | 3 | 25 | 20230325 | 2067175 | Sus | N | EquipmentFailureInvolved¦Overhead¦Fuse¦FailedFaulted
23-0037696 | Company Initiated | Return Circuit Normal | Conductor, Overhead | Broken, wire on ground | 2023 | Tier 2 - Elevated | Distribution Circuit | 3 | 26 | 20230326 | 2067531 | Sus | N | CompanyInitiated¦ReturnCircuitNormal¦ConductorOverhead¦Brokenwireonground
23-0053650 | Unknown Cause | Patrol - not conducted |  |  | 2023 | Tier 2 - Extreme | Distribution Circuit | 3 | 28 | 20230328 | 2070659 | Sus | N | UnknownCause¦Patrolnotconducted¦¦
23-0053721 | Unknown Cause | Patrol - found nothing |  |  | 2023 | Tier 2 - Elevated | Distribution Circuit | 3 | 28 | 20230328 | 2070669 | Sus | N | UnknownCause¦Patrolfoundnothing¦¦
23-0053641 | Unknown Cause | Patrol - found nothing |  |  | 2023 | Tier 2 - Elevated | Distribution Circuit | 3 | 28 | 20230328 | 2070672 | Sus | N | UnknownCause¦Patrolfoundnothing¦¦
23-0053692 | Unknown Cause | Patrol - found nothing |  |  | 2023 | Tier 2 - Extreme | Distribution Circuit | 3 | 28 | 20230328 | 2070761 | Sus | N | UnknownCause¦Patrolfoundnothing¦¦
23-0053777 | Vegetation | Tree - fell into line | Pole-Wood | Broken, wire on ground | 2023 | Tier 2 - Elevated | Distribution Circuit | 3 | 28 | 20230328 | 2070801 | Sus | N | Vegetation¦Treefellintoline¦PoleWood¦Brokenwireonground
23-0053885 | Unknown Cause | Patrol - found nothing |  |  | 2023 | Tier 2 - Extreme | Distribution Circuit | 3 | 28 | 20230328 | 2071036 | Sus | N | UnknownCause¦Patrolfoundnothing¦¦
23-0053820 | Equipment Failure/Involved | Overhead | Crossarm, Wood | Broken | 2023 | Tier 2 - Elevated | Distribution Circuit | 3 | 28 | 20230328 | 2071211 | Sus | N | EquipmentFailureInvolved¦Overhead¦CrossarmWood¦Broken
23-0054110 | Unknown Cause | Patrol - not conducted |  |  | 2023 | Tier 2 - Extreme | Distribution Circuit | 3 | 28 | 20230328 | 2072150 | Sus | N | UnknownCause¦Patrolnotconducted¦¦
23-0054700 | Vegetation | Tree - fell into line | Conductor, Overhead | Normal | 2023 | Tier 2 - Elevated | Distribution Circuit | 3 | 29 | 20230329 | 2073757 | Sus | N | Vegetation¦Treefellintoline¦ConductorOverhead¦Normal
23-0054717 | Unknown Cause | Patrol - not conducted |  |  | 2023 | Tier 2 - Elevated | Distribution Circuit | 3 | 29 | 20230329 | 2073818 | Sus | N | UnknownCause¦Patrolnotconducted¦¦
23-0054725 | Unknown Cause | Patrol - not conducted |  |  | 2023 | Tier 2 - Extreme | Distribution Circuit | 3 | 29 | 20230329 | 2073798 | Sus | N | UnknownCause¦Patrolnotconducted¦¦
23-0054716 | Unknown Cause | Patrol - found nothing |  |  | 2023 | Tier 2 - Extreme | Distribution Circuit | 3 | 30 | 20230330 | 2073806 | Sus | N | UnknownCause¦Patrolfoundnothing¦¦
23-0054724 | Unknown Cause | Patrol - not conducted |  |  | 2023 | Tier 2 - Extreme | Distribution Circuit | 3 | 30 | 20230330 | 2073814 | Sus | N | UnknownCause¦Patrolnotconducted¦¦
23-0054728 | Environmental/External | Ice or snow | Conductor, Overhead | Normal | 2023 | Tier 2 - Elevated | Distribution Circuit | 3 | 30 | 20230330 | 2073824 | Sus | N | EnvironmentalExternal¦Iceorsnow¦ConductorOverhead¦Normal
23-0054731 | Environmental/External | Ice or snow | Conductor, Overhead | Deteriorated | 2023 | Tier 2 - Elevated | Distribution Circuit | 3 | 30 | 20230330 | 2073837 | Sus | N | EnvironmentalExternal¦Iceorsnow¦ConductorOverhead¦Deteriorated
23-0055016 | Unknown Cause | Patrol - not conducted |  |  | 2023 | Tier 2 - Extreme | Distribution Circuit | 3 | 30 | 20230330 | 2073843 | Sus | N | UnknownCause¦Patrolnotconducted¦¦
23-0055186 | Vegetation | Tree - fell into line | Conductor, Overhead | Normal | 2023 | Tier 2 - Extreme | Distribution Circuit | 3 | 30 | 20230330 | 2073861 | Sus | N | Vegetation¦Treefellintoline¦ConductorOverhead¦Normal
23-0054972 | Unknown Cause | Patrol - not conducted |  |  | 2023 | Tier 2 - Elevated | Distribution Circuit | 3 | 30 | 20230330 | 2073885 | Sus | N | UnknownCause¦Patrolnotconducted¦¦
23-0054760 | Environmental/External | Ice or snow | Crossarm, Wood | Broken | 2023 | Tier 2 - Elevated | Distribution Circuit | 3 | 30 | 20230330 | 2073888 | Sus | N | EnvironmentalExternal¦Iceorsnow¦CrossarmWood¦Broken
23-0054891 | Unknown Cause | Patrol - found nothing |  |  | 2023 | Tier 2 - Elevated | Distribution Circuit | 3 | 30 | 20230330 | 2073937 | Sus | N | UnknownCause¦Patrolfoundnothing¦¦
23-0054889 | Unknown Cause | Patrol - found nothing |  |  | 2023 | Tier 2 - Extreme | Distribution Circuit | 3 | 30 | 20230330 | 2074068 | Sus | N | UnknownCause¦Patrolfoundnothing¦¦
23-0054857 | Unknown Cause | Patrol - found nothing |  |  | 2023 | Tier 2 - Extreme | Distribution Circuit | 3 | 30 | 20230330 | 2074050 | Sus | N | UnknownCause¦Patrolfoundnothing¦¦
23-0054832 | Unknown Cause | Patrol - found nothing |  |  | 2023 | Tier 2 - Elevated | Distribution Circuit | 3 | 30 | 20230330 | 2073977 | Sus | N | UnknownCause¦Patrolfoundnothing¦¦
23-0054912 | Vegetation | Tree - fell into line | Conductor, Overhead | Broken, wire on ground | 2023 | Tier 2 - Extreme | Distribution Circuit | 3 | 30 | 20230330 | 2074257 | Sus | N | Vegetation¦Treefellintoline¦ConductorOverhead¦Brokenwireonground
23-0054922 | Unknown Cause | Patrol - found nothing |  |  | 2023 | Tier 2 - Elevated | Distribution Circuit | 3 | 30 | 20230330 | 2074285 | Sus | N | UnknownCause¦Patrolfoundnothing¦¦
23-0055219 | Vegetation | Tree - fell into line | Conductor, Overhead | Broken, wire on ground | 2023 | Tier 2 - Elevated | Distribution Circuit | 3 | 30 | 20230330 | 2074649 | Sus | N | Vegetation¦Treefellintoline¦ConductorOverhead¦Brokenwireonground
23-0055250 | Company Initiated | Coordination failure | Relay | Normal | 2023 | Tier 2 - Elevated | Distribution Circuit | 3 | 30 | 20230330 | 2074819 | Sus | N | CompanyInitiated¦Coordinationfailure¦Relay¦Normal
23-0055435 | Unknown Cause | Patrol - found nothing |  |  | 2023 | Tier 2 - Elevated | Distribution Circuit | 3 | 31 | 20230331 | 2075220 | Sus | N | UnknownCause¦Patrolfoundnothing¦¦
23-0055819 | Unknown Cause | Patrol - found nothing |  |  | 2023 | Tier 2 - Elevated | Distribution Circuit | 4 | 1 | 20230401 | 2076496 | Sus | N | UnknownCause¦Patrolfoundnothing¦¦
23-0057169 | Vegetation | Tree - bark fell into line | Conductor, Overhead | Broken, wire on ground | 2023 | Tier 2 - Elevated | Distribution Circuit | 4 | 4 | 20230404 | 2080039 | Sus | N | Vegetation¦Treebarkfellintoline¦ConductorOverhead¦Brokenwireonground
23-0058291 | Unknown Cause | Patrol - found nothing |  |  | 2023 | Tier 2 - Elevated | Distribution Circuit | 4 | 7 | 20230407 | 2082256 | Sus | N | UnknownCause¦Patrolfoundnothing¦¦
23-0058382 | Equipment Failure/Involved | Overhead | Fuse | Broken | 2023 | Tier 2 - Elevated | Transformer only | 4 | 7 | 20230407 | 2082391 | Sus | N | EquipmentFailureInvolved¦Overhead¦Fuse¦Broken
23-0058390 | Unknown Cause | Patrol - found nothing |  |  | 2023 | Tier 2 - Elevated | Distribution Circuit | 4 | 7 | 20230407 | 2082463 | Sus | N | UnknownCause¦Patrolfoundnothing¦¦
23-0058717 | Equipment Failure/Involved | Underground | Conductor, Underground | Burned/flashed | 2023 | Tier 2 - Extreme | Distribution Circuit | 4 | 7 | 20230407 | 2082941 | Sus | N | EquipmentFailureInvolved¦Underground¦ConductorUnderground¦Burnedflashed
23-0058740 | Unknown Cause | Patrol - found nothing |  |  | 2023 | Tier 2 - Extreme | Distribution Circuit | 4 | 8 | 20230408 | 2083032 | Sus | N | UnknownCause¦Patrolfoundnothing¦¦
23-0058852 | Unknown Cause | Patrol - found nothing |  |  | 2023 | Tier 2 - Elevated | Distribution Circuit | 4 | 9 | 20230409 | 2083544 | Sus | N | UnknownCause¦Patrolfoundnothing¦¦
23-0059014 | Equipment Failure/Involved | Overhead | Transformer (OH) | Failed/Faulted | 2023 | Tier 2 - Elevated | Transformer only | 4 | 10 | 20230410 | 2084012 | Sus | N | EquipmentFailureInvolved¦Overhead¦Transformer(OH)¦FailedFaulted
23-0058938 | Unknown Cause | Patrol - not conducted |  |  | 2023 | Tier 2 - Elevated | Distribution Circuit | 4 | 10 | 20230410 | 2084036 | Sus | N | UnknownCause¦Patrolnotconducted¦¦
23-0059721 | Equipment Failure/Involved | Overhead | Fuse | Broken | 2023 | Tier 2 - Elevated | Transformer only | 4 | 11 | 20230411 | 2085739 | Sus | N | EquipmentFailureInvolved¦Overhead¦Fuse¦Broken
23-0059794 | Equipment Failure/Involved | Overhead | Crossarm, Wood | Broken | 2023 | Tier 2 - Elevated | Distribution Circuit | 4 | 11 | 20230411 | 2085985 | Sus | N | EquipmentFailureInvolved¦Overhead¦CrossarmWood¦Broken
23-0059871 | Unknown Cause | Patrol - found nothing |  |  | 2023 | Tier 2 - Extreme | Distribution Circuit | 4 | 12 | 20230412 | 2086162 | Sus | N | UnknownCause¦Patrolfoundnothing¦¦
23-0060584 | Unknown Cause | Patrol - found nothing |  |  | 2023 | Tier 2 - Elevated | Distribution Circuit | 4 | 13 | 20230413 | 2087483 | Sus | N | UnknownCause¦Patrolfoundnothing¦¦
23-0061069 | Unknown Cause | Patrol - found nothing |  |  | 2023 | Tier 2 - Elevated | Distribution Circuit | 4 | 14 | 20230414 | 2088323 | Sus | N | UnknownCause¦Patrolfoundnothing¦¦
23-0061220 | Unknown Cause | Patrol - found nothing |  |  | 2023 | Tier 2 - Extreme | Distribution Circuit | 4 | 14 | 20230414 | 2088784 | Sus | N | UnknownCause¦Patrolfoundnothing¦¦
23-0061274 | Equipment Failure/Involved | Overhead | Fuse | Broken | 2023 | Tier 2 - Elevated | Distribution Circuit | 4 | 14 | 20230414 | 2088955 | Sus | N | EquipmentFailureInvolved¦Overhead¦Fuse¦Broken
23-0061302 | Unknown Cause | Patrol - found nothing |  |  | 2023 | Tier 2 - Elevated | Distribution Circuit | 4 | 15 | 20230415 | 2089017 | Sus | N | UnknownCause¦Patrolfoundnothing¦¦
23-0061338 | Unknown Cause | Patrol - not conducted |  |  | 2023 | Tier 2 - Elevated | Distribution Circuit | 4 | 15 | 20230415 | 2089190 | Sus | N | UnknownCause¦Patrolnotconducted¦¦
23-0061371 | Unknown Cause | Patrol - found nothing |  |  | 2023 | Tier 2 - Elevated | Distribution Circuit | 4 | 15 | 20230415 | 2089204 | Sus | N | UnknownCause¦Patrolfoundnothing¦¦
23-0061445 | Unknown Cause | Patrol - not conducted |  |  | 2023 | Tier 2 - Elevated | Distribution Circuit | 4 | 16 | 20230416 | 2089528 | Sus | N | UnknownCause¦Patrolnotconducted¦¦
23-0061502 | Unknown Cause | Patrol - found nothing |  |  | 2023 | Tier 2 - Extreme | Distribution Circuit | 4 | 16 | 20230416 | 2089806 | Sus | N | UnknownCause¦Patrolfoundnothing¦¦
23-0062050 | Equipment Failure/Involved | Overhead | Pole-Wood | Broken | 2023 | Tier 2 - Elevated | Transformer only | 4 | 18 | 20230418 | 2091511 | Sus | N | EquipmentFailureInvolved¦Overhead¦PoleWood¦Broken
23-0062444 | Equipment Failure/Involved | Underground | Elbow | Burned/flashed | 2023 | Tier 2 - Extreme | Distribution Circuit | 4 | 19 | 20230419 | 2092289 | Sus | N | EquipmentFailureInvolved¦Underground¦Elbow¦Burnedflashed
23-0062562 | Vegetation | Tree - fell into line | Transformer (OH) | Leaking | 2023 | Tier 2 - Elevated | Transformer only | 4 | 19 | 20230419 | 2092621 | Sus | N | Vegetation¦Treefellintoline¦Transformer(OH)¦Leaking
23-0062790 | Animal | Bird found | Conductor, Overhead | Normal | 2023 | Tier 2 - Elevated | Distribution Circuit | 4 | 20 | 20230420 | 2092874 | Sus | N | Animal¦Birdfound¦ConductorOverhead¦Normal
23-0062878 | Unknown Cause | Patrol - found nothing |  |  | 2023 | Tier 2 - Extreme | Distribution Circuit | 4 | 20 | 20230420 | 2092990 | Sus | N | UnknownCause¦Patrolfoundnothing¦¦
23-0063297 | Unknown Cause | Patrol - not conducted |  |  | 2023 | Tier 2 - Elevated | Distribution Circuit | 4 | 21 | 20230421 | 2093482 | Sus | N | UnknownCause¦Patrolnotconducted¦¦
23-0063931 | Unknown Cause | Patrol - found nothing |  |  | 2023 | Tier 2 - Elevated | Distribution Circuit | 4 | 24 | 20230424 | 2095241 | Sus | N | UnknownCause¦Patrolfoundnothing¦¦
23-0064108 | Equipment Failure/Involved | Overhead | Transformer | Failed/Faulted | 2023 | Tier 2 - Extreme | Transformer only | 4 | 24 | 20230424 | 2095636 | Sus | N | EquipmentFailureInvolved¦Overhead¦Transformer¦FailedFaulted
23-0064061 | Animal | Other | Conductor, Overhead | Normal | 2023 | Tier 2 - Elevated | Distribution Circuit | 4 | 24 | 20230424 | 2095643 | Sus | N | Animal¦Other¦ConductorOverhead¦Normal
23-0064342 | 3rd Party | Vehicle | Transformer (UG) | Broken | 2023 | Tier 2 - Elevated | Distribution Circuit | 4 | 25 | 20230425 | 2096216 | Sus | N | 3rdParty¦Vehicle¦Transformer(UG)¦Broken
23-0064746 | Equipment Failure/Involved | Overhead | Crossarm, Wood | Broken | 2023 | Tier 2 - Elevated | Distribution Circuit | 4 | 26 | 20230426 | 2097122 | Sus | N | EquipmentFailureInvolved¦Overhead¦CrossarmWood¦Broken
23-0065042 | Unknown Cause | Patrol - found nothing |  |  | 2023 | Tier 2 - Extreme | Distribution Circuit | 4 | 26 | 20230426 | 2097520 | Sus | N | UnknownCause¦Patrolfoundnothing¦¦
23-0065173 | Vegetation | Tree - fell into line | Circuit Breaker | Normal | 2023 | Tier 2 - Elevated | Distribution Circuit | 4 | 26 | 20230426 | 2097517 | Sus | N | Vegetation¦Treefellintoline¦CircuitBreaker¦Normal
23-0066135 | Unknown Cause | Patrol - found nothing |  |  | 2023 | Tier 2 - Elevated | Distribution Circuit | 4 | 28 | 20230428 | 2099531 | Sus | N | UnknownCause¦Patrolfoundnothing¦¦
23-0066305 | Equipment Failure/Involved | Overhead | Transformer (OH) | Failed/Faulted | 2023 | Tier 2 - Extreme | Transformer only | 4 | 29 | 20230429 | 2100048 | Sus | N | EquipmentFailureInvolved¦Overhead¦Transformer(OH)¦FailedFaulted
23-0066402 | Equipment Failure/Involved | Overhead | Transformer (OH) | Failed/Faulted | 2023 | Tier 2 - Extreme | Transformer only | 4 | 30 | 20230430 | 2100411 | Sus | N | EquipmentFailureInvolved¦Overhead¦Transformer(OH)¦FailedFaulted
23-0066564 | Vegetation | Tree - grew into line | Conductor, Overhead | Normal | 2023 | Tier 2 - Elevated | Distribution Circuit | 5 | 1 | 20230501 | 2101238 | Sus | Y | Vegetation¦Treegrewintoline¦ConductorOverhead¦Normal
23-0067444 | Equipment Failure/Involved | Underground | Transformer (OH) | Failed/Faulted | 2023 | Tier 2 - Elevated | Transformer only | 5 | 2 | 20230502 | 2103255 | Sus | Y | EquipmentFailureInvolved¦Underground¦Transformer(OH)¦FailedFaulted
23-0067448 | Unknown Cause | Patrol - found nothing |  |  | 2023 | Tier 2 - Elevated | Distribution Circuit | 5 | 3 | 20230503 | 2103302 | Sus | Y | UnknownCause¦Patrolfoundnothing¦¦
23-0067651 | 3rd Party | Other | Conductor, Overhead | Normal | 2023 | Tier 2 - Extreme | Distribution Circuit | 5 | 3 | 20230503 | 2103416 | Sus | Y | 3rdParty¦Other¦ConductorOverhead¦Normal
23-0067748 | Equipment Failure/Involved | Overhead | Insulator | Broken | 2023 | Tier 2 - Extreme | Distribution Circuit | 5 | 3 | 20230503 | 2103920 | Sus | Y | EquipmentFailureInvolved¦Overhead¦Insulator¦Broken
23-0067866 | Unknown Cause | Patrol - not conducted |  |  | 2023 | Tier 2 - Elevated | Distribution Circuit | 5 | 3 | 20230503 | 2104121 | Sus | Y | UnknownCause¦Patrolnotconducted¦¦
23-0068487 | Unknown Cause | Patrol - found nothing |  |  | 2023 | Tier 2 - Extreme | Distribution Circuit | 5 | 4 | 20230504 | 2105089 | Sus | Y | UnknownCause¦Patrolfoundnothing¦¦
23-0068595 | Unknown Cause | Patrol - found nothing |  |  | 2023 | Tier 2 - Elevated | Distribution Circuit | 5 | 5 | 20230505 | 2105227 | Sus | Y | UnknownCause¦Patrolfoundnothing¦¦
23-0068753 | Equipment Failure/Involved | Overhead | Transformer (OH) | Failed/Faulted | 2023 | Tier 2 - Elevated | Transformer only | 5 | 5 | 20230505 | 2105548 | Sus | Y | EquipmentFailureInvolved¦Overhead¦Transformer(OH)¦FailedFaulted
23-0069172 | Unknown Cause | Patrol - found nothing |  |  | 2023 | Tier 2 - Extreme | Transformer only | 5 | 6 | 20230506 | 2106097 | Sus | Y | UnknownCause¦Patrolfoundnothing¦¦
23-0070104 | Equipment Failure/Involved | Overhead | Transformer (OH) | Failed/Faulted | 2023 | Tier 2 - Elevated | Transformer only | 5 | 9 | 20230509 | 2108342 | Sus | Y | EquipmentFailureInvolved¦Overhead¦Transformer(OH)¦FailedFaulted
23-0070036 | Equipment Failure/Involved | Overhead | Fuse | Broken | 2023 | Tier 2 - Elevated | Transformer only | 5 | 9 | 20230509 | 2108643 | Sus | Y | EquipmentFailureInvolved¦Overhead¦Fuse¦Broken
23-0070185 | Environmental/External | Lightning | Fuse | Failed/Faulted | 2023 | Tier 2 - Extreme | Distribution Circuit | 5 | 9 | 20230509 | 2108915 | Sus | Y | EnvironmentalExternal¦Lightning¦Fuse¦FailedFaulted
23-0070187 | Unknown Cause | Patrol - not conducted |  |  | 2023 | Tier 2 - Extreme | Distribution Circuit | 5 | 9 | 20230509 | 2108919 | Sus | Y | UnknownCause¦Patrolnotconducted¦¦
23-0070190 | Unknown Cause | Patrol - not conducted |  |  | 2023 | Tier 2 - Extreme | Distribution Circuit | 5 | 9 | 20230509 | 2108942 | Sus | Y | UnknownCause¦Patrolnotconducted¦¦
23-0070219 | Environmental/External | Lightning | Transformer (OH) | Failed/Faulted | 2023 | Tier 2 - Extreme | Transformer only | 5 | 9 | 20230509 | 2109009 | Sus | Y | EnvironmentalExternal¦Lightning¦Transformer(OH)¦FailedFaulted
23-0070357 | Unknown Cause | Patrol - found nothing |  |  | 2023 | Tier 2 - Extreme | Distribution Circuit | 5 | 10 | 20230510 | 2109379 | Sus | Y | UnknownCause¦Patrolfoundnothing¦¦
23-0070362 | Unknown Cause | Patrol - found nothing |  |  | 2023 | Tier 2 - Elevated | Distribution Circuit | 5 | 10 | 20230510 | 2109265 | Sus | Y | UnknownCause¦Patrolfoundnothing¦¦
23-0070847 | Environmental/External | Lightning | Transformer (OH) | Failed/Faulted | 2023 | Tier 2 - Extreme | Transformer only | 5 | 11 | 20230511 | 2110212 | Sus | Y | EnvironmentalExternal¦Lightning¦Transformer(OH)¦FailedFaulted
23-0070979 | Equipment Failure/Involved | Overhead | Transformer (OH) | Failed/Faulted | 2023 | Tier 2 - Elevated | Transformer only | 5 | 11 | 20230511 | 2110233 | Sus | Y | EquipmentFailureInvolved¦Overhead¦Transformer(OH)¦FailedFaulted
23-0070982 | Unknown Cause | Patrol - not conducted |  |  | 2023 | Tier 2 - Elevated | Distribution Circuit | 5 | 11 | 20230511 | 2110408 | Sus | Y | UnknownCause¦Patrolnotconducted¦¦
23-0071107 | Equipment Failure/Involved | Overhead | Transformer (OH) | Failed/Faulted | 2023 | Tier 2 - Elevated | Distribution Circuit | 5 | 11 | 20230511 | 2110577 | Sus | Y | EquipmentFailureInvolved¦Overhead¦Transformer(OH)¦FailedFaulted
23-0071290 | Equipment Failure/Involved | Overhead | Other | Broken | 2023 | Tier 2 - Extreme | Transformer only | 5 | 12 | 20230512 | 2111108 | Sus | Y | EquipmentFailureInvolved¦Overhead¦Other¦Broken
23-0071638 | Unknown Cause | Patrol - found nothing |  |  | 2023 | Tier 2 - Elevated | Distribution Circuit | 5 | 14 | 20230514 | 2112048 | Sus | Y | UnknownCause¦Patrolfoundnothing¦¦
23-0072120 | Environmental/External | Ice or snow | Anchor or Guy | Broken | 2023 | Tier 2 - Extreme | Distribution Circuit | 5 | 15 | 20230515 | 2113534 | Sus | Y | EnvironmentalExternal¦Iceorsnow¦AnchororGuy¦Broken
23-0072115 | Equipment Failure/Involved | Overhead | Pole-Wood | Broken | 2023 | Tier 2 - Elevated | Distribution Circuit | 5 | 15 | 20230515 | 2113345 | Sus | Y | EquipmentFailureInvolved¦Overhead¦PoleWood¦Broken
23-0072390 | Unknown Cause | Patrol - found nothing |  |  | 2023 | Tier 2 - Elevated | Distribution Circuit | 5 | 16 | 20230516 | 2114200 | Sus | Y | UnknownCause¦Patrolfoundnothing¦¦
23-0072359 | Vegetation | Tree - fell into line | Transformer (OH) | Broken | 2023 | Tier 2 - Extreme | Distribution Circuit | 5 | 16 | 20230516 | 2114188 | Sus | Y | Vegetation¦Treefellintoline¦Transformer(OH)¦Broken
23-0072518 | Equipment Failure/Involved | Overhead | Transformer (OH) | Failed/Faulted | 2023 | Tier 2 - Elevated | Distribution Circuit | 5 | 17 | 20230517 | 2114581 | Sus | Y | EquipmentFailureInvolved¦Overhead¦Transformer(OH)¦FailedFaulted
23-0072696 | 3rd Party | Tree - cutting, 3rd party | Transformer (OH) | Leaking | 2023 | Tier 2 - Extreme | Transformer only | 5 | 17 | 20230517 | 2114977 | Sus | Y | 3rdParty¦Treecutting3rdparty¦Transformer(OH)¦Leaking
23-0072784 | Vegetation | Tree - fell into line | Pole-Wood | Deteriorated | 2023 | Tier 2 - Elevated | Distribution Circuit | 5 | 17 | 20230517 | 2115124 | Sus | Y | Vegetation¦Treefellintoline¦PoleWood¦Deteriorated
23-0072891 | Equipment Failure/Involved | Overhead | Transformer (OH) | Failed/Faulted | 2023 | Tier 2 - Elevated | Transformer only | 5 | 17 | 20230517 | 2115240 | Sus | Y | EquipmentFailureInvolved¦Overhead¦Transformer(OH)¦FailedFaulted
23-0072933 | Unknown Cause | Patrol - found nothing |  |  | 2023 | Tier 2 - Elevated | Distribution Circuit | 5 | 17 | 20230517 | 2115494 | Sus | Y | UnknownCause¦Patrolfoundnothing¦¦
23-0073583 | Vegetation | Tree - grew into line | Conductor, Overhead | Normal | 2023 | Tier 2 - Extreme | Distribution Circuit | 5 | 19 | 20230519 | 2117039 | Sus | Y | Vegetation¦Treegrewintoline¦ConductorOverhead¦Normal
23-0073783 | Equipment Failure/Involved | Overhead | Connector or Splice (OH) | Burned Open | 2023 | Tier 2 - Elevated | Transformer only | 5 | 20 | 20230520 | 2117438 | Sus | Y | EquipmentFailureInvolved¦Overhead¦ConnectororSplice(OH)¦BurnedOpen
23-0073958 | Equipment Failure/Involved | Overhead | Jumper | Bent or Twisted | 2023 | Tier 2 - Extreme | Distribution Circuit | 5 | 21 | 20230521 | 2117948 | Sus | Y | EquipmentFailureInvolved¦Overhead¦Jumper¦BentorTwisted
23-0074559 | Equipment Failure/Involved | Overhead | Connector or Splice (OH) | Broken | 2023 | Tier 2 - Elevated | Transformer only | 5 | 23 | 20230523 | 2119373 | Sus | Y | EquipmentFailureInvolved¦Overhead¦ConnectororSplice(OH)¦Broken
23-0074666 | Equipment Failure/Involved | Overhead | Conductor, Overhead | Broken | 2023 | Tier 2 - Elevated | Distribution Circuit | 5 | 23 | 20230523 | 2119755 | Sus | Y | EquipmentFailureInvolved¦Overhead¦ConductorOverhead¦Broken
23-0074872 | 3rd Party | Customer Equipment | Other | Malfunctioning | 2023 | Tier 2 - Elevated | Distribution Circuit | 5 | 23 | 20230523 | 2120070 | Sus | Y | 3rdParty¦CustomerEquipment¦Other¦Malfunctioning
23-0074884 | Unknown Cause | Patrol - found nothing |  |  | 2023 | Tier 2 - Extreme | Distribution Circuit | 5 | 23 | 20230523 | 2120146 | Sus | Y | UnknownCause¦Patrolfoundnothing¦¦
23-0074905 | 3rd Party | Customer Equipment | Other | Malfunctioning | 2023 | Tier 2 - Elevated | Transformer only | 5 | 23 | 20230523 | 2120164 | Sus | Y | 3rdParty¦CustomerEquipment¦Other¦Malfunctioning
23-0075840 | Equipment Failure/Involved | Overhead | Crossarm, Wood | Broken | 2023 | Tier 2 - Extreme | Distribution Circuit | 5 | 26 | 20230526 | 2121893 | Sus | Y | EquipmentFailureInvolved¦Overhead¦CrossarmWood¦Broken
23-0076146 | Equipment Failure/Involved | Overhead | Fuse | Broken | 2023 | Tier 2 - Elevated | Transformer only | 5 | 26 | 20230526 | 2122212 | Sus | Y | EquipmentFailureInvolved¦Overhead¦Fuse¦Broken
23-0076431 | Unknown Cause | Patrol - found nothing |  |  | 2023 | Tier 2 - Elevated | Distribution Circuit | 5 | 28 | 20230528 | 2122964 | Sus | Y | UnknownCause¦Patrolfoundnothing¦¦
23-0076630 | Vegetation | Tree - fell into line | Secondary | Broken | 2023 | Tier 2 - Elevated | Transformer only | 5 | 30 | 20230530 | 2123635 | Sus | Y | Vegetation¦Treefellintoline¦Secondary¦Broken
23-0077505 | Unknown Cause | Patrol - not conducted |  |  | 2023 | Tier 2 - Elevated | Distribution Circuit | 5 | 31 | 20230531 | 2125080 | Sus | Y | UnknownCause¦Patrolnotconducted¦¦
23-0077500 | 3rd Party | Other | Conductor, Overhead | Normal | 2023 | Tier 2 - Elevated | Distribution Circuit | 5 | 31 | 20230531 | 2125087 | Sus | Y | 3rdParty¦Other¦ConductorOverhead¦Normal
23-0077887 | Unknown Cause | Patrol - found nothing |  |  | 2023 | Tier 2 - Elevated | Transformer only | 6 | 1 | 20230601 | 2125234 | Sus | Y | UnknownCause¦Patrolfoundnothing¦¦
23-0077884 | Unknown Cause | Patrol - not conducted |  |  | 2023 | Tier 2 - Elevated | Distribution Circuit | 6 | 1 | 20230601 | 2126762 | Sus | Y | UnknownCause¦Patrolnotconducted¦¦
23-0078486 | Unknown Cause | Patrol - not conducted |  |  | 2023 | Tier 2 - Extreme | Distribution Circuit | 6 | 2 | 20230602 | 2127639 | Sus | Y | UnknownCause¦Patrolnotconducted¦¦
23-0078676 | Animal | Squirrel | Transformer (OH) | Failed/Faulted | 2023 | Tier 2 - Elevated | Distribution Circuit | 6 | 4 | 20230604 | 2128307 | Sus | Y | Animal¦Squirrel¦Transformer(OH)¦FailedFaulted
23-0078696 | Equipment Failure/Involved | Overhead | Transformer (OH) | Failed/Faulted | 2023 | Tier 2 - Elevated | Distribution Circuit | 6 | 4 | 20230604 | 2128386 | Sus | Y | EquipmentFailureInvolved¦Overhead¦Transformer(OH)¦FailedFaulted
23-0078752 | Equipment Failure/Involved | Overhead | Transformer (OH) | Failed/Faulted | 2023 | Tier 2 - Extreme | Transformer only | 6 | 4 | 20230604 | 2128612 | Sus | Y | EquipmentFailureInvolved¦Overhead¦Transformer(OH)¦FailedFaulted
23-0078812 | Equipment Failure/Involved | Overhead | Fuse | Broken | 2023 | Tier 2 - Extreme | Transformer only | 6 | 5 | 20230605 | 2128848 | Sus | Y | EquipmentFailureInvolved¦Overhead¦Fuse¦Broken
23-0078806 | Equipment Failure/Involved | Overhead | Transformer (OH) | Normal | 2023 | Tier 2 - Extreme | Transformer only | 6 | 5 | 20230605 | 2128865 | Sus | Y | EquipmentFailureInvolved¦Overhead¦Transformer(OH)¦Normal
23-0078875 | Equipment Failure/Involved | Overhead | Secondary | Broken | 2023 | Tier 2 - Elevated | Transformer only | 6 | 5 | 20230605 | 2129098 | Sus | Y | EquipmentFailureInvolved¦Overhead¦Secondary¦Broken
23-0079101 | Unknown Cause | Patrol - found nothing |  |  | 2023 | Tier 2 - Elevated | Distribution Circuit | 6 | 5 | 20230605 | 2129630 | Sus | Y | UnknownCause¦Patrolfoundnothing¦¦
23-0079188 | Equipment Failure/Involved | Overhead | Transformer (OH) | Failed/Faulted | 2023 | Tier 2 - Elevated | Distribution Circuit | 6 | 6 | 20230606 | 2130183 | Sus | Y | EquipmentFailureInvolved¦Overhead¦Transformer(OH)¦FailedFaulted
23-0079186 | Unknown Cause | Patrol - found nothing |  |  | 2023 | Tier 2 - Extreme | Distribution Circuit | 6 | 6 | 20230606 | 2130137 | Sus | Y | UnknownCause¦Patrolfoundnothing¦¦
23-0079296 | Equipment Failure/Involved | Overhead | Transformer (OH) | Broken | 2023 | Tier 2 - Elevated | Distribution Circuit | 6 | 6 | 20230606 | 2130478 | Sus | Y | EquipmentFailureInvolved¦Overhead¦Transformer(OH)¦Broken
23-0079188 | Equipment Failure/Involved | Overhead | Transformer (OH) | Failed/Faulted | 2023 | Tier 2 - Extreme | Distribution Circuit | 6 | 6 | 20230606 | 2130160 | Sus | Y | EquipmentFailureInvolved¦Overhead¦Transformer(OH)¦FailedFaulted
23-0079293 | Unknown Cause | Patrol - found nothing |  |  | 2023 | Tier 2 - Elevated | Transformer only | 6 | 6 | 20230606 | 2130266 | Sus | Y | UnknownCause¦Patrolfoundnothing¦¦
23-0079348 | Environmental/External | Lightning | Transformer (OH) | Failed/Faulted | 2023 | Tier 2 - Elevated | Transformer only | 6 | 6 | 20230606 | 2130286 | Sus | Y | EnvironmentalExternal¦Lightning¦Transformer(OH)¦FailedFaulted
23-0079424 | Animal | Other | Conductor, Overhead | Normal | 2023 | Tier 2 - Elevated | Distribution Circuit | 6 | 6 | 20230606 | 2130715 | Sus | Y | Animal¦Other¦ConductorOverhead¦Normal
23-0079614 | Equipment Failure/Involved | Overhead | Crossarm, Wood | Broken | 2023 | Tier 2 - Elevated | Distribution Circuit | 6 | 7 | 20230607 | 2131379 | Sus | Y | EquipmentFailureInvolved¦Overhead¦CrossarmWood¦Broken
23-0079804 | Environmental/External | Lightning | Transformer (OH) | Failed/Faulted | 2023 | Tier 2 - Elevated | Transformer only | 6 | 7 | 20230607 | 2131658 | Sus | Y | EnvironmentalExternal¦Lightning¦Transformer(OH)¦FailedFaulted
23-0079830 | Environmental/External | Lightning | Transformer (OH) | Failed/Faulted | 2023 | Tier 2 - Extreme | Transformer only | 6 | 7 | 20230607 | 2131765 | Sus | Y | EnvironmentalExternal¦Lightning¦Transformer(OH)¦FailedFaulted
23-0079977 | Environmental/External | Lightning | Transformer (OH) | Failed/Faulted | 2023 | Tier 2 - Elevated | Distribution Circuit | 6 | 7 | 20230607 | 2131971 | Sus | Y | EnvironmentalExternal¦Lightning¦Transformer(OH)¦FailedFaulted
23-0080046 | Environmental/External | Lightning | Transformer (OH) | Failed/Faulted | 2023 | Tier 2 - Extreme | Transformer only | 6 | 7 | 20230607 | 2132052 | Sus | Y | EnvironmentalExternal¦Lightning¦Transformer(OH)¦FailedFaulted
23-0080250 | Unknown Cause | Patrol - found nothing |  |  | 2023 | Tier 2 - Extreme | Distribution Circuit | 6 | 8 | 20230608 | 2132430 | Sus | Y | UnknownCause¦Patrolfoundnothing¦¦
23-0080916 | Unknown Cause | Patrol - found nothing |  |  | 2023 | Tier 2 - Extreme | Distribution Circuit | 6 | 9 | 20230609 | 2133395 | Sus | Y | UnknownCause¦Patrolfoundnothing¦¦
23-0080844 | Equipment Failure/Involved | Overhead | Insulator | Broken | 2023 | Tier 2 - Elevated | Distribution Circuit | 6 | 9 | 20230609 | 2133627 | Sus | Y | EquipmentFailureInvolved¦Overhead¦Insulator¦Broken
23-0081089 | Equipment Failure/Involved | Overhead | Other | Broken | 2023 | Tier 2 - Extreme | Distribution Circuit | 6 | 10 | 20230610 | 2134044 | Sus | Y | EquipmentFailureInvolved¦Overhead¦Other¦Broken
23-0081299 | Environmental/External | Lightning | Transformer (OH) | Failed/Faulted | 2023 | Tier 2 - Extreme | Distribution Circuit | 6 | 11 | 20230611 | 2134625 | Sus | Y | EnvironmentalExternal¦Lightning¦Transformer(OH)¦FailedFaulted
23-0081304 | Environmental/External | Lightning | Transformer (OH) | Failed/Faulted | 2023 | Tier 2 - Extreme | Transformer only | 6 | 11 | 20230611 | 2134626 | Sus | Y | EnvironmentalExternal¦Lightning¦Transformer(OH)¦FailedFaulted
23-0081584 | Equipment Failure/Involved | Overhead | Secondary | Broken | 2023 | Tier 2 - Elevated | Transformer only | 6 | 12 | 20230612 | 2135405 | Sus | Y | EquipmentFailureInvolved¦Overhead¦Secondary¦Broken
23-0082003 | Equipment Failure/Involved | Overhead | Crossarm, Wood | Broken | 2023 | Tier 2 - Elevated | Transformer only | 6 | 13 | 20230613 | 2136257 | Sus | Y | EquipmentFailureInvolved¦Overhead¦CrossarmWood¦Broken
23-0082006 | Equipment Failure/Involved | Overhead | Metering Equipment | Broken | 2023 | Tier 2 - Elevated | Transformer only | 6 | 13 | 20230613 | 2136258 | Sus | Y | EquipmentFailureInvolved¦Overhead¦MeteringEquipment¦Broken
23-0082097 | Equipment Failure/Involved | Overhead | Conductor, Overhead | Arcing | 2023 | Tier 2 - Elevated | Transformer only | 6 | 13 | 20230613 | 2136486 | Sus | Y | EquipmentFailureInvolved¦Overhead¦ConductorOverhead¦Arcing
23-0082122 | Vegetation | Tree - fell into line | Crossarm, Wood | Broken | 2023 | Tier 2 - Extreme | Distribution Circuit | 6 | 14 | 20230614 | 2136504 | Sus | Y | Vegetation¦Treefellintoline¦CrossarmWood¦Broken
23-0083070 | Animal | Other | Conductor, Overhead | Normal | 2023 | Tier 2 - Elevated | Distribution Circuit | 6 | 16 | 20230616 | 2138340 | Sus | Y | Animal¦Other¦ConductorOverhead¦Normal
23-0083886 | Equipment Failure/Involved | Overhead | Crossarm, Wood | Broken | 2023 | Tier 2 - Elevated | Transformer only | 6 | 20 | 20230620 | 2141379 | Sus | Y | EquipmentFailureInvolved¦Overhead¦CrossarmWood¦Broken
23-0084168 | Equipment Failure/Involved | Overhead | Insulator | Burned/flashed | 2023 | Tier 2 - Elevated | Transformer only | 6 | 21 | 20230621 | 2142031 | Sus | Y | EquipmentFailureInvolved¦Overhead¦Insulator¦Burnedflashed
23-0084264 | Equipment Failure/Involved | Overhead | Crossarm, Wood | Broken | 2023 | Tier 2 - Extreme | Distribution Circuit | 6 | 21 | 20230621 | 2142270 | Sus | Y | EquipmentFailureInvolved¦Overhead¦CrossarmWood¦Broken
23-0084507 | Unknown Cause | Patrol - found nothing |  |  | 2023 | Tier 2 - Extreme | Distribution Circuit | 6 | 22 | 20230622 | 2142809 | Sus | Y | UnknownCause¦Patrolfoundnothing¦¦
23-0084767 | Equipment Failure/Involved | Overhead | Pole-Wood | Broken | 2023 | Tier 2 - Elevated | Distribution Circuit | 6 | 22 | 20230622 | 2143293 | Sus | Y | EquipmentFailureInvolved¦Overhead¦PoleWood¦Broken
23-0084951 | Equipment Failure/Involved | Overhead | Insulator | Broken | 2023 | Tier 2 - Elevated | Distribution Circuit | 6 | 23 | 20230623 | 2143870 | Sus | Y | EquipmentFailureInvolved¦Overhead¦Insulator¦Broken
23-0085290 | Unknown Cause | Patrol - found nothing |  |  | 2023 | Tier 2 - Elevated | Distribution Circuit | 6 | 24 | 20230624 | 2144533 | Sus | Y | UnknownCause¦Patrolfoundnothing¦¦
23-0085397 | 3rd Party | Vehicle | Pole-Wood | Normal | 2023 | Tier 2 - Elevated | Distribution Circuit | 6 | 24 | 20230624 | 2145125 | Sus | Y | 3rdParty¦Vehicle¦PoleWood¦Normal
23-0085400 | 3rd Party | Vehicle | Pole-Wood | Broken | 2023 | Tier 2 - Elevated | Distribution Circuit | 6 | 25 | 20230625 | 2145163 | Sus | Y | 3rdParty¦Vehicle¦PoleWood¦Broken
23-0085442 | Equipment Failure/Involved | Overhead | Transformer (OH) | Failed/Faulted | 2023 | Tier 2 - Elevated | Distribution Circuit | 6 | 25 | 20230625 | 2145433 | Sus | Y | EquipmentFailureInvolved¦Overhead¦Transformer(OH)¦FailedFaulted
23-0085466 | Equipment Failure/Involved | Overhead | Transformer (OH) | Failed/Faulted | 2023 | Tier 2 - Elevated | Transformer only | 6 | 25 | 20230625 | 2145535 | Sus | Y | EquipmentFailureInvolved¦Overhead¦Transformer(OH)¦FailedFaulted
23-0085496 | Equipment Failure/Involved | Overhead | Secondary | Broken | 2023 | Tier 2 - Elevated | Transformer only | 6 | 26 | 20230626 | 2145626 | Sus | Y | EquipmentFailureInvolved¦Overhead¦Secondary¦Broken
23-0085680 | Equipment Failure/Involved | Overhead | Pole-Wood | Broken | 2023 | Tier 2 - Elevated | Distribution Circuit | 6 | 26 | 20230626 | 2146182 | Sus | Y | EquipmentFailureInvolved¦Overhead¦PoleWood¦Broken
23-0085827 | Equipment Failure/Involved | Overhead | Transformer (OH) | Failed/Faulted | 2023 | Tier 2 - Elevated | Transformer only | 6 | 26 | 20230626 | 2146366 | Sus | Y | EquipmentFailureInvolved¦Overhead¦Transformer(OH)¦FailedFaulted
23-0085943 | Company Initiated | Personnel, company | Fuse | Normal | 2023 | Tier 2 - Elevated | Distribution Circuit | 6 | 27 | 20230627 | 2146754 | Sus | Y | CompanyInitiated¦Personnelcompany¦Fuse¦Normal
23-0085998 | Equipment Failure/Involved | Overhead | Fuse | Failed/Faulted | 2023 | Tier 2 - Elevated | Transformer only | 6 | 27 | 20230627 | 2146878 | Sus | Y | EquipmentFailureInvolved¦Overhead¦Fuse¦FailedFaulted
23-0086319 | Equipment Failure/Involved | Overhead | Pole-Wood | Broken | 2023 | Tier 2 - Elevated | Distribution Circuit | 6 | 27 | 20230627 | 2147320 | Sus | Y | EquipmentFailureInvolved¦Overhead¦PoleWood¦Broken
23-0087414 | 3rd Party | Vehicle | Pole-Wood | Broken | 2023 | Tier 2 - Elevated | Distribution Circuit | 6 | 29 | 20230629 | 2149451 | Sus | Y | 3rdParty¦Vehicle¦PoleWood¦Broken
23-0087643 | Equipment Failure/Involved | Overhead | Transformer (OH) | Broken | 2023 | Tier 2 - Extreme | Transformer only | 6 | 30 | 20230630 | 2149925 | Sus | Y | EquipmentFailureInvolved¦Overhead¦Transformer(OH)¦Broken
23-0087698 | 3rd Party | Vehicle | Pole-Wood | Broken, wire on ground | 2023 | Tier 2 - Elevated | Distribution Circuit | 6 | 30 | 20230630 | 2150015 | Sus | Y | 3rdParty¦Vehicle¦PoleWood¦Brokenwireonground
23-0087788 | Equipment Failure/Involved | Underground | Transformer (UG) | Failed/Faulted | 2023 | Tier 2 - Extreme | Distribution Circuit | 6 | 30 | 20230630 | 2150339 | Sus | Y | EquipmentFailureInvolved¦Underground¦Transformer(UG)¦FailedFaulted
23-0087805 | Unknown Cause | Patrol - found nothing |  |  | 2023 | Tier 2 - Extreme | Distribution Circuit | 7 | 1 | 20230701 | 2150564 | Sus | Y | UnknownCause¦Patrolfoundnothing¦¦
23-0087852 | Unknown Cause | Patrol - found nothing |  |  | 2023 | Tier 2 - Elevated | Distribution Circuit | 7 | 1 | 20230701 | 2150603 | Sus | Y | UnknownCause¦Patrolfoundnothing¦¦
23-0087977 | Equipment Failure/Involved | Overhead | Transformer (OH) | Failed/Faulted | 2023 | Tier 2 - Extreme | Transformer only | 7 | 1 | 20230701 | 2150937 | Sus | Y | EquipmentFailureInvolved¦Overhead¦Transformer(OH)¦FailedFaulted
23-0088136 | Unknown Cause | Patrol - found nothing |  |  | 2023 | Tier 2 - Elevated | Transformer only | 7 | 2 | 20230702 | 2151895 | Sus | Y | UnknownCause¦Patrolfoundnothing¦¦
23-0088246 | 3rd Party | Fire, house or bldg. | Secondary | Burned/flashed | 2023 | Tier 2 - Extreme | Transformer only | 7 | 2 | 20230702 | 2152737 | Sus | Y | 3rdParty¦Firehouseorbldg¦Secondary¦Burnedflashed
23-0088247 | Equipment Failure/Involved | Overhead | Regulator | Burned/flashed | 2023 | Tier 2 - Elevated | Distribution Circuit | 7 | 2 | 20230702 | 2152725 | Sus | Y | EquipmentFailureInvolved¦Overhead¦Regulator¦Burnedflashed
23-0088350 | Vegetation | Tree - branch fell on line | Pole-Wood | Broken | 2023 | Tier 2 - Elevated | Distribution Circuit | 7 | 3 | 20230703 | 2153035 | Sus | Y | Vegetation¦Treebranchfellonline¦PoleWood¦Broken
23-0088352 | Company Initiated | Personnel, company | Recloser | Normal | 2023 | Tier 2 - Elevated | Distribution Circuit | 7 | 3 | 20230703 | 2153038 | Sus | Y | CompanyInitiated¦Personnelcompany¦Recloser¦Normal
23-0088733 | Equipment Failure/Involved | Overhead | Transformer (OH) | Broken | 2023 | Tier 2 - Elevated | Transformer only | 7 | 4 | 20230704 | 2153932 | Sus | Y | EquipmentFailureInvolved¦Overhead¦Transformer(OH)¦Broken
23-0088862 | Vegetation | Tree - branch fell on line | Conductor, Overhead | Normal | 2023 | Tier 2 - Elevated | Distribution Circuit | 7 | 5 | 20230705 | 2154434 | Sus | Y | Vegetation¦Treebranchfellonline¦ConductorOverhead¦Normal
23-0089883 | Equipment Failure/Involved | Overhead | Cutout, fuse holder | Broken | 2023 | Tier 2 - Extreme | Distribution Circuit | 7 | 7 | 20230707 | 2156317 | Sus | Y | EquipmentFailureInvolved¦Overhead¦Cutoutfuseholder¦Broken
23-0090390 | Animal | Bird found | Conductor, Overhead | Normal | 2023 | Tier 2 - Elevated | Distribution Circuit | 7 | 10 | 20230710 | 2158348 | Sus | Y | Animal¦Birdfound¦ConductorOverhead¦Normal
23-0091086 | Unknown Cause | Patrol - not conducted |  |  | 2023 | Tier 2 - Elevated | Distribution Circuit | 7 | 12 | 20230712 | 2160299 | Sus | Y | UnknownCause¦Patrolnotconducted¦¦
23-0091345 | Unknown Cause | Patrol - found nothing |  |  | 2023 | Tier 2 - Elevated | Distribution Circuit | 7 | 12 | 20230712 | 2160868 | Sus | Y | UnknownCause¦Patrolfoundnothing¦¦
23-0091497 | Equipment Failure/Involved | Overhead | Other | Broken | 2023 | Tier 2 - Elevated | Distribution Circuit | 7 | 12 | 20230712 | 2161121 | Sus | Y | EquipmentFailureInvolved¦Overhead¦Other¦Broken
23-0091771 | Equipment Failure/Involved | Overhead | Cutout, fuse holder | Broken | 2023 | Tier 2 - Elevated | Transformer only | 7 | 13 | 20230713 | 2161560 | Sus | Y | EquipmentFailureInvolved¦Overhead¦Cutoutfuseholder¦Broken
23-0091869 | Equipment Failure/Involved | Overhead | Transformer (OH) | Failed/Faulted | 2023 | Tier 2 - Extreme | Distribution Circuit | 7 | 13 | 20230713 | 2161730 | Sus | Y | EquipmentFailureInvolved¦Overhead¦Transformer(OH)¦FailedFaulted
23-0092450 | 3rd Party | Vehicle | Pole-Wood | Broken | 2023 | Tier 2 - Elevated | Distribution Circuit | 7 | 14 | 20230714 | 2162846 | Sus | Y | 3rdParty¦Vehicle¦PoleWood¦Broken
23-0092442 | Equipment Failure/Involved | Overhead | Pole-Wood | Deteriorated | 2023 | Tier 2 - Elevated | Distribution Circuit | 7 | 14 | 20230714 | 2162880 | Sus | Y | EquipmentFailureInvolved¦Overhead¦PoleWood¦Deteriorated
23-0092767 | Company Initiated | Personnel, company | Recloser | Normal | 2023 | Tier 2 - Extreme | Distribution Circuit | 7 | 16 | 20230716 | 2164187 | Sus | Y | CompanyInitiated¦Personnelcompany¦Recloser¦Normal
23-0092966 | Equipment Failure/Involved | Overhead | Fuse | Failed/Faulted | 2023 | Tier 2 - Elevated | Transformer only | 7 | 16 | 20230716 | 2164900 | Sus | Y | EquipmentFailureInvolved¦Overhead¦Fuse¦FailedFaulted
23-0093073 | Equipment Failure/Involved | Overhead | Transformer (OH) | Failed/Faulted | 2023 | Tier 2 - Elevated | Transformer only | 7 | 17 | 20230717 | 2165098 | Sus | Y | EquipmentFailureInvolved¦Overhead¦Transformer(OH)¦FailedFaulted
23-0093142 | Equipment Failure/Involved | Overhead | Other | Broken | 2023 | Tier 2 - Elevated | Distribution Circuit | 7 | 17 | 20230717 | 2165511 | Sus | Y | EquipmentFailureInvolved¦Overhead¦Other¦Broken
23-0093266 | Equipment Failure/Involved | Overhead | Pole-Wood | Broken | 2023 | Tier 2 - Extreme | Distribution Circuit | 7 | 17 | 20230717 | 2165681 | Sus | Y | EquipmentFailureInvolved¦Overhead¦PoleWood¦Broken
23-0093400 | Equipment Failure/Involved | Overhead | Pole-Wood | Broken | 2023 | Tier 2 - Elevated | Distribution Circuit | 7 | 17 | 20230717 | 2165938 | Sus | Y | EquipmentFailureInvolved¦Overhead¦PoleWood¦Broken
23-0094234 | Unknown Cause | Patrol - found nothing |  |  | 2023 | Tier 2 - Extreme | Transformer only | 7 | 19 | 20230719 | 2167795 | Sus | Y | UnknownCause¦Patrolfoundnothing¦¦
23-0094307 | 3rd Party | Vehicle | Pole-Wood | Broken | 2023 | Tier 2 - Elevated | Distribution Circuit | 7 | 19 | 20230719 | 2168315 | Sus | Y | 3rdParty¦Vehicle¦PoleWood¦Broken
23-0094764 | Equipment Failure/Involved | Overhead | Insulator | Broken | 2023 | Tier 2 - Elevated | Distribution Circuit | 7 | 20 | 20230720 | 2168945 | Sus | Y | EquipmentFailureInvolved¦Overhead¦Insulator¦Broken
23-0094931 | Equipment Failure/Involved | Overhead | Pole-Wood | Deteriorated | 2023 | Tier 2 - Elevated | Distribution Circuit | 7 | 20 | 20230720 | 2169344 | Sus | Y | EquipmentFailureInvolved¦Overhead¦PoleWood¦Deteriorated
23-0095433 | Equipment Failure/Involved | Overhead | Transformer (OH) | Failed/Faulted | 2023 | Tier 2 - Elevated | Transformer only | 7 | 21 | 20230721 | 2170343 | Sus | Y | EquipmentFailureInvolved¦Overhead¦Transformer(OH)¦FailedFaulted
23-0095720 | Unknown Cause | Patrol - found nothing |  |  | 2023 | Tier 2 - Elevated | Distribution Circuit | 7 | 23 | 20230723 | 2171843 | Sus | Y | UnknownCause¦Patrolfoundnothing¦¦
23-0096002 | Company Initiated | Coordination failure | Pole-Wood | Broken | 2023 | Tier 2 - Elevated | Distribution Circuit | 7 | 24 | 20230724 | 2172595 | Sus | Y | CompanyInitiated¦Coordinationfailure¦PoleWood¦Broken
23-0096379 | Equipment Failure/Involved | Overhead | Cutout, fuse holder | Failed/Faulted | 2023 | Tier 2 - Extreme | Transformer only | 7 | 25 | 20230725 | 2173336 | Sus | Y | EquipmentFailureInvolved¦Overhead¦Cutoutfuseholder¦FailedFaulted
23-0096403 | Equipment Failure/Involved | Overhead | Transformer (OH) | Failed/Faulted | 2023 | Tier 2 - Elevated | Transformer only | 7 | 25 | 20230725 | 2173394 | Sus | Y | EquipmentFailureInvolved¦Overhead¦Transformer(OH)¦FailedFaulted
23-0096491 | Vegetation | Tree - fell into line | Transformer (OH) | Failed/Faulted | 2023 | Tier 2 - Elevated | Transformer only | 7 | 25 | 20230725 | 2173448 | Sus | Y | Vegetation¦Treefellintoline¦Transformer(OH)¦FailedFaulted
23-0096553 | 3rd Party | Vehicle | Service conductor | Broken, wire on ground | 2023 | Tier 2 - Elevated | Transformer only | 7 | 25 | 20230725 | 2173538 | Sus | Y | 3rdParty¦Vehicle¦Serviceconductor¦Brokenwireonground
23-0096571 | 3rd Party | Vehicle | Pole-Wood | Broken | 2023 | Tier 2 - Elevated | Transformer only | 7 | 25 | 20230725 | 2173607 | Sus | Y | 3rdParty¦Vehicle¦PoleWood¦Broken
23-0097247 | Unknown Cause | Patrol - found nothing |  |  | 2023 | Tier 2 - Elevated | Distribution Circuit | 7 | 26 | 20230726 | 2174780 | Sus | Y | UnknownCause¦Patrolfoundnothing¦¦
23-0097568 | Unknown Cause | Patrol - found nothing |  |  | 2023 | Tier 2 - Elevated | Distribution Circuit | 7 | 27 | 20230727 | 2175415 | Sus | Y | UnknownCause¦Patrolfoundnothing¦¦
23-0097699 | Unknown Cause | Patrol - found nothing |  |  | 2023 | Tier 2 - Elevated | Distribution Circuit | 7 | 27 | 20230727 | 2175513 | Sus | Y | UnknownCause¦Patrolfoundnothing¦¦
23-0098057 | Vegetation | Tree - fell into line | Conductor, Overhead | Normal | 2023 | Tier 2 - Extreme | Distribution Circuit | 7 | 28 | 20230728 | 2176256 | Sus | Y | Vegetation¦Treefellintoline¦ConductorOverhead¦Normal
23-0098050 | Equipment Failure/Involved | Overhead | Pole-Wood | Broken | 2023 | Tier 2 - Extreme | Distribution Circuit | 7 | 28 | 20230728 | 2176286 | Sus | Y | EquipmentFailureInvolved¦Overhead¦PoleWood¦Broken
23-0098407 | Equipment Failure/Involved | Overhead | Transformer (OH) | Failed/Faulted | 2023 | Tier 2 - Elevated | Distribution Circuit | 7 | 29 | 20230729 | 2177452 | Sus | Y | EquipmentFailureInvolved¦Overhead¦Transformer(OH)¦FailedFaulted
23-0098426 | Unknown Cause | Patrol - found nothing |  |  | 2023 | Tier 2 - Elevated | Distribution Circuit | 7 | 30 | 20230730 | 2177535 | Sus | Y | UnknownCause¦Patrolfoundnothing¦¦
23-0098462 | Equipment Failure/Involved | Overhead | Transformer (OH) | Failed/Faulted | 2023 | Tier 2 - Elevated | Transformer only | 7 | 30 | 20230730 | 2177778 | Sus | Y | EquipmentFailureInvolved¦Overhead¦Transformer(OH)¦FailedFaulted
23-0098523 | Equipment Failure/Involved | Overhead | Recloser | Arcing | 2023 | Tier 2 - Elevated | Distribution Circuit | 7 | 30 | 20230730 | 2178046 | Sus | Y | EquipmentFailureInvolved¦Overhead¦Recloser¦Arcing
23-0098669 | Company Initiated | Personnel, company | Fuse | Normal | 2023 | Tier 2 - Elevated | Distribution Circuit | 7 | 31 | 20230731 | 2178443 | Sus | Y | CompanyInitiated¦Personnelcompany¦Fuse¦Normal
23-0098883 | Animal | Bird found | Conductor, Overhead | Normal | 2023 | Tier 2 - Elevated | Distribution Circuit | 7 | 31 | 20230731 | 2178975 | Sus | Y | Animal¦Birdfound¦ConductorOverhead¦Normal
23-0098950 | Equipment Failure/Involved | Overhead | Recloser | Arcing | 2023 | Tier 2 - Elevated | Distribution Circuit | 8 | 1 | 20230801 | 2179150 | Sus | Y | EquipmentFailureInvolved¦Overhead¦Recloser¦Arcing
23-0099632 | 3rd Party | Vehicle | Pole-Wood | Broken, wire on ground | 2023 | Tier 2 - Elevated | Distribution Circuit | 8 | 2 | 20230802 | 2180708 | Sus | Y | 3rdParty¦Vehicle¦PoleWood¦Brokenwireonground
23-0099718 | Equipment Failure/Involved | Overhead | Conductor, Overhead | Normal | 2023 | Tier 2 - Elevated | Distribution Circuit | 8 | 2 | 20230802 | 2180841 | Sus | Y | EquipmentFailureInvolved¦Overhead¦ConductorOverhead¦Normal
23-0100288 | Unknown Cause | Patrol - found nothing |  |  | 2023 | Tier 2 - Elevated | Transformer only | 8 | 3 | 20230803 | 2181863 | Sus | Y | UnknownCause¦Patrolfoundnothing¦¦
23-0100625 | Equipment Failure/Involved | Overhead | Transformer (OH) | Failed/Faulted | 2023 | Tier 2 - Extreme | Transformer only | 8 | 4 | 20230804 | 2182373 | Sus | Y | EquipmentFailureInvolved¦Overhead¦Transformer(OH)¦FailedFaulted
23-0100845 | Equipment Failure/Involved | Overhead | Transformer (OH) | Failed/Faulted | 2023 | Tier 2 - Elevated | Distribution Circuit | 8 | 5 | 20230805 | 2182853 | Sus | Y | EquipmentFailureInvolved¦Overhead¦Transformer(OH)¦FailedFaulted
23-0100889 | Equipment Failure/Involved | Overhead | Transformer (OH) | Failed/Faulted | 2023 | Tier 2 - Extreme | Distribution Circuit | 8 | 5 | 20230805 | 2183034 | Sus | Y | EquipmentFailureInvolved¦Overhead¦Transformer(OH)¦FailedFaulted
23-0100880 | Equipment Failure/Involved | Overhead | Insulator | Broken | 2023 | Tier 2 - Extreme | Distribution Circuit | 8 | 5 | 20230805 | 2183052 | Sus | Y | EquipmentFailureInvolved¦Overhead¦Insulator¦Broken
23-0100901 | Animal | Bird found | Conductor, Overhead | Normal | 2023 | Tier 2 - Elevated | Distribution Circuit | 8 | 5 | 20230805 | 2183109 | Sus | Y | Animal¦Birdfound¦ConductorOverhead¦Normal
23-0100901 | Animal | Bird found | Conductor, Overhead | Normal | 2023 | Tier 2 - Elevated | Distribution Circuit | 8 | 5 | 20230805 | 2183192 | Sus | Y | Animal¦Birdfound¦ConductorOverhead¦Normal
23-0100985 | Equipment Failure/Involved | Overhead | Recloser | Arcing | 2023 | Tier 2 - Elevated | Distribution Circuit | 8 | 6 | 20230806 | 2183507 | Sus | Y | EquipmentFailureInvolved¦Overhead¦Recloser¦Arcing
23-0101033 | Vegetation | Tree - fell into line | Transformer (OH) | Broken | 2023 | Tier 2 - Elevated | Transformer only | 8 | 6 | 20230806 | 2183714 | Sus | Y | Vegetation¦Treefellintoline¦Transformer(OH)¦Broken
23-0101994 | Animal | Bird found | Conductor, Overhead | Normal | 2023 | Tier 2 - Elevated | Distribution Circuit | 8 | 9 | 20230809 | 2186236 | Sus | Y | Animal¦Birdfound¦ConductorOverhead¦Normal
23-0102219 | Company Initiated | Personnel, company | Transformer (OH) | Normal | 2023 | Tier 2 - Extreme | Distribution Circuit | 8 | 9 | 20230809 | 2186750 | Sus | Y | CompanyInitiated¦Personnelcompany¦Transformer(OH)¦Normal
23-0102219 | Equipment Failure/Involved | Overhead | Metering Equipment | Failed/Faulted | 2023 | Tier 2 - Extreme | Distribution Circuit | 8 | 9 | 20230809 | 2186793 | Sus | Y | EquipmentFailureInvolved¦Overhead¦MeteringEquipment¦FailedFaulted
23-0102840 | Vegetation | Tree - branch fell on line | Service conductor | Broken | 2023 | Tier 2 - Elevated | Distribution Circuit | 8 | 10 | 20230810 | 2187965 | Sus | Y | Vegetation¦Treebranchfellonline¦Serviceconductor¦Broken
23-0103054 | Animal | Other | Fuse | Failed/Faulted | 2023 | Tier 2 - Extreme | Transformer only | 8 | 11 | 20230811 | 2188285 | Sus | Y | Animal¦Other¦Fuse¦FailedFaulted
23-0103200 | Company Initiated | Personnel, company | Fuse | Normal | 2023 | Tier 2 - Elevated | Distribution Circuit | 8 | 11 | 20230811 | 2188528 | Sus | Y | CompanyInitiated¦Personnelcompany¦Fuse¦Normal
23-0103773 | Vegetation | Tree - fell into line | Transformer (OH) | Leaking | 2023 | Tier 2 - Elevated | Transformer only | 8 | 13 | 20230813 | 2189687 | Sus | Y | Vegetation¦Treefellintoline¦Transformer(OH)¦Leaking
23-0103837 | Equipment Failure/Involved | Overhead | Other | Malfunctioning | 2023 | Tier 2 - Elevated | Distribution Circuit | 8 | 14 | 20230814 | 2189941 | Sus | Y | EquipmentFailureInvolved¦Overhead¦Other¦Malfunctioning
23-0103881 | Equipment Failure/Involved | Overhead | Other | Malfunctioning | 2023 | Tier 2 - Elevated | Distribution Circuit | 8 | 14 | 20230814 | 2189994 | Sus | Y | EquipmentFailureInvolved¦Overhead¦Other¦Malfunctioning
23-0104269 | Equipment Failure/Involved | Overhead | Transformer (OH) | Failed/Faulted | 2023 | Tier 2 - Extreme | Transformer only | 8 | 14 | 20230814 | 2190735 | Sus | Y | EquipmentFailureInvolved¦Overhead¦Transformer(OH)¦FailedFaulted
23-0104289 | Unknown Cause | Patrol - found nothing |  |  | 2023 | Tier 2 - Elevated | Distribution Circuit | 8 | 14 | 20230814 | 2190957 | Sus | Y | UnknownCause¦Patrolfoundnothing¦¦
23-0104369 | Equipment Failure/Involved | Overhead | Insulator | Failed/Faulted | 2023 | Tier 2 - Elevated | Distribution Circuit | 8 | 15 | 20230815 | 2191267 | Sus | Y | EquipmentFailureInvolved¦Overhead¦Insulator¦FailedFaulted
23-0105151 | 3rd Party | Vehicle | Fuse | Normal | 2023 | Tier 2 - Elevated | Transformer only | 8 | 16 | 20230816 | 2192938 | Sus | Y | 3rdParty¦Vehicle¦Fuse¦Normal
23-0105744 | Equipment Failure/Involved | Overhead | Jumper | Burned Open | 2023 | Tier 2 - Elevated | Distribution Circuit | 8 | 17 | 20230817 | 2194001 | Sus | Y | EquipmentFailureInvolved¦Overhead¦Jumper¦BurnedOpen
23-0105921 | Animal | Squirrel | Transformer (OH) | Failed/Faulted | 2023 | Tier 2 - Extreme | Distribution Circuit | 8 | 18 | 20230818 | 2194439 | Sus | Y | Animal¦Squirrel¦Transformer(OH)¦FailedFaulted
23-0106050 | Equipment Failure/Involved | Overhead | Connector or Splice (OH) | Broken | 2023 | Tier 2 - Elevated | Transformer only | 8 | 18 | 20230818 | 2194440 | Sus | Y | EquipmentFailureInvolved¦Overhead¦ConnectororSplice(OH)¦Broken
23-0105765 | Company Initiated | Return Circuit Normal | Conductor, Overhead | Normal | 2023 | Tier 2 - Elevated | Distribution Circuit | 8 | 18 | 20230818 | 2194793 | Sus | Y | CompanyInitiated¦ReturnCircuitNormal¦ConductorOverhead¦Normal
23-0106305 | Equipment Failure/Involved | Overhead | Transformer (OH) | Leaking | 2023 | Tier 2 - Elevated | Transformer only | 8 | 18 | 20230818 | 2195358 | Sus | Y | EquipmentFailureInvolved¦Overhead¦Transformer(OH)¦Leaking
23-0106384 | Equipment Failure/Involved | Overhead | Transformer (OH) | Broken | 2023 | Tier 2 - Elevated | Transformer only | 8 | 19 | 20230819 | 2195692 | Sus | Y | EquipmentFailureInvolved¦Overhead¦Transformer(OH)¦Broken
23-0106462 | Vegetation | Tree - fell into line | Pole-Wood | Broken | 2023 | Tier 2 - Elevated | Distribution Circuit | 8 | 19 | 20230819 | 2196275 | Sus | Y | Vegetation¦Treefellintoline¦PoleWood¦Broken
23-0106525 | Animal | Other | Cutout, fuse holder | Failed/Faulted | 2023 | Tier 2 - Elevated | Transformer only | 8 | 19 | 20230819 | 2196302 | Sus | Y | Animal¦Other¦Cutoutfuseholder¦FailedFaulted
23-0106493 | Environmental/External | Lightning | Conductor, Overhead | Normal | 2023 | Tier 2 - Elevated | Distribution Circuit | 8 | 19 | 20230819 | 2196352 | Sus | Y | EnvironmentalExternal¦Lightning¦ConductorOverhead¦Normal
23-0106482 | Environmental/External | Fire, Forest/Grass | Pole-Wood | Burned/flashed | 2023 | Tier 2 - Elevated | Distribution Circuit | 8 | 19 | 20230819 | 2196331 | Sus | Y | EnvironmentalExternal¦FireForestGrass¦PoleWood¦Burnedflashed
23-0106569 | Environmental/External | Lightning | Transformer (OH) | Failed/Faulted | 2023 | Tier 2 - Elevated | Distribution Circuit | 8 | 19 | 20230819 | 2196400 | Sus | Y | EnvironmentalExternal¦Lightning¦Transformer(OH)¦FailedFaulted
23-0106716 | Vegetation | Tree - fell into line | Pole-Wood | Broken | 2023 | Tier 2 - Elevated | Distribution Circuit | 8 | 19 | 20230819 | 2196479 | Sus | Y | Vegetation¦Treefellintoline¦PoleWood¦Broken
23-0106574 | Unknown Cause | Patrol - found nothing |  |  | 2023 | Tier 2 - Elevated | Distribution Circuit | 8 | 19 | 20230819 | 2196503 | Sus | Y | UnknownCause¦Patrolfoundnothing¦¦
23-0106529 | Equipment Failure/Involved | Fire, pole | Crossarm, Wood | Burned/flashed | 2023 | Tier 2 - Elevated | Distribution Circuit | 8 | 19 | 20230819 | 2196539 | Sus | Y | EquipmentFailureInvolved¦Firepole¦CrossarmWood¦Burnedflashed
23-0106566 | Equipment Failure/Involved | Overhead | Fuse | Failed/Faulted | 2023 | Tier 2 - Elevated | Transformer only | 8 | 20 | 20230820 | 2196648 | Sus | Y | EquipmentFailureInvolved¦Overhead¦Fuse¦FailedFaulted
23-0106594 | Unknown Cause | Patrol - found nothing |  |  | 2023 | Tier 2 - Elevated | Distribution Circuit | 8 | 20 | 20230820 | 2196732 | Sus | Y | UnknownCause¦Patrolfoundnothing¦¦
23-0106653 | Unknown Cause | Patrol - found nothing |  |  | 2023 | Tier 2 - Elevated | Distribution Circuit | 8 | 20 | 20230820 | 2196869 | Sus | Y | UnknownCause¦Patrolfoundnothing¦¦
23-0106668 | Unknown Cause | Patrol - found nothing |  |  | 2023 | Tier 2 - Extreme | Distribution Circuit | 8 | 20 | 20230820 | 2196917 | Sus | Y | UnknownCause¦Patrolfoundnothing¦¦
23-0106740 | Environmental/External | Lightning | Transformer (OH) | Failed/Faulted | 2023 | Tier 2 - Elevated | Transformer only | 8 | 20 | 20230820 | 2197056 | Sus | Y | EnvironmentalExternal¦Lightning¦Transformer(OH)¦FailedFaulted
23-0106677 | Animal | Bird found | Transformer (OH) | Broken | 2023 | Tier 2 - Elevated | Distribution Circuit | 8 | 20 | 20230820 | 2197064 | Sus | Y | Animal¦Birdfound¦Transformer(OH)¦Broken
23-0106738 | Equipment Failure/Involved | Overhead | Other | Malfunctioning | 2023 | Tier 2 - Elevated | Distribution Circuit | 8 | 20 | 20230820 | 2197280 | Sus | Y | EquipmentFailureInvolved¦Overhead¦Other¦Malfunctioning
23-0106918 | Animal | Bird found | Conductor, Overhead | Normal | 2023 | Tier 2 - Elevated | Distribution Circuit | 8 | 21 | 20230821 | 2197805 | Sus | Y | Animal¦Birdfound¦ConductorOverhead¦Normal
23-0107224 | Animal | Bird found | Conductor, Overhead | Normal | 2023 | Tier 2 - Elevated | Distribution Circuit | 8 | 21 | 20230821 | 2198542 | Sus | Y | Animal¦Birdfound¦ConductorOverhead¦Normal
23-0107693 | Unknown Cause | Patrol - found nothing |  |  | 2023 | Tier 2 - Elevated | Distribution Circuit | 8 | 22 | 20230822 | 2199470 | Sus | Y | UnknownCause¦Patrolfoundnothing¦¦
23-0107773 | Animal | Bird found | Transformer (OH) | Normal | 2023 | Tier 2 - Elevated | Distribution Circuit | 8 | 22 | 20230822 | 2199544 | Sus | Y | Animal¦Birdfound¦Transformer(OH)¦Normal
23-0107789 | Equipment Failure/Involved | Overhead | Service conductor | Broken | 2023 | Tier 2 - Elevated | Transformer only | 8 | 22 | 20230822 | 2199631 | Sus | Y | EquipmentFailureInvolved¦Overhead¦Serviceconductor¦Broken
23-0107880 | Animal | Bird found | Transformer (OH) | Failed/Faulted | 2023 | Tier 2 - Elevated | Distribution Circuit | 8 | 23 | 20230823 | 2199808 | Sus | Y | Animal¦Birdfound¦Transformer(OH)¦FailedFaulted
23-0108615 | 3rd Party | Dig in, 3rd party | Conductor, Underground | Broken | 2023 | Tier 2 - Elevated | Distribution Circuit | 8 | 24 | 20230824 | 2201242 | Sus | Y | 3rdParty¦Digin3rdparty¦ConductorUnderground¦Broken
23-0108983 | Unknown Cause | Patrol - found nothing |  |  | 2023 | Tier 2 - Elevated | Distribution Circuit | 8 | 25 | 20230825 | 2201948 | Sus | Y | UnknownCause¦Patrolfoundnothing¦¦
23-0109713 | Unknown Cause | Patrol - found nothing |  |  | 2023 | Tier 2 - Extreme | Distribution Circuit | 8 | 28 | 20230828 | 2203930 | Sus | Y | UnknownCause¦Patrolfoundnothing¦¦
23-0109790 | Equipment Failure/Involved | Overhead | Conductor, Overhead | Bent or Twisted | 2023 | Tier 2 - Extreme | Distribution Circuit | 8 | 28 | 20230828 | 2204163 | Sus | Y | EquipmentFailureInvolved¦Overhead¦ConductorOverhead¦BentorTwisted
23-0110182 | Company Initiated | Operating error | Fuse | Normal | 2023 | Tier 2 - Elevated | Distribution Circuit | 8 | 29 | 20230829 | 2204943 | Sus | Y | CompanyInitiated¦Operatingerror¦Fuse¦Normal
23-0111529 | Equipment Failure/Involved | Overhead | Pole-Wood | Deteriorated | 2023 | Tier 2 - Extreme | Distribution Circuit | 8 | 31 | 20230831 | 2207384 | Sus | Y | EquipmentFailureInvolved¦Overhead¦PoleWood¦Deteriorated
23-0112004 | Unknown Cause | Patrol - not conducted |  |  | 2023 | Tier 2 - Elevated | Distribution Circuit | 9 | 1 | 20230901 | 2208177 | Sus | Y | UnknownCause¦Patrolnotconducted¦¦
23-0112029 | Equipment Failure/Involved | Overhead | Transformer (OH) | Broken | 2023 | Tier 2 - Elevated | Transformer only | 9 | 1 | 20230901 | 2208258 | Sus | Y | EquipmentFailureInvolved¦Overhead¦Transformer(OH)¦Broken
23-0112534 | Equipment Failure/Involved | Overhead | Cutout, fuse holder | Broken | 2023 | Tier 2 - Elevated | Transformer only | 9 | 5 | 20230905 | 2209848 | Sus | Y | EquipmentFailureInvolved¦Overhead¦Cutoutfuseholder¦Broken
23-0112842 | Company Initiated | Personnel, company | Recloser | Normal | 2023 | Tier 2 - Elevated | Distribution Circuit | 9 | 5 | 20230905 | 2210444 | Sus | Y | CompanyInitiated¦Personnelcompany¦Recloser¦Normal
23-0112958 | Company Initiated | Personnel, company | Conductor, Overhead | Normal | 2023 | Tier 2 - Extreme | Distribution Circuit | 9 | 6 | 20230906 | 2210618 | Sus | Y | CompanyInitiated¦Personnelcompany¦ConductorOverhead¦Normal
23-0113607 | Equipment Failure/Involved | Overhead | Bushing | Broken | 2023 | Tier 2 - Elevated | Distribution Circuit | 9 | 7 | 20230907 | 2211743 | Sus | Y | EquipmentFailureInvolved¦Overhead¦Bushing¦Broken
23-0113823 | Animal | Bird found | Fuse | Failed/Faulted | 2023 | Tier 2 - Elevated | Distribution Circuit | 9 | 7 | 20230907 | 2212031 | Sus | Y | Animal¦Birdfound¦Fuse¦FailedFaulted
23-0113961 | Unknown Cause | Patrol - found nothing |  |  | 2023 | Tier 2 - Elevated | Distribution Circuit | 9 | 8 | 20230908 | 2212379 | Sus | Y | UnknownCause¦Patrolfoundnothing¦¦
23-0113962 | Equipment Failure/Involved | Overhead | Crossarm, Wood | Burned/flashed | 2023 | Tier 2 - Elevated | Distribution Circuit | 9 | 8 | 20230908 | 2212401 | Sus | Y | EquipmentFailureInvolved¦Overhead¦CrossarmWood¦Burnedflashed
23-0114161 | Equipment Failure/Involved | Overhead | Pole-Wood | Deteriorated | 2023 | Tier 2 - Elevated | Distribution Circuit | 9 | 8 | 20230908 | 2212761 | Sus | Y | EquipmentFailureInvolved¦Overhead¦PoleWood¦Deteriorated
23-0114426 | Environmental/External | Lightning | Transformer (OH) | Failed/Faulted | 2023 | Tier 2 - Elevated | Distribution Circuit | 9 | 9 | 20230909 | 2213410 | Sus | Y | EnvironmentalExternal¦Lightning¦Transformer(OH)¦FailedFaulted
23-0114442 | Environmental/External | Lightning | Transformer (OH) | Failed/Faulted | 2023 | Tier 2 - Extreme | Transformer only | 9 | 9 | 20230909 | 2213581 | Sus | Y | EnvironmentalExternal¦Lightning¦Transformer(OH)¦FailedFaulted
23-0114438 | Environmental/External | Lightning | Transformer (OH) | Failed/Faulted | 2023 | Tier 2 - Extreme | Distribution Circuit | 9 | 9 | 20230909 | 2213459 | Sus | Y | EnvironmentalExternal¦Lightning¦Transformer(OH)¦FailedFaulted
23-0114432 | Unknown Cause | Patrol - found nothing |  |  | 2023 | Tier 2 - Elevated | Distribution Circuit | 9 | 9 | 20230909 | 2213614 | Sus | Y | UnknownCause¦Patrolfoundnothing¦¦
23-0114433 | Company Initiated | Coordination failure | Other | Normal | 2023 | Tier 2 - Elevated | Distribution Circuit | 9 | 9 | 20230909 | 2213630 | Sus | Y | CompanyInitiated¦Coordinationfailure¦Other¦Normal
23-0114464 | Environmental/External | Lightning | Conductor, Overhead | Normal | 2023 | Tier 2 - Elevated | Distribution Circuit | 9 | 9 | 20230909 | 2213736 | Sus | Y | EnvironmentalExternal¦Lightning¦ConductorOverhead¦Normal
23-0114469 | Environmental/External | Lightning | Transformer (OH) | Failed/Faulted | 2023 | Tier 2 - Elevated | Distribution Circuit | 9 | 9 | 20230909 | 2213753 | Sus | Y | EnvironmentalExternal¦Lightning¦Transformer(OH)¦FailedFaulted
23-0114492 | Company Initiated | Coordination failure | Recloser | Normal | 2023 | Tier 2 - Extreme | Distribution Circuit | 9 | 9 | 20230909 | 2213886 | Sus | Y | CompanyInitiated¦Coordinationfailure¦Recloser¦Normal
23-0114492 | Unknown Cause | Patrol - not conducted |  |  | 2023 | Tier 2 - Extreme | Distribution Circuit | 9 | 9 | 20230909 | 2213892 | Sus | Y | UnknownCause¦Patrolnotconducted¦¦
23-0114492 | Company Initiated | Coordination failure | Conductor, Overhead | Broken, wire on ground | 2023 | Tier 2 - Extreme | Distribution Circuit | 9 | 9 | 20230909 | 2213994 | Sus | Y | CompanyInitiated¦Coordinationfailure¦ConductorOverhead¦Brokenwireonground
23-0114559 | Environmental/External | Lightning | Conductor, Overhead | Normal | 2023 | Tier 2 - Extreme | Distribution Circuit | 9 | 9 | 20230909 | 2214240 | Sus | Y | EnvironmentalExternal¦Lightning¦ConductorOverhead¦Normal
23-0114556 | Environmental/External | Lightning | Conductor, Overhead | Normal | 2023 | Tier 2 - Extreme | Distribution Circuit | 9 | 9 | 20230909 | 2214281 | Sus | Y | EnvironmentalExternal¦Lightning¦ConductorOverhead¦Normal
23-0114556 | Environmental/External | Lightning | Conductor, Overhead | Normal | 2023 | Tier 2 - Extreme | Distribution Circuit | 9 | 9 | 20230909 | 2214284 | Sus | Y | EnvironmentalExternal¦Lightning¦ConductorOverhead¦Normal
23-0114610 | Environmental/External | Lightning | Transformer (OH) | Failed/Faulted | 2023 | Tier 2 - Elevated | Distribution Circuit | 9 | 10 | 20230910 | 2214462 | Sus | Y | EnvironmentalExternal¦Lightning¦Transformer(OH)¦FailedFaulted
23-0114613 | Environmental/External | Lightning | Transformer (OH) | Failed/Faulted | 2023 | Tier 2 - Elevated | Distribution Circuit | 9 | 10 | 20230910 | 2214448 | Sus | Y | EnvironmentalExternal¦Lightning¦Transformer(OH)¦FailedFaulted
23-0114682 | Unknown Cause | Patrol - found nothing |  |  | 2023 | Tier 2 - Elevated | Distribution Circuit | 9 | 10 | 20230910 | 2214581 | Sus | Y | UnknownCause¦Patrolfoundnothing¦¦
23-0114734 | Unknown Cause | Patrol - found nothing |  |  | 2023 | Tier 2 - Elevated | Distribution Circuit | 9 | 10 | 20230910 | 2214587 | Sus | Y | UnknownCause¦Patrolfoundnothing¦¦
23-0114725 | Environmental/External | Lightning | Transformer (OH) | Failed/Faulted | 2023 | Tier 2 - Elevated | Distribution Circuit | 9 | 10 | 20230910 | 2214923 | Sus | Y | EnvironmentalExternal¦Lightning¦Transformer(OH)¦FailedFaulted
23-0114730 | Environmental/External | Lightning | Transformer (OH) | Failed/Faulted | 2023 | Tier 2 - Elevated | Distribution Circuit | 9 | 10 | 20230910 | 2214946 | Sus | Y | EnvironmentalExternal¦Lightning¦Transformer(OH)¦FailedFaulted
23-0114757 | Unknown Cause | Patrol - found nothing |  |  | 2023 | Tier 2 - Extreme | Distribution Circuit | 9 | 10 | 20230910 | 2214989 | Sus | Y | UnknownCause¦Patrolfoundnothing¦¦
23-0114758 | Environmental/External | Lightning | Transformer (OH) | Failed/Faulted | 2023 | Tier 2 - Extreme | Distribution Circuit | 9 | 11 | 20230911 | 2215001 | Sus | Y | EnvironmentalExternal¦Lightning¦Transformer(OH)¦FailedFaulted
23-0114874 | Equipment Failure/Involved | Overhead | Transformer (OH) | Failed/Faulted | 2023 | Tier 2 - Elevated | Transformer only | 9 | 11 | 20230911 | 2215084 | Sus | Y | EquipmentFailureInvolved¦Overhead¦Transformer(OH)¦FailedFaulted
23-0114816 | Equipment Failure/Involved | Overhead | Transformer (OH) | Failed/Faulted | 2023 | Tier 2 - Elevated | Transformer only | 9 | 11 | 20230911 | 2215206 | Sus | Y | EquipmentFailureInvolved¦Overhead¦Transformer(OH)¦FailedFaulted
23-0114916 | Unknown Cause | Patrol - found nothing |  |  | 2023 | Tier 2 - Extreme | Distribution Circuit | 9 | 11 | 20230911 | 2215465 | Sus | Y | UnknownCause¦Patrolfoundnothing¦¦
23-0115026 | Equipment Failure/Involved | Overhead | Pole-Wood | Normal | 2023 | Tier 2 - Extreme | Transformer only | 9 | 11 | 20230911 | 2215606 | Sus | Y | EquipmentFailureInvolved¦Overhead¦PoleWood¦Normal
23-0115122 | Equipment Failure/Involved | Overhead | Transformer (OH) | Failed/Faulted | 2023 | Tier 2 - Extreme | Transformer only | 9 | 11 | 20230911 | 2215637 | Sus | Y | EquipmentFailureInvolved¦Overhead¦Transformer(OH)¦FailedFaulted
23-0115106 | Environmental/External | Lightning | Transformer | Failed/Faulted | 2023 | Tier 2 - Elevated | Transformer only | 9 | 11 | 20230911 | 2215659 | Sus | Y | EnvironmentalExternal¦Lightning¦Transformer¦FailedFaulted
23-0115497 | Equipment Failure/Involved | Overhead | Transformer | Failed/Faulted | 2023 | Tier 2 - Elevated | Transformer only | 9 | 12 | 20230912 | 2216581 | Sus | Y | EquipmentFailureInvolved¦Overhead¦Transformer¦FailedFaulted
23-0115495 | Equipment Failure/Involved | Overhead | Transformer | Failed/Faulted | 2023 | Tier 2 - Elevated | Transformer only | 9 | 12 | 20230912 | 2216635 | Sus | Y | EquipmentFailureInvolved¦Overhead¦Transformer¦FailedFaulted
23-0115500 | Equipment Failure/Involved | Overhead | Transformer | Failed/Faulted | 2023 | Tier 2 - Elevated | Transformer only | 9 | 12 | 20230912 | 2216666 | Sus | Y | EquipmentFailureInvolved¦Overhead¦Transformer¦FailedFaulted
23-0115593 | Environmental/External | Lightning | Lightning Arrestor | Broken | 2023 | Tier 2 - Extreme | Transformer only | 9 | 12 | 20230912 | 2216777 | Sus | Y | EnvironmentalExternal¦Lightning¦LightningArrestor¦Broken
23-0115640 | Environmental/External | Lightning | Transformer (OH) | Failed/Faulted | 2023 | Tier 2 - Extreme | Transformer only | 9 | 12 | 20230912 | 2216715 | Sus | Y | EnvironmentalExternal¦Lightning¦Transformer(OH)¦FailedFaulted
23-0115694 | Environmental/External | Lightning | Transformer (OH) | Failed/Faulted | 2023 | Tier 2 - Elevated | Transformer only | 9 | 12 | 20230912 | 2216861 | Sus | Y | EnvironmentalExternal¦Lightning¦Transformer(OH)¦FailedFaulted
23-0115839 | Equipment Failure/Involved | Overhead | Transformer (OH) | Failed/Faulted | 2023 | Tier 2 - Elevated | Distribution Circuit | 9 | 13 | 20230913 | 2217247 | Sus | Y | EquipmentFailureInvolved¦Overhead¦Transformer(OH)¦FailedFaulted
23-0115921 | Unknown Cause | Patrol - found nothing |  |  | 2023 | Tier 2 - Elevated | Distribution Circuit | 9 | 13 | 20230913 | 2217356 | Sus | Y | UnknownCause¦Patrolfoundnothing¦¦
23-0116129 | Company Initiated | Coordination failure | Recloser | Normal | 2023 | Tier 2 - Elevated | Distribution Circuit | 9 | 13 | 20230913 | 2217844 | Sus | Y | CompanyInitiated¦Coordinationfailure¦Recloser¦Normal
23-0116544 | Equipment Failure/Involved | Overhead | Transformer (OH) | Failed/Faulted | 2023 | Tier 2 - Extreme | Distribution Circuit | 9 | 14 | 20230914 | 2218758 | Sus | Y | EquipmentFailureInvolved¦Overhead¦Transformer(OH)¦FailedFaulted
23-0116589 | 3rd Party | Customer Equipment | Secondary | Bent or Twisted | 2023 | Tier 2 - Extreme | Distribution Circuit | 9 | 14 | 20230914 | 2218796 | Sus | Y | 3rdParty¦CustomerEquipment¦Secondary¦BentorTwisted
23-0116733 | Equipment Failure/Involved | Electrical Overload | Transformer | Failed/Faulted | 2023 | Tier 2 - Elevated | Transformer only | 9 | 14 | 20230914 | 2218826 | Sus | Y | EquipmentFailureInvolved¦ElectricalOverload¦Transformer¦FailedFaulted
23-0116804 | Equipment Failure/Involved | Overhead | Other | Broken | 2023 | Tier 2 - Elevated | Distribution Circuit | 9 | 14 | 20230914 | 2219043 | Sus | Y | EquipmentFailureInvolved¦Overhead¦Other¦Broken
23-0116863 | Unknown Cause | Patrol - found nothing |  |  | 2023 | Tier 2 - Elevated | Distribution Circuit | 9 | 14 | 20230914 | 2219113 | Sus | Y | UnknownCause¦Patrolfoundnothing¦¦
23-0116930 | 3rd Party | Vehicle | Pole-Wood | Broken, wire on ground | 2023 | Tier 2 - Elevated | Distribution Circuit | 9 | 14 | 20230914 | 2219240 | Sus | Y | 3rdParty¦Vehicle¦PoleWood¦Brokenwireonground
23-0117086 | Environmental/External | Lightning | Transformer | Failed/Faulted | 2023 | Tier 2 - Elevated | Transformer only | 9 | 15 | 20230915 | 2219549 | Sus | Y | EnvironmentalExternal¦Lightning¦Transformer¦FailedFaulted
23-0117071 | Equipment Failure/Involved | Overhead | Transformer (OH) | Failed/Faulted | 2023 | Tier 2 - Elevated | Transformer only | 9 | 15 | 20230915 | 2219654 | Sus | Y | EquipmentFailureInvolved¦Overhead¦Transformer(OH)¦FailedFaulted
23-0117229 | Equipment Failure/Involved | Overhead | Transformer (OH) | Burned/flashed | 2023 | Tier 2 - Extreme | Transformer only | 9 | 15 | 20230915 | 2219914 | Sus | Y | EquipmentFailureInvolved¦Overhead¦Transformer(OH)¦Burnedflashed
23-0117264 | Equipment Failure/Involved | Overhead | Transformer (OH) | Failed/Faulted | 2023 | Tier 2 - Elevated | Transformer only | 9 | 15 | 20230915 | 2219847 | Sus | Y | EquipmentFailureInvolved¦Overhead¦Transformer(OH)¦FailedFaulted
23-0117403 | Unknown Cause | Patrol - found nothing |  |  | 2023 | Tier 2 - Elevated | Distribution Circuit | 9 | 16 | 20230916 | 2220369 | Sus | Y | UnknownCause¦Patrolfoundnothing¦¦
23-0117397 | Equipment Failure/Involved | Overhead | Transformer (OH) | Failed/Faulted | 2023 | Tier 2 - Extreme | Distribution Circuit | 9 | 16 | 20230916 | 2220378 | Sus | Y | EquipmentFailureInvolved¦Overhead¦Transformer(OH)¦FailedFaulted
23-0117475 | Equipment Failure/Involved | Overhead | Transformer | Failed/Faulted | 2023 | Tier 2 - Extreme | Transformer only | 9 | 16 | 20230916 | 2220638 | Sus | Y | EquipmentFailureInvolved¦Overhead¦Transformer¦FailedFaulted
23-0117529 | Equipment Failure/Involved | Overhead | Transformer (OH) | Failed/Faulted | 2023 | Tier 2 - Elevated | Distribution Circuit | 9 | 17 | 20230917 | 2220965 | Sus | Y | EquipmentFailureInvolved¦Overhead¦Transformer(OH)¦FailedFaulted
23-0117557 | Equipment Failure/Involved | Overhead | Transformer (OH) | Failed/Faulted | 2023 | Tier 2 - Elevated | Transformer only | 9 | 17 | 20230917 | 2221047 | Sus | Y | EquipmentFailureInvolved¦Overhead¦Transformer(OH)¦FailedFaulted
23-0117788 | Unknown Cause | Patrol - found nothing |  |  | 2023 | Tier 2 - Elevated | Distribution Circuit | 9 | 18 | 20230918 | 2221521 | Sus | Y | UnknownCause¦Patrolfoundnothing¦¦
23-0117805 | Equipment Failure/Involved | Overhead | Pole-Wood | Broken | 2023 | Tier 2 - Extreme | Transformer only | 9 | 18 | 20230918 | 2221650 | Sus | Y | EquipmentFailureInvolved¦Overhead¦PoleWood¦Broken
23-0118149 | Equipment Failure/Involved | Overhead | Transformer (OH) | Failed/Faulted | 2023 | Tier 2 - Extreme | Transformer only | 9 | 19 | 20230919 | 2222201 | Sus | Y | EquipmentFailureInvolved¦Overhead¦Transformer(OH)¦FailedFaulted
23-0118093 | Equipment Failure/Involved | Overhead | Secondary | Broken | 2023 | Tier 2 - Elevated | Transformer only | 9 | 19 | 20230919 | 2222256 | Sus | Y | EquipmentFailureInvolved¦Overhead¦Secondary¦Broken
23-0118477 | Equipment Failure/Involved | Overhead | Fuse | Failed/Faulted | 2023 | Tier 2 - Elevated | Transformer only | 9 | 19 | 20230919 | 2222816 | Sus | Y | EquipmentFailureInvolved¦Overhead¦Fuse¦FailedFaulted
23-0118976 | Environmental/External | Lightning | Transformer (OH) | Failed/Faulted | 2023 | Tier 2 - Extreme | Distribution Circuit | 9 | 20 | 20230920 | 2223697 | Sus | Y | EnvironmentalExternal¦Lightning¦Transformer(OH)¦FailedFaulted
23-0119095 | Animal | Squirrel | Pothead(Riser Termination) | Normal | 2023 | Tier 2 - Extreme | Distribution Circuit | 9 | 21 | 20230921 | 2223839 | Sus | Y | Animal¦Squirrel¦Pothead(RiserTermination)¦Normal
23-0119701 | Vegetation | Tree - branch fell on line | Service conductor | Broken, wire on ground | 2023 | Tier 2 - Extreme | Distribution Circuit | 9 | 22 | 20230922 | 2224752 | Sus | Y | Vegetation¦Treebranchfellonline¦Serviceconductor¦Brokenwireonground
23-0119886 | Equipment Failure/Involved | Overhead | Pole-Wood | Broken | 2023 | Tier 2 - Elevated | Distribution Circuit | 9 | 22 | 20230922 | 2224955 | Sus | Y | EquipmentFailureInvolved¦Overhead¦PoleWood¦Broken
23-0120012 | Equipment Failure/Involved | Overhead | Regulator | Burned/flashed | 2023 | Tier 2 - Elevated | Distribution Circuit | 9 | 23 | 20230923 | 2225273 | Sus | Y | EquipmentFailureInvolved¦Overhead¦Regulator¦Burnedflashed
23-0120302 | Unknown Cause | Patrol - found nothing |  |  | 2023 | Tier 2 - Elevated | Distribution Circuit | 9 | 25 | 20230925 | 2226415 | Sus | Y | UnknownCause¦Patrolfoundnothing¦¦
23-0120471 | Equipment Failure/Involved | Overhead | Secondary |  | 2023 | Tier 2 - Extreme | Transformer only | 9 | 25 | 20230925 | 2226709 | Sus | Y | EquipmentFailureInvolved¦Overhead¦Secondary¦
23-0120555 | Unknown Cause | Patrol - not conducted |  |  | 2023 | Tier 2 - Elevated | Distribution Circuit | 9 | 25 | 20230925 | 2226813 | Sus | Y | UnknownCause¦Patrolnotconducted¦¦
23-0120725 | Equipment Failure/Involved | Overhead | Lightning Arrestor | Broken | 2023 | Tier 2 - Elevated | Distribution Circuit | 9 | 26 | 20230926 | 2227190 | Sus | Y | EquipmentFailureInvolved¦Overhead¦LightningArrestor¦Broken
23-0120796 | Animal | Bird found | Conductor, Overhead | Normal | 2023 | Tier 2 - Elevated | Distribution Circuit | 9 | 26 | 20230926 | 2227433 | Sus | Y | Animal¦Birdfound¦ConductorOverhead¦Normal
23-0121035 | Equipment Failure/Involved | Overhead | Fuse | Failed/Faulted | 2023 | Tier 2 - Elevated | Transformer only | 9 | 26 | 20230926 | 2227614 | Sus | Y | EquipmentFailureInvolved¦Overhead¦Fuse¦FailedFaulted
23-0121771 | Unknown Cause | Patrol - found nothing |  |  | 2023 | Tier 2 - Elevated | Distribution Circuit | 9 | 27 | 20230927 | 2228939 | Sus | Y | UnknownCause¦Patrolfoundnothing¦¦
23-0121950 | Unknown Cause | Patrol - found nothing |  |  | 2023 | Tier 2 - Elevated | Distribution Circuit | 9 | 28 | 20230928 | 2229334 | Sus | Y | UnknownCause¦Patrolfoundnothing¦¦
23-0122222 | Equipment Failure/Involved | Electrical Overload | Transformer | Failed/Faulted | 2023 | Tier 2 - Extreme | Transformer only | 9 | 28 | 20230928 | 2229625 | Sus | Y | EquipmentFailureInvolved¦ElectricalOverload¦Transformer¦FailedFaulted
23-0123518 | Equipment Failure/Involved | Overhead | Fuse | Broken | 2023 | Tier 2 - Elevated | Transformer only | 10 | 2 | 20231002 | 2233085 | Sus | Y | EquipmentFailureInvolved¦Overhead¦Fuse¦Broken
23-0123722 | Company Initiated | Personnel, company | Fuse | Normal | 2023 | Tier 2 - Elevated | Distribution Circuit | 10 | 3 | 20231003 | 2233644 | Sus | Y | CompanyInitiated¦Personnelcompany¦Fuse¦Normal
23-0123973 | Equipment Failure/Involved | Overhead | Conductor, Overhead | Deteriorated | 2023 | Tier 2 - Elevated | Transformer only | 10 | 3 | 20231003 | 2233923 | Sus | Y | EquipmentFailureInvolved¦Overhead¦ConductorOverhead¦Deteriorated
23-0124040 | 3rd Party | Vehicle | Pole-Wood | Broken | 2023 | Tier 2 - Extreme | Distribution Circuit | 10 | 3 | 20231003 | 2234009 | Sus | Y | 3rdParty¦Vehicle¦PoleWood¦Broken
23-0124387 | Equipment Failure/Involved | Overhead | Connector or Splice (OH) | Broken | 2023 | Tier 2 - Extreme | Distribution Circuit | 10 | 4 | 20231004 | 2234680 | Sus | Y | EquipmentFailureInvolved¦Overhead¦ConnectororSplice(OH)¦Broken
23-0124390 | Animal | Other | Transformer (OH) | Normal | 2023 | Tier 2 - Elevated | Distribution Circuit | 10 | 4 | 20231004 | 2234688 | Sus | Y | Animal¦Other¦Transformer(OH)¦Normal
23-0124568 | Equipment Failure/Involved | Overhead | Bushing | Broken | 2023 | Tier 2 - Elevated | Transformer only | 10 | 4 | 20231004 | 2234860 | Sus | Y | EquipmentFailureInvolved¦Overhead¦Bushing¦Broken
23-0125604 | Equipment Failure/Involved | Overhead | Pole-Wood | Broken | 2023 | Tier 2 - Elevated | Distribution Circuit | 10 | 6 | 20231006 | 2236950 | Sus | Y | EquipmentFailureInvolved¦Overhead¦PoleWood¦Broken
23-0125731 | Unknown Cause | Patrol - found nothing |  |  | 2023 | Tier 2 - Elevated | Distribution Circuit | 10 | 7 | 20231007 | 2237667 | Sus | Y | UnknownCause¦Patrolfoundnothing¦¦
23-0125743 | Equipment Failure/Involved | Overhead | Pole-Wood | Broken | 2023 | Tier 2 - Elevated | Distribution Circuit | 10 | 7 | 20231007 | 2237708 | Sus | Y | EquipmentFailureInvolved¦Overhead¦PoleWood¦Broken
23-0125780 | Animal | Other | Pole-Wood | Deteriorated | 2023 | Tier 2 - Elevated | Transformer only | 10 | 7 | 20231007 | 2237873 | Sus | Y | Animal¦Other¦PoleWood¦Deteriorated
23-0125951 | Unknown Cause | Patrol - found nothing |  |  | 2023 | Tier 2 - Elevated | Distribution Circuit | 10 | 9 | 20231009 | 2238648 | Sus | Y | UnknownCause¦Patrolfoundnothing¦¦
23-0126108 | Equipment Failure/Involved | Overhead | Secondary | Broken | 2023 | Tier 2 - Elevated | Transformer only | 10 | 9 | 20231009 | 2239050 | Sus | Y | EquipmentFailureInvolved¦Overhead¦Secondary¦Broken
23-0126183 | Equipment Failure/Involved | Overhead | Transformer (OH) | Deteriorated | 2023 | Tier 2 - Elevated | Distribution Circuit | 10 | 9 | 20231009 | 2239185 | Sus | Y | EquipmentFailureInvolved¦Overhead¦Transformer(OH)¦Deteriorated
23-0126905 | Company Initiated | Personnel, company | Elbow | Normal | 2023 | Tier 2 - Elevated | Distribution Circuit | 10 | 11 | 20231011 | 2240591 | Sus | Y | CompanyInitiated¦Personnelcompany¦Elbow¦Normal
23-0127513 | Equipment Failure/Involved | Overhead | Pole-Wood | Broken | 2023 | Tier 2 - Elevated | Distribution Circuit | 10 | 12 | 20231012 | 2241821 | Sus | Y | EquipmentFailureInvolved¦Overhead¦PoleWood¦Broken
23-0128243 | Unknown Cause | Patrol - found nothing |  |  | 2023 | Tier 2 - Extreme | Distribution Circuit | 10 | 14 | 20231014 | 2243075 | Sus | Y | UnknownCause¦Patrolfoundnothing¦¦
23-0128252 | Animal | Bird found | Cutout, fuse holder | Failed/Faulted | 2023 | Tier 2 - Elevated | Distribution Circuit | 10 | 14 | 20231014 | 2243163 | Sus | Y | Animal¦Birdfound¦Cutoutfuseholder¦FailedFaulted
23-0128255 | Unknown Cause | Patrol - found nothing |  |  | 2023 | Tier 2 - Elevated | Distribution Circuit | 10 | 14 | 20231014 | 2243172 | Sus | Y | UnknownCause¦Patrolfoundnothing¦¦
23-0128338 | Equipment Failure/Involved | Overhead | Pole-Wood | Broken | 2023 | Tier 2 - Elevated | Distribution Circuit | 10 | 14 | 20231014 | 2243492 | Sus | Y | EquipmentFailureInvolved¦Overhead¦PoleWood¦Broken
23-0128472 | Unknown Cause | Patrol - found nothing |  |  | 2023 | Tier 2 - Elevated | Distribution Circuit | 10 | 15 | 20231015 | 2243987 | Sus | Y | UnknownCause¦Patrolfoundnothing¦¦
23-0128518 | Equipment Failure/Involved | Overhead | Transformer | Failed/Faulted | 2023 | Tier 2 - Elevated | Transformer only | 10 | 16 | 20231016 | 2244061 | Sus | Y | EquipmentFailureInvolved¦Overhead¦Transformer¦FailedFaulted
23-0128813 | Equipment Failure/Involved | Overhead | Transformer (OH) | Failed/Faulted | 2023 | Tier 2 - Extreme | Transformer only | 10 | 16 | 20231016 | 2244471 | Sus | Y | EquipmentFailureInvolved¦Overhead¦Transformer(OH)¦FailedFaulted
23-0128881 | Equipment Failure/Involved | Overhead | Pole-Wood | Deteriorated | 2023 | Tier 2 - Elevated | Distribution Circuit | 10 | 16 | 20231016 | 2244823 | Sus | Y | EquipmentFailureInvolved¦Overhead¦PoleWood¦Deteriorated
23-0128906 | Environmental/External | Lightning | Transformer (OH) | Broken | 2023 | Tier 2 - Extreme | Transformer only | 10 | 16 | 20231016 | 2244861 | Sus | Y | EnvironmentalExternal¦Lightning¦Transformer(OH)¦Broken
23-0129127 | Equipment Failure/Involved | Overhead | Pole-Wood | Deteriorated | 2023 | Tier 2 - Elevated | Distribution Circuit | 10 | 17 | 20231017 | 2245330 | Sus | Y | EquipmentFailureInvolved¦Overhead¦PoleWood¦Deteriorated
23-0130043 | Equipment Failure/Involved | Overhead | Fuse | Broken | 2023 | Tier 2 - Elevated | Transformer only | 10 | 19 | 20231019 | 2246712 | Sus | Y | EquipmentFailureInvolved¦Overhead¦Fuse¦Broken
23-0130352 | Unknown Cause | Patrol - found nothing |  |  | 2023 | Tier 2 - Elevated | Distribution Circuit | 10 | 19 | 20231019 | 2246957 | Sus | Y | UnknownCause¦Patrolfoundnothing¦¦
23-0130856 | Unknown Cause | Patrol - found nothing |  |  | 2023 | Tier 2 - Elevated | Distribution Circuit | 10 | 21 | 20231021 | 2248029 | Sus | Y | UnknownCause¦Patrolfoundnothing¦¦
23-0131096 | Unknown Cause | Patrol - found nothing |  |  | 2023 | Tier 2 - Elevated | Distribution Circuit | 10 | 22 | 20231022 | 2249276 | Sus | Y | UnknownCause¦Patrolfoundnothing¦¦
23-0131098 | Company Initiated | Coordination failure | Conductor, Overhead | Normal | 2023 | Tier 2 - Elevated | Distribution Circuit | 10 | 22 | 20231022 | 2249285 | Sus | Y | CompanyInitiated¦Coordinationfailure¦ConductorOverhead¦Normal
23-0131445 | Equipment Failure/Involved | Overhead | Secondary | Deteriorated | 2023 | Tier 2 - Elevated | Transformer only | 10 | 23 | 20231023 | 2250058 | Sus | Y | EquipmentFailureInvolved¦Overhead¦Secondary¦Deteriorated
23-0131560 | Equipment Failure/Involved | Overhead | Pole-Wood | Broken | 2023 | Tier 2 - Elevated | Transformer only | 10 | 23 | 20231023 | 2250152 | Sus | Y | EquipmentFailureInvolved¦Overhead¦PoleWood¦Broken
23-0131666 | 3rd Party | Customer Equipment | Switch (OH) | Normal | 2023 | Tier 2 - Elevated | Distribution Circuit | 10 | 24 | 20231024 | 2250408 | Sus | Y | 3rdParty¦CustomerEquipment¦Switch(OH)¦Normal
23-0132243 | Company Initiated | Personnel, company | Conductor, Overhead | Normal | 2023 | Tier 2 - Elevated | Distribution Circuit | 10 | 25 | 20231025 | 2251379 | Sus | Y | CompanyInitiated¦Personnelcompany¦ConductorOverhead¦Normal
23-0132696 | Unknown Cause | Patrol - found nothing |  |  | 2023 | Tier 2 - Elevated | Distribution Circuit | 10 | 26 | 20231026 | 2252111 | Sus | Y | UnknownCause¦Patrolfoundnothing¦¦
23-0132772 | Unknown Cause | Patrol - found nothing |  |  | 2023 | Tier 2 - Elevated | Distribution Circuit | 10 | 26 | 20231026 | 2252342 | Sus | Y | UnknownCause¦Patrolfoundnothing¦¦
23-0132932 | Equipment Failure/Involved | Overhead | Transformer (OH) | Failed/Faulted | 2023 | Tier 2 - Extreme | Transformer only | 10 | 26 | 20231026 | 2252580 | Sus | Y | EquipmentFailureInvolved¦Overhead¦Transformer(OH)¦FailedFaulted
23-0133821 | Company Initiated | Personnel, company | Conductor, Overhead | Normal | 2023 | Tier 2 - Extreme | Distribution Circuit | 10 | 30 | 20231030 | 2255304 | Sus | Y | CompanyInitiated¦Personnelcompany¦ConductorOverhead¦Normal
23-0134043 | Company Initiated | Personnel, company | Conductor, Overhead | Normal | 2023 | Tier 2 - Extreme | Distribution Circuit | 10 | 30 | 20231030 | 2255810 | Sus | Y | CompanyInitiated¦Personnelcompany¦ConductorOverhead¦Normal
23-0135051 | Vegetation | Tree - branch fell on line | Service conductor | Normal | 2023 | Tier 2 - Elevated | Transformer only | 11 | 2 | 20231102 | 2258112 | Sus | Y | Vegetation¦Treebranchfellonline¦Serviceconductor¦Normal
23-0135623 | Equipment Failure/Involved | Overhead | Pole-Wood | Broken | 2023 | Tier 2 - Extreme | Transformer only | 11 | 3 | 20231103 | 2259153 | Sus | Y | EquipmentFailureInvolved¦Overhead¦PoleWood¦Broken
23-0135801 | Company Initiated | Personnel, company | Cutout, fuse holder | Normal | 2023 | Tier 2 - Elevated | Distribution Circuit | 11 | 3 | 20231103 | 2259506 | Sus | Y | CompanyInitiated¦Personnelcompany¦Cutoutfuseholder¦Normal
23-0135837 | Animal | Other | Fuse | Failed/Faulted | 2023 | Tier 2 - Elevated | Distribution Circuit | 11 | 4 | 20231104 | 2259661 | Sus | Y | Animal¦Other¦Fuse¦FailedFaulted
23-0135886 | Animal | Other | Fuse | Failed/Faulted | 2023 | Tier 2 - Elevated | Transformer only | 11 | 4 | 20231104 | 2259834 | Sus | Y | Animal¦Other¦Fuse¦FailedFaulted
23-0135967 | Unknown Cause | Patrol - found nothing |  |  | 2023 | Tier 2 - Extreme | Distribution Circuit | 11 | 4 | 20231104 | 2260276 | Sus | Y | UnknownCause¦Patrolfoundnothing¦¦
23-0136037 | Equipment Failure/Involved | Underground | Secondary | Deteriorated | 2023 | Tier 2 - Extreme | Transformer only | 11 | 5 | 20231105 | 2260678 | Sus | Y | EquipmentFailureInvolved¦Underground¦Secondary¦Deteriorated
23-0136076 | Equipment Failure/Involved | Overhead | Transformer (OH) | Failed/Faulted | 2023 | Tier 2 - Elevated | Transformer only | 11 | 5 | 20231105 | 2260698 | Sus | Y | EquipmentFailureInvolved¦Overhead¦Transformer(OH)¦FailedFaulted
23-0136198 | Unknown Cause | Patrol - found nothing |  |  | 2023 | Tier 2 - Elevated | Distribution Circuit | 11 | 6 | 20231106 | 2261397 | Sus | Y | UnknownCause¦Patrolfoundnothing¦¦
23-0136239 | Unknown Cause | Patrol - found nothing |  |  | 2023 | Tier 2 - Extreme | Distribution Circuit | 11 | 6 | 20231106 | 2261480 | Sus | Y | UnknownCause¦Patrolfoundnothing¦¦
23-0136227 | Equipment Failure/Involved | Overhead | Transformer (OH) | Deteriorated | 2023 | Tier 2 - Elevated | Transformer only | 11 | 6 | 20231106 | 2261458 | Sus | Y | EquipmentFailureInvolved¦Overhead¦Transformer(OH)¦Deteriorated
23-0136467 | Equipment Failure/Involved | Overhead | Transformer | Failed/Faulted | 2023 | Tier 2 - Extreme | Transformer only | 11 | 6 | 20231106 | 2262108 | Sus | Y | EquipmentFailureInvolved¦Overhead¦Transformer¦FailedFaulted
23-0136467 | Equipment Failure/Involved | Overhead | Transformer (OH) | Failed/Faulted | 2023 | Tier 2 - Extreme | Distribution Circuit | 11 | 6 | 20231106 | 2262069 | Sus | Y | EquipmentFailureInvolved¦Overhead¦Transformer(OH)¦FailedFaulted
23-0136854 | Company Initiated | Personnel, company | Transformer (OH) | Failed/Faulted | 2023 | Tier 2 - Elevated | Distribution Circuit | 11 | 7 | 20231107 | 2263101 | Sus | Y | CompanyInitiated¦Personnelcompany¦Transformer(OH)¦FailedFaulted
23-0137197 | Equipment Failure/Involved | Overhead | Transformer (OH) | Failed/Faulted | 2023 | Tier 2 - Elevated | Transformer only | 11 | 8 | 20231108 | 2264376 | Sus | Y | EquipmentFailureInvolved¦Overhead¦Transformer(OH)¦FailedFaulted
23-0137236 | Company Initiated | Personnel, company | Fuse | Normal | 2023 | Tier 2 - Elevated | Distribution Circuit | 11 | 8 | 20231108 | 2264471 | Sus | Y | CompanyInitiated¦Personnelcompany¦Fuse¦Normal
23-0138067 | Equipment Failure/Involved | Overhead | Fuse | Failed/Faulted | 2023 | Tier 2 - Elevated | Transformer only | 11 | 11 | 20231111 | 2266575 | Sus | Y | EquipmentFailureInvolved¦Overhead¦Fuse¦FailedFaulted
23-0138546 | Unknown Cause | Patrol - found nothing |  |  | 2023 | Tier 2 - Elevated | Distribution Circuit | 11 | 13 | 20231113 | 2268083 | Sus | Y | UnknownCause¦Patrolfoundnothing¦¦
23-0139245 | Equipment Failure/Involved | Overhead | Fuse | Failed/Faulted | 2023 | Tier 2 - Elevated | Transformer only | 11 | 15 | 20231115 | 2269758 | Sus | Y | EquipmentFailureInvolved¦Overhead¦Fuse¦FailedFaulted
23-0139352 | Equipment Failure/Involved | Overhead | Cutout, fuse holder | Broken | 2023 | Tier 2 - Elevated | Transformer only | 11 | 15 | 20231115 | 2269927 | Sus | Y | EquipmentFailureInvolved¦Overhead¦Cutoutfuseholder¦Broken
23-0139800 | Equipment Failure/Involved | Overhead | Transformer (OH) | Broken | 2023 | Tier 2 - Elevated | Transformer only | 11 | 16 | 20231116 | 2270702 | Sus | Y | EquipmentFailureInvolved¦Overhead¦Transformer(OH)¦Broken
23-0139971 | Equipment Failure/Involved | Overhead | Fuse | Broken | 2023 | Tier 2 - Elevated | Transformer only | 11 | 16 | 20231116 | 2270884 | Sus | Y | EquipmentFailureInvolved¦Overhead¦Fuse¦Broken
23-0140334 | Unknown Cause | Patrol - found nothing |  |  | 2023 | Tier 2 - Extreme | Distribution Circuit | 11 | 17 | 20231117 | 2271437 | Sus | Y | UnknownCause¦Patrolfoundnothing¦¦
23-0140330 | Equipment Failure/Involved | Overhead | Fuse | Normal | 2023 | Tier 2 - Elevated | Transformer only | 11 | 17 | 20231117 | 2271429 | Sus | Y | EquipmentFailureInvolved¦Overhead¦Fuse¦Normal
23-0140386 | Equipment Failure/Involved | Overhead | Fuse | Broken | 2023 | Tier 2 - Elevated | Transformer only | 11 | 17 | 20231117 | 2271508 | Sus | Y | EquipmentFailureInvolved¦Overhead¦Fuse¦Broken
23-0140744 | Unknown Cause | Patrol - found nothing |  |  | 2023 | Tier 2 - Elevated | Distribution Circuit | 11 | 18 | 20231118 | 2271998 | Sus | Y | UnknownCause¦Patrolfoundnothing¦¦
23-0140743 | Equipment Failure/Involved | Overhead | Transformer (OH) | Failed/Faulted | 2023 | Tier 2 - Elevated | Distribution Circuit | 11 | 18 | 20231118 | 2272009 | Sus | Y | EquipmentFailureInvolved¦Overhead¦Transformer(OH)¦FailedFaulted
23-0140977 | 3rd Party | Vehicle | Pole-Wood | Broken | 2023 | Tier 2 - Elevated | Distribution Circuit | 11 | 18 | 20231118 | 2273160 | Sus | Y | 3rdParty¦Vehicle¦PoleWood¦Broken
23-0141036 | Equipment Failure/Involved | Overhead | Transformer (OH) | Failed/Faulted | 2023 | Tier 2 - Elevated | Transformer only | 11 | 18 | 20231118 | 2273325 | Sus | Y | EquipmentFailureInvolved¦Overhead¦Transformer(OH)¦FailedFaulted
23-0142140 | Unknown Cause | Patrol - found nothing |  |  | 2023 | Tier 2 - Elevated | Distribution Circuit | 11 | 22 | 20231122 | 2275493 | Sus | Y | UnknownCause¦Patrolfoundnothing¦¦
23-0142144 | Unknown Cause | Patrol - found nothing |  |  | 2023 | Tier 2 - Elevated | Distribution Circuit | 11 | 22 | 20231122 | 2275497 | Sus | Y | UnknownCause¦Patrolfoundnothing¦¦
23-0142345 | Unknown Cause | Patrol - found nothing |  |  | 2023 | Tier 2 - Elevated | Distribution Circuit | 11 | 22 | 20231122 | 2275685 | Sus | Y | UnknownCause¦Patrolfoundnothing¦¦
23-0142336 | Equipment Failure/Involved | Overhead | Transformer (OH) | Broken | 2023 | Tier 2 - Elevated | Transformer only | 11 | 22 | 20231122 | 2275716 | Sus | Y | EquipmentFailureInvolved¦Overhead¦Transformer(OH)¦Broken
23-0142580 | Unknown Cause | Patrol - found nothing |  |  | 2023 | Tier 2 - Elevated | Distribution Circuit | 11 | 24 | 20231124 | 2276288 | Sus | Y | UnknownCause¦Patrolfoundnothing¦¦
23-0142590 | Equipment Failure/Involved | Overhead | Transformer (OH) | Failed/Faulted | 2023 | Tier 2 - Elevated | Distribution Circuit | 11 | 24 | 20231124 | 2276378 | Sus | Y | EquipmentFailureInvolved¦Overhead¦Transformer(OH)¦FailedFaulted
23-0142697 | Equipment Failure/Involved | Electrical Overload | Transformer (OH) | Failed/Faulted | 2023 | Tier 2 - Extreme | Transformer only | 11 | 24 | 20231124 | 2276719 | Sus | Y | EquipmentFailureInvolved¦ElectricalOverload¦Transformer(OH)¦FailedFaulted
23-0142725 | 3rd Party | Vehicle | Pole-Wood | Broken, wire on ground | 2023 | Tier 2 - Extreme | Distribution Circuit | 11 | 24 | 20231124 | 2276747 | Sus | Y | 3rdParty¦Vehicle¦PoleWood¦Brokenwireonground
23-0142899 | Unknown Cause | Patrol - found nothing |  |  | 2023 | Tier 2 - Elevated | Distribution Circuit | 11 | 26 | 20231126 | 2277304 | Sus | Y | UnknownCause¦Patrolfoundnothing¦¦
23-0142894 | Animal | Squirrel | Transformer (OH) | Normal | 2023 | Tier 2 - Elevated | Distribution Circuit | 11 | 26 | 20231126 | 2277350 | Sus | Y | Animal¦Squirrel¦Transformer(OH)¦Normal
23-0142945 | Animal | Squirrel | Fuse | Burned Open | 2023 | Tier 2 - Elevated | Transformer only | 11 | 26 | 20231126 | 2277481 | Sus | Y | Animal¦Squirrel¦Fuse¦BurnedOpen
23-0143278 | Equipment Failure/Involved | Overhead | Insulator | Broken | 2023 | Tier 2 - Elevated | Transformer only | 11 | 27 | 20231127 | 2278453 | Sus | Y | EquipmentFailureInvolved¦Overhead¦Insulator¦Broken
23-0143365 | Equipment Failure/Involved | Overhead | Pole-Wood | Broken | 2023 | Tier 2 - Elevated | Distribution Circuit | 11 | 28 | 20231128 | 2278680 | Sus | Y | EquipmentFailureInvolved¦Overhead¦PoleWood¦Broken
23-0144873 | Equipment Failure/Involved | Overhead | Transformer (OH) | Burned/flashed | 2023 | Tier 2 - Extreme | Distribution Circuit | 12 | 2 | 20231202 | 2281942 | Sus | N | EquipmentFailureInvolved¦Overhead¦Transformer(OH)¦Burnedflashed
23-0144876 | 3rd Party | Fire, house or bldg. | Transformer (OH) | Burned/flashed | 2023 | Tier 2 - Extreme | Distribution Circuit | 12 | 2 | 20231202 | 2281953 | Sus | N | 3rdParty¦Firehouseorbldg¦Transformer(OH)¦Burnedflashed
23-0144970 | Unknown Cause | Patrol - found nothing |  |  | 2023 | Tier 2 - Elevated | Distribution Circuit | 12 | 2 | 20231202 | 2282438 | Sus | N | UnknownCause¦Patrolfoundnothing¦¦
23-0145149 | 3rd Party | Gun Shot | Conductor, Overhead | Broken | 2023 | Tier 2 - Elevated | Distribution Circuit | 12 | 4 | 20231204 | 2283294 | Sus | N | 3rdParty¦GunShot¦ConductorOverhead¦Broken
23-0146032 | Vegetation | Tree - fell into line | Service conductor | Broken, wire on ground | 2023 | Tier 2 - Extreme | Transformer only | 12 | 6 | 20231206 | 2285341 | Sus | N | Vegetation¦Treefellintoline¦Serviceconductor¦Brokenwireonground
23-0145948 | 3rd Party | Vehicle | Transformer (OH) | Broken | 2023 | Tier 2 - Extreme | Transformer only | 12 | 6 | 20231206 | 2285219 | Sus | N | 3rdParty¦Vehicle¦Transformer(OH)¦Broken
23-0146492 | Unknown Cause | Patrol - found nothing |  |  | 2023 | Tier 2 - Elevated | Distribution Circuit | 12 | 8 | 20231208 | 2287014 | Sus | N | UnknownCause¦Patrolfoundnothing¦¦
23-0146536 | Unknown Cause | Patrol - found nothing |  |  | 2023 | Tier 2 - Elevated | Distribution Circuit | 12 | 8 | 20231208 | 2287091 | Sus | N | UnknownCause¦Patrolfoundnothing¦¦
23-0146599 | Equipment Failure/Involved | Overhead | Fuse | Normal | 2023 | Tier 2 - Elevated | Transformer only | 12 | 8 | 20231208 | 2287313 | Sus | N | EquipmentFailureInvolved¦Overhead¦Fuse¦Normal
23-0144001 | Company Initiated | Construction Activity/equip, company | Cutout, fuse holder | Failed/Faulted | 2023 | Tier 2 - Elevated | Transformer only | 12 | 14 | 20231214 | 2291853 | Sus | N | CompanyInitiated¦ConstructionActivityequipcompany¦Cutoutfuseholder¦FailedFaulted
23-0147584 | 3rd Party | Vehicle | Pole-Wood | Broken, wire on ground | 2023 | Tier 2 - Elevated | Distribution Circuit | 12 | 15 | 20231215 | 2292622 | Sus | N | 3rdParty¦Vehicle¦PoleWood¦Brokenwireonground
23-0147679 | Equipment Failure/Involved | Overhead | Crossarm, Wood | Broken | 2023 | Tier 2 - Extreme | Distribution Circuit | 12 | 16 | 20231216 | 2293343 | Sus | N | EquipmentFailureInvolved¦Overhead¦CrossarmWood¦Broken
23-0147812 | 3rd Party | Vehicle | Pole-Wood | Broken | 2023 | Tier 2 - Elevated | Distribution Circuit | 12 | 17 | 20231217 | 2293951 | Sus | N | 3rdParty¦Vehicle¦PoleWood¦Broken
23-0147867 | Equipment Failure/Involved | Overhead | Conductor, Overhead | Together | 2023 | Tier 2 - Elevated | Distribution Circuit | 12 | 18 | 20231218 | 2294314 | Sus | N | EquipmentFailureInvolved¦Overhead¦ConductorOverhead¦Together
23-0147873 | Equipment Failure/Involved | Overhead | Transformer (OH) | Leaking | 2023 | Tier 2 - Extreme | Transformer only | 12 | 18 | 20231218 | 2294333 | Sus | N | EquipmentFailureInvolved¦Overhead¦Transformer(OH)¦Leaking
23-0147896 | Equipment Failure/Involved | Overhead | Conductor, Overhead | Together | 2023 | Tier 2 - Elevated | Distribution Circuit | 12 | 18 | 20231218 | 2294452 | Sus | N | EquipmentFailureInvolved¦Overhead¦ConductorOverhead¦Together
23-0148129 | Animal | Squirrel | Conductor, Overhead | Normal | 2023 | Tier 2 - Elevated | Distribution Circuit | 12 | 19 | 20231219 | 2295874 | Sus | N | Animal¦Squirrel¦ConductorOverhead¦Normal
23-0148125 | Equipment Failure/Involved | Overhead | Pole-Wood | Deteriorated | 2023 | Tier 2 - Extreme | Distribution Circuit | 12 | 19 | 20231219 | 2295884 | Sus | N | EquipmentFailureInvolved¦Overhead¦PoleWood¦Deteriorated
23-0148472 | 3rd Party | Vehicle | Pole-Wood | Broken | 2023 | Tier 2 - Elevated | Distribution Circuit | 12 | 21 | 20231221 | 2297641 | Sus | N | 3rdParty¦Vehicle¦PoleWood¦Broken
23-0148740 | Unknown Cause | Patrol - found nothing |  |  | 2023 | Tier 2 - Elevated | Distribution Circuit | 12 | 24 | 20231224 | 2299057 | Sus | N | UnknownCause¦Patrolfoundnothing¦¦
23-0148895 | Equipment Failure/Involved | Electrical Overload | Transformer (OH) | Failed/Faulted | 2023 | Tier 2 - Elevated | Transformer only | 12 | 26 | 20231226 | 2299847 | Sus | N | EquipmentFailureInvolved¦ElectricalOverload¦Transformer(OH)¦FailedFaulted
23-0148984 | 3rd Party | Vehicle | Pole-Wood | Normal | 2023 | Tier 2 - Extreme | Transformer only | 12 | 27 | 20231227 | 2300579 | Sus | N | 3rdParty¦Vehicle¦PoleWood¦Normal
23-0149191 | Animal | Other | Pole-Wood | Deteriorated | 2023 | Tier 2 - Extreme | Transformer only | 12 | 29 | 20231229 | 2301737 | Sus | N | Animal¦Other¦PoleWood¦Deteriorated
23-0149190 | Animal | Other | Pole-Wood | Deteriorated | 2023 | Tier 2 - Extreme | Transformer only | 12 | 29 | 20231229 | 2301736 | Sus | N | Animal¦Other¦PoleWood¦Deteriorated
23-0149233 | Equipment Failure/Involved | Overhead | Transformer (OH) | Leaking | 2023 | Tier 2 - Extreme | Transformer only | 12 | 29 | 20231229 | 2302045 | Sus | N | EquipmentFailureInvolved¦Overhead¦Transformer(OH)¦Leaking
23-0149248 | Equipment Failure/Involved | Overhead | Cutout, fuse holder | Failed/Faulted | 2023 | Tier 2 - Extreme | Transformer only | 12 | 29 | 20231229 | 2302110 | Sus | N | EquipmentFailureInvolved¦Overhead¦Cutoutfuseholder¦FailedFaulted
23-0149329 | Equipment Failure/Involved | Overhead | Secondary | Deteriorated | 2023 | Tier 2 - Elevated | Transformer only | 12 | 30 | 20231230 | 2302529 | Sus | N | EquipmentFailureInvolved¦Overhead¦Secondary¦Deteriorated
23-0149350 | Equipment Failure/Involved | Overhead | Secondary | Deteriorated | 2023 | Tier 2 - Elevated | Transformer only | 12 | 30 | 20231230 | 2302628 | Sus | N | EquipmentFailureInvolved¦Overhead¦Secondary¦Deteriorated
24-0005798 | Vegetation | Tree - branch fell on line | Conductor- Overhead | Normal | 2024 | Tier 3 | Distribution Circuit |  |  |  | 2304268 | Sus |  | Vegetation¦Treebranchfellonline¦ConductorOverhead¦Normal
24-0005851 | Equipment Failure/Involved | Underground | Service conductor | Burned Open | 2024 | Tier 3 | Distribution Circuit |  |  |  | 2304464 | Sus |  | EquipmentFailureInvolved¦Underground¦Serviceconductor¦BurnedOpen
24-0003000 | Wildfire Mitigation | Planned - WSIP/System Hardening |  |  | 2024 | Tier 2 | Transformer only |  |  |  | 2304846 | Sus |  | WildfireMitigation¦PlannedWSIPSystemHardening¦¦
24-0001024 | Company Initiated | Planned- maintenance |  |  | 2024 | Tier 2 | Transformer only |  |  |  | 2304659 | Sus |  | CompanyInitiated¦Plannedmaintenance¦¦
24-0002996 | Wildfire Mitigation | Planned - WSIP/System Hardening |  |  | 2024 | Tier 2 | Transformer only |  |  |  | 2304649 | Sus |  | WildfireMitigation¦PlannedWSIPSystemHardening¦¦
24-0006443 | Vegetation | Tree - fell into line | Conductor- Overhead | Normal | 2024 | Tier 3 | Distribution Circuit |  |  |  | 2306296 | Sus |  | Vegetation¦Treefellintoline¦ConductorOverhead¦Normal
24-0006550 | Equipment Failure/Involved | Overhead | Jumper | Burned Open | 2024 | Tier 3 | Distribution Circuit |  |  |  | 2306299 | Sus |  | EquipmentFailureInvolved¦Overhead¦Jumper¦BurnedOpen
24-0006674 | Vegetation | Tree - branch fell on line | Conductor- Overhead | Broken- wire on ground | 2024 | Tier 2 | Distribution Circuit |  |  |  | 2306715 | Sus |  | Vegetation¦Treebranchfellonline¦ConductorOverhead¦Brokenwireonground
24-0000838 | Wildfire Mitigation | Planned - WSIP/System Hardening |  |  | 2024 | Tier 3 | Transformer only |  |  |  | 2307710 | Sus |  | WildfireMitigation¦PlannedWSIPSystemHardening¦¦
24-0007359 | Vegetation | Tree - fell into line | Conductor- Overhead | Broken- wire on ground | 2024 | Tier 3 | Distribution Circuit |  |  |  | 2307767 | Sus |  | Vegetation¦Treefellintoline¦ConductorOverhead¦Brokenwireonground
24-0007555 | Equipment Failure/Involved | Underground | Conductor- Underground | Broken | 2024 | Tier 3 | Distribution Circuit |  |  |  | 2308329 | Sus |  | EquipmentFailureInvolved¦Underground¦ConductorUnderground¦Broken
24-0007583 | Unknown Cause | Patrol - found nothing |  |  | 2024 | Tier 2 | Transformer only |  |  |  | 2308383 | Sus |  | UnknownCause¦Patrolfoundnothing¦¦
24-0000867 | Company Initiated | Planned- capital |  |  | 2024 | Tier 2 | Distribution Circuit |  |  |  | 2308429 | Sus |  | CompanyInitiated¦Plannedcapital¦¦
24-0000868 | Company Initiated | Planned- capital |  |  | 2024 | Tier 2 | Distribution Circuit |  |  |  | 2309119 | Sus |  | CompanyInitiated¦Plannedcapital¦¦
24-0007859 | Vegetation | Tree - fell into line | Conductor- Overhead | Normal | 2024 | Tier 2 | Distribution Circuit |  |  |  | 2309541 | Sus |  | Vegetation¦Treefellintoline¦ConductorOverhead¦Normal
24-0000979 | Wildfire Mitigation | Planned - WSIP/System Hardening |  |  | 2024 | Tier 3 | Distribution Circuit |  |  |  | 2309611 | Sus |  | WildfireMitigation¦PlannedWSIPSystemHardening¦¦
24-0002291 | Wildfire Mitigation | Planned - WSIP/System Hardening |  |  | 2024 | Tier 3 | Distribution Circuit |  |  |  | 2309670 | Sus |  | WildfireMitigation¦PlannedWSIPSystemHardening¦¦
24-0000561 | Company Initiated | Planned- capital |  |  | 2024 | Tier 3 | Distribution Circuit |  |  |  | 2309672 | Sus |  | CompanyInitiated¦Plannedcapital¦¦
24-0001139 | Company Initiated | Planned- maintenance |  |  | 2024 | Tier 2 | Distribution Circuit |  |  |  | 2309683 | Sus |  | CompanyInitiated¦Plannedmaintenance¦¦
24-0008244 | Equipment Failure/Involved | Overhead | Transformer (OH) | Failed/Faulted | 2024 | Tier 2 | Distribution Circuit |  |  |  | 2310222 | Sus |  | EquipmentFailureInvolved¦Overhead¦Transformer(OH)¦FailedFaulted
24-0008247 | Equipment Failure/Involved | Overhead | Transformer (OH) | Failed/Faulted | 2024 | Tier 2 | Transformer only |  |  |  | 2310223 | Sus |  | EquipmentFailureInvolved¦Overhead¦Transformer(OH)¦FailedFaulted
24-0008378 | Equipment Failure/Involved | Overhead | Transformer (OH) | Deteriorated | 2024 | Tier 3 | Distribution Circuit |  |  |  | 2310560 | Sus |  | EquipmentFailureInvolved¦Overhead¦Transformer(OH)¦Deteriorated
24-0008556 | Equipment Failure/Involved | Overhead | Transformer (OH) | Failed/Faulted | 2024 | Tier 2 | Transformer only |  |  |  | 2310937 | Sus |  | EquipmentFailureInvolved¦Overhead¦Transformer(OH)¦FailedFaulted
24-0008697 | Animal | Other | Pothead(Riser Termination) | Normal | 2024 | Tier 2 | Distribution Circuit |  |  |  | 2311073 | Sus |  | Animal¦Other¦Pothead(RiserTermination)¦Normal
24-0000551 | Company Initiated | Planned- capital |  |  | 2024 | Tier 3 | Distribution Circuit |  |  |  | 2311657 | Sus |  | CompanyInitiated¦Plannedcapital¦¦
24-0000554 | Company Initiated | Planned- maintenance |  |  | 2024 | Tier 3 | Transformer only |  |  |  | 2311683 | Sus |  | CompanyInitiated¦Plannedmaintenance¦¦
24-0000552 | Company Initiated | Planned- maintenance |  |  | 2024 | Tier 3 | Transformer only |  |  |  | 2311692 | Sus |  | CompanyInitiated¦Plannedmaintenance¦¦
24-0002309 | Wildfire Mitigation | Planned - WSIP/System Hardening |  |  | 2024 | Tier 2 | Transformer only |  |  |  | 2312827 | Sus |  | WildfireMitigation¦PlannedWSIPSystemHardening¦¦
24-0000683 | Company Initiated | Planned- capital |  |  | 2024 | Tier 3 | Distribution Circuit |  |  |  | 2312865 | Sus |  | CompanyInitiated¦Plannedcapital¦¦
24-0002402 | Wildfire Mitigation | Planned - WSIP/System Hardening |  |  | 2024 | Tier 3 | Distribution Circuit |  |  |  | 2313042 | Sus |  | WildfireMitigation¦PlannedWSIPSystemHardening¦¦
24-0009773 | Vegetation | Tree - fell into line | Conductor- Overhead | Normal | 2024 | Tier 3 | Distribution Circuit |  |  |  | 2313155 | Sus |  | Vegetation¦Treefellintoline¦ConductorOverhead¦Normal
24-0003740 | Wildfire Mitigation | Planned - WSIP/System Hardening |  |  | 2024 | Tier 2 | Distribution Circuit |  |  |  | 2313805 | Sus |  | WildfireMitigation¦PlannedWSIPSystemHardening¦¦
24-0000700 | Company Initiated | Planned- capital |  |  | 2024 | Tier 3 | Distribution Circuit |  |  |  | 2313667 | Sus |  | CompanyInitiated¦Plannedcapital¦¦
24-0004939 | Wildfire Mitigation | Planned - WSIP/System Hardening |  |  | 2024 | Tier 3 | Transformer only |  |  |  | 2313745 | Sus |  | WildfireMitigation¦PlannedWSIPSystemHardening¦¦
24-0004961 | Company Initiated | Planned- maintenance |  |  | 2024 | Tier 3 | Transformer only |  |  |  | 2313746 | Sus |  | CompanyInitiated¦Plannedmaintenance¦¦
24-0005043 | Company Initiated | Planned- maintenance |  |  | 2024 | Tier 3 | Distribution Circuit |  |  |  | 2313749 | Sus |  | CompanyInitiated¦Plannedmaintenance¦¦
24-0010687 | Unknown Cause | Patrol - not conducted |  |  | 2024 | Tier 2 | Distribution Circuit |  |  |  | 2315321 | Sus |  | UnknownCause¦Patrolnotconducted¦¦
24-0010631 | Equipment Failure/Involved | Underground | Secondary | Broken | 2024 | Tier 2 | Transformer only |  |  |  | 2315451 | Sus |  | EquipmentFailureInvolved¦Underground¦Secondary¦Broken
24-0010832 | Vegetation | Tree - bark fell into line | Fuse | Failed/Faulted | 2024 | Tier 3 | Transformer only |  |  |  | 2315898 | Sus |  | Vegetation¦Treebarkfellintoline¦Fuse¦FailedFaulted
24-0001579 | Company Initiated | Planned- capital |  |  | 2024 | Tier 2 | Distribution Circuit |  |  |  | 2315987 | Sus |  | CompanyInitiated¦Plannedcapital¦¦
24-0001687 | Wildfire Mitigation | Planned - WSIP/System Hardening |  |  | 2024 | Tier 3 | Distribution Circuit |  |  |  | 2316250 | Sus |  | WildfireMitigation¦PlannedWSIPSystemHardening¦¦
24-0003006 | Company Initiated | Planned- maintenance |  |  | 2024 | Tier 2 | Transformer only |  |  |  | 2316262 | Sus |  | CompanyInitiated¦Plannedmaintenance¦¦
24-0010950 | 3rd Party | Vehicle | Pole-Wood | Broken | 2024 | Tier 3 | Distribution Circuit |  |  |  | 2316378 | Sus |  | 3rdParty¦Vehicle¦PoleWood¦Broken
24-0004954 | Company Initiated | Planned- maintenance |  |  | 2024 | Tier 2 | Distribution Circuit |  |  |  | 2316651 | Sus |  | CompanyInitiated¦Plannedmaintenance¦¦
24-0011413 | Vegetation | Tree - branch fell on line | Conductor- Overhead | Normal | 2024 | Tier 2 | Distribution Circuit |  |  |  | 2317202 | Sus |  | Vegetation¦Treebranchfellonline¦ConductorOverhead¦Normal
24-0007398 | Company Initiated | Planned- maintenance |  |  | 2024 | Tier 2 | Transformer only |  |  |  | 2317403 | Sus |  | CompanyInitiated¦Plannedmaintenance¦¦
24-0006157 | Company Initiated | Planned- maintenance |  |  | 2024 | Tier 3 | Transformer only |  |  |  | 2317525 | Sus |  | CompanyInitiated¦Plannedmaintenance¦¦
24-0006017 | Company Initiated | Planned- maintenance |  |  | 2024 | Tier 2 | Distribution Circuit |  |  |  | 2317874 | Sus |  | CompanyInitiated¦Plannedmaintenance¦¦
24-0011831 | Animal | Bird found | Conductor- Overhead | Normal | 2024 | Tier 3 | Distribution Circuit |  |  |  | 2317882 | Sus |  | Animal¦Birdfound¦ConductorOverhead¦Normal
24-0011896 | Animal | Other | Pole-Wood | Deteriorated | 2024 | Tier 2 | Distribution Circuit |  |  |  | 2318047 | Sus |  | Animal¦Other¦PoleWood¦Deteriorated
24-0011918 | Vegetation | Tree - fell into line | Conductor- Overhead | Normal | 2024 | Tier 3 | Distribution Circuit |  |  |  | 2318084 | Sus |  | Vegetation¦Treefellintoline¦ConductorOverhead¦Normal
24-0011952 | Unknown Cause | Patrol - found nothing |  |  | 2024 | Tier 2 | Distribution Circuit |  |  |  | 2318154 | Sus |  | UnknownCause¦Patrolfoundnothing¦¦
24-0012050 | Unknown Cause | Patrol - found nothing |  |  | 2024 | Tier 3 | Distribution Circuit |  |  |  | 2318219 | Sus |  | UnknownCause¦Patrolfoundnothing¦¦
24-0005555 | Company Initiated | Planned- maintenance |  |  | 2024 | Tier 2 | Distribution Circuit |  |  |  | 2318287 | Sus |  | CompanyInitiated¦Plannedmaintenance¦¦
24-0007368 | Company Initiated | Planned- maintenance |  |  | 2024 | Tier 2 | Transformer only |  |  |  | 2318453 | Sus |  | CompanyInitiated¦Plannedmaintenance¦¦
24-0006331 | Company Initiated | Planned- maintenance |  |  | 2024 | Tier 2 | Distribution Circuit |  |  |  | 2319183 | Sus |  | CompanyInitiated¦Plannedmaintenance¦¦
24-0001678 | Company Initiated | Planned- capital |  |  | 2024 | Tier 2 | Distribution Circuit |  |  |  | 2318958 | Sus |  | CompanyInitiated¦Plannedcapital¦¦
24-0006462 | Company Initiated | Planned- maintenance |  |  | 2024 | Tier 3 | Distribution Circuit |  |  |  | 2319004 | Sus |  | CompanyInitiated¦Plannedmaintenance¦¦
24-0006464 | Company Initiated | Planned- maintenance |  |  | 2024 | Tier 3 | Transformer only |  |  |  | 2319201 | Sus |  | CompanyInitiated¦Plannedmaintenance¦¦
24-0001739 | Company Initiated | Planned- maintenance |  |  | 2024 | Tier 3 | Transformer only |  |  |  | 2319019 | Sus |  | CompanyInitiated¦Plannedmaintenance¦¦
24-0006959 | Company Initiated | Construction Activity/equip- company | Conductor- Overhead | Normal | 2024 | Tier 3 | Distribution Circuit |  |  |  | 2319189 | Sus |  | CompanyInitiated¦ConstructionActivityequipcompany¦ConductorOverhead¦Normal
24-0012906 | Vegetation | Tree - fell into line | Conductor- Overhead | Broken- wire on ground | 2024 | Tier 3 | Distribution Circuit |  |  |  | 2319674 | Sus |  | Vegetation¦Treefellintoline¦ConductorOverhead¦Brokenwireonground
24-0006475 | Company Initiated | Planned- maintenance |  |  | 2024 | Tier 2 | Distribution Circuit |  |  |  | 2319793 | Sus |  | CompanyInitiated¦Plannedmaintenance¦¦
24-0012989 | Vegetation | Tree - branch fell on line | Conductor- Overhead | Normal | 2024 | Tier 3 | Distribution Circuit |  |  |  | 2319946 | Sus |  | Vegetation¦Treebranchfellonline¦ConductorOverhead¦Normal
24-0012988 | Vegetation | Tree - fell into line | Conductor- Overhead | Broken- wire on ground | 2024 | Tier 3 | Distribution Circuit |  |  |  | 2319980 | Sus |  | Vegetation¦Treefellintoline¦ConductorOverhead¦Brokenwireonground
24-0012999 | Vegetation | Tree - fell into line | Conductor- Overhead | Broken- wire on ground | 2024 | Tier 3 | Distribution Circuit |  |  |  | 2320055 | Sus |  | Vegetation¦Treefellintoline¦ConductorOverhead¦Brokenwireonground
24-0013048 | Vegetation | Tree - fell into line | Conductor- Overhead | Broken- wire on ground | 2024 | Tier 3 | Distribution Circuit |  |  |  | 2320260 | Sus |  | Vegetation¦Treefellintoline¦ConductorOverhead¦Brokenwireonground
24-0013064 | Vegetation | Tree - fell into line | Conductor- Overhead | Broken | 2024 | Tier 3 | Distribution Circuit |  |  |  | 2320273 | Sus |  | Vegetation¦Treefellintoline¦ConductorOverhead¦Broken
24-0013102 | Equipment Failure/Involved | Electrical Overload | Secondary | Broken | 2024 | Tier 3 | Transformer only |  |  |  | 2320395 | Sus |  | EquipmentFailureInvolved¦ElectricalOverload¦Secondary¦Broken
24-0013086 | Equipment Failure/Involved | Overhead | Insulator | Broken | 2024 | Tier 2 | Distribution Circuit |  |  |  | 2320393 | Sus |  | EquipmentFailureInvolved¦Overhead¦Insulator¦Broken
24-0013122 | Vegetation | Tree - fell into line | Transformer | Broken | 2024 | Tier 3 | Transformer only |  |  |  | 2320546 | Sus |  | Vegetation¦Treefellintoline¦Transformer¦Broken
24-0013168 | Vegetation | Tree - branch fell on line | Conductor- Overhead | Normal | 2024 | Tier 2 | Distribution Circuit |  |  |  | 2320804 | Sus |  | Vegetation¦Treebranchfellonline¦ConductorOverhead¦Normal
24-0013186 | Vegetation | Tree - fell into line | Pole-Wood | Broken- wire on ground | 2024 | Tier 3 | Distribution Circuit |  |  |  | 2320839 | Sus |  | Vegetation¦Treefellintoline¦PoleWood¦Brokenwireonground
24-0013285 | Vegetation | Tree - branch fell on line | Crossarm- Wood | Broken | 2024 | Tier 3 | Distribution Circuit |  |  |  | 2320861 | Sus |  | Vegetation¦Treebranchfellonline¦CrossarmWood¦Broken
24-0013217 | Vegetation | Tree - branch fell on line | Conductor- Overhead | Broken- wire on ground | 2024 | Tier 3 | Distribution Circuit |  |  |  | 2320875 | Sus |  | Vegetation¦Treebranchfellonline¦ConductorOverhead¦Brokenwireonground
24-0013451 | Vegetation | Tree - fell into line | Conductor- Overhead | Broken- wire on ground | 2024 | Tier 3 | Distribution Circuit |  |  |  | 2320912 | Sus |  | Vegetation¦Treefellintoline¦ConductorOverhead¦Brokenwireonground
24-0007826 | Company Initiated | Planned- maintenance |  |  | 2024 | Tier 2 | Distribution Circuit |  |  |  | 2321085 | Sus |  | CompanyInitiated¦Plannedmaintenance¦¦
24-0007987 | Company Initiated | Planned- maintenance |  |  | 2024 | Tier 2 | Transformer only |  |  |  | 2321143 | Sus |  | CompanyInitiated¦Plannedmaintenance¦¦
24-0006153 | Company Initiated | Planned- maintenance |  |  | 2024 | Tier 2 | Distribution Circuit |  |  |  | 2321155 | Sus |  | CompanyInitiated¦Plannedmaintenance¦¦
24-0013537 | Vegetation | Tree - fell into line | Conductor- Overhead | Broken- wire on ground | 2024 | Tier 3 | Distribution Circuit |  |  |  | 2321596 | Sus |  | Vegetation¦Treefellintoline¦ConductorOverhead¦Brokenwireonground
24-0013415 | Vegetation | Tree - grew into line | Conductor- Overhead | Normal | 2024 | Tier 2 | Distribution Circuit |  |  |  | 2321373 | Sus |  | Vegetation¦Treegrewintoline¦ConductorOverhead¦Normal
24-0013646 | Vegetation | Tree - fell into line | Conductor- Overhead | Broken- wire on ground | 2024 | Tier 2 | Distribution Circuit |  |  |  | 2321882 | Sus |  | Vegetation¦Treefellintoline¦ConductorOverhead¦Brokenwireonground
24-0013674 | Vegetation | Tree - branch fell on line | Conductor- Overhead | Normal | 2024 | Tier 2 | Distribution Circuit |  |  |  | 2321910 | Sus |  | Vegetation¦Treebranchfellonline¦ConductorOverhead¦Normal
24-0002680 | Company Initiated | Planned- maintenance |  |  | 2024 | Tier 2 | Distribution Circuit |  |  |  | 2322099 | Sus |  | CompanyInitiated¦Plannedmaintenance¦¦
24-0008068 | Company Initiated | Planned- maintenance |  |  | 2024 | Tier 2 | Distribution Circuit |  |  |  | 2322143 | Sus |  | CompanyInitiated¦Plannedmaintenance¦¦
24-0014755 | Vegetation | Tree - fell into line | Conductor- Overhead | Normal | 2024 | Tier 3 | Distribution Circuit |  |  |  | 2323523 | Sus |  | Vegetation¦Treefellintoline¦ConductorOverhead¦Normal
24-0014889 | Vegetation | Tree - fell into line | Transformer (OH) | Failed/Faulted | 2024 | Tier 2 | Transformer only |  |  |  | 2323608 | Sus |  | Vegetation¦Treefellintoline¦Transformer(OH)¦FailedFaulted
24-0014911 | Unknown Cause | Patrol - found nothing |  |  | 2024 | Tier 3 | Transformer only |  |  |  | 2323647 | Sus |  | UnknownCause¦Patrolfoundnothing¦¦
24-0003087 | Wildfire Mitigation | Planned - WSIP/System Hardening |  |  | 2024 | Tier 3 | Distribution Circuit |  |  |  | 2323794 | Sus |  | WildfireMitigation¦PlannedWSIPSystemHardening¦¦
24-0002739 | Company Initiated | Planned- maintenance |  |  | 2024 | Tier 3 | Transformer only |  |  |  | 2324060 | Sus |  | CompanyInitiated¦Plannedmaintenance¦¦
24-0003079 | Company Initiated | Planned- capital |  |  | 2024 | Tier 3 | Distribution Circuit |  |  |  | 2323862 | Sus |  | CompanyInitiated¦Plannedcapital¦¦
24-0001038 | Company Initiated | Planned- capital |  |  | 2024 | Tier 2 | Distribution Circuit |  |  |  | 2323858 | Sus |  | CompanyInitiated¦Plannedcapital¦¦
24-0008380 | Company Initiated | Planned- maintenance |  |  | 2024 | Tier 3 | Distribution Circuit |  |  |  | 2323958 | Sus |  | CompanyInitiated¦Plannedmaintenance¦¦
24-0010237 | Wildfire Mitigation | Planned - WSIP/System Hardening |  |  | 2024 | Tier 2 | Distribution Circuit |  |  |  | 2324340 | Sus |  | WildfireMitigation¦PlannedWSIPSystemHardening¦¦
24-0010021 | Wildfire Mitigation | Planned - WSIP/System Hardening |  |  | 2024 | Tier 2 | Distribution Circuit |  |  |  | 2324618 | Sus |  | WildfireMitigation¦PlannedWSIPSystemHardening¦¦
24-0010417 | Wildfire Mitigation | Planned - WSIP/System Hardening |  |  | 2024 | Tier 2 | Transformer only |  |  |  | 2324634 | Sus |  | WildfireMitigation¦PlannedWSIPSystemHardening¦¦
24-0003536 | Company Initiated | Planned- maintenance |  |  | 2024 | Tier 3 | Distribution Circuit |  |  |  | 2324679 | Sus |  | CompanyInitiated¦Plannedmaintenance¦¦
24-0003510 | Company Initiated | Planned- maintenance |  |  | 2024 | Tier 3 | Transformer only |  |  |  | 2324712 | Sus |  | CompanyInitiated¦Plannedmaintenance¦¦
24-0008620 | Company Initiated | Planned- maintenance |  |  | 2024 | Tier 3 | Transformer only |  |  |  | 2324716 | Sus |  | CompanyInitiated¦Plannedmaintenance¦¦
24-0003205 | Company Initiated | Planned- capital |  |  | 2024 | Tier 3 | Distribution Circuit |  |  |  | 2324709 | Sus |  | CompanyInitiated¦Plannedcapital¦¦
24-0015652 | Equipment Failure/Involved | Overhead | Secondary | Broken | 2024 | Tier 3 | Transformer only |  |  |  | 2325060 | Sus |  | EquipmentFailureInvolved¦Overhead¦Secondary¦Broken
24-0001107 | Company Initiated | Planned- capital |  |  | 2024 | Tier 2 | Distribution Circuit |  |  |  | 2325302 | Sus |  | CompanyInitiated¦Plannedcapital¦¦
24-0015861 | Vegetation | Tree - branch fell on line | Pole-Wood | Broken- wire on ground | 2024 | Tier 3 | Distribution Circuit |  |  |  | 2325627 | Sus |  | Vegetation¦Treebranchfellonline¦PoleWood¦Brokenwireonground
24-0005208 | Company Initiated | Planned- capital |  |  | 2024 | Tier 2 | Distribution Circuit |  |  |  | 2326231 | Sus |  | CompanyInitiated¦Plannedcapital¦¦
24-0004556 | Wildfire Mitigation | Planned - WSIP/System Hardening |  |  | 2024 | Tier 3 | Transformer only |  |  |  | 2327062 | Sus |  | WildfireMitigation¦PlannedWSIPSystemHardening¦¦
24-0016169 | Equipment Failure/Involved | Overhead | Fuse | Failed/Faulted | 2024 | Tier 3 | Transformer only |  |  |  | 2327094 | Sus |  | EquipmentFailureInvolved¦Overhead¦Fuse¦FailedFaulted
24-0009012 | Company Initiated | Planned- maintenance |  |  | 2024 | Tier 2 | Transformer only |  |  |  | 2327136 | Sus |  | CompanyInitiated¦Plannedmaintenance¦¦
24-0009011 | Company Initiated | Planned- maintenance |  |  | 2024 | Tier 2 | Distribution Circuit |  |  |  | 2327124 | Sus |  | CompanyInitiated¦Plannedmaintenance¦¦
24-0004574 | Company Initiated | Planned- maintenance |  |  | 2024 | Tier 2 | Transformer only |  |  |  | 2327482 | Sus |  | CompanyInitiated¦Plannedmaintenance¦¦
24-0016229 | Vegetation | Tree - fell into line | Secondary | Broken | 2024 | Tier 3 | Distribution Circuit |  |  |  | 2327219 | Sus |  | Vegetation¦Treefellintoline¦Secondary¦Broken
24-0016449 | Equipment Failure/Involved | Underground | Secondary | Broken | 2024 | Tier 2 | Transformer only |  |  |  | 2327738 | Sus |  | EquipmentFailureInvolved¦Underground¦Secondary¦Broken
24-0016612 | 3rd Party | Tree - cutting- 3rd party | Conductor- Overhead | Normal | 2024 | Tier 3 | Distribution Circuit |  |  |  | 2328187 | Sus |  | 3rdParty¦Treecutting3rdparty¦ConductorOverhead¦Normal
24-0010110 | Company Initiated | Planned- maintenance |  |  | 2024 | Tier 2 | Distribution Circuit |  |  |  | 2328132 | Sus |  | CompanyInitiated¦Plannedmaintenance¦¦
24-0001236 | Company Initiated | Planned- capital |  |  | 2024 | Tier 3 | Distribution Circuit |  |  |  | 2328179 | Sus |  | CompanyInitiated¦Plannedcapital¦¦
24-0016717 | Vegetation | Tree - fell into line | Conductor- Overhead | Broken- wire on ground | 2024 | Tier 3 | Distribution Circuit |  |  |  | 2328197 | Sus |  | Vegetation¦Treefellintoline¦ConductorOverhead¦Brokenwireonground
24-0001600 | Company Initiated | Planned- capital |  |  | 2024 | Tier 2 | Distribution Circuit |  |  |  | 2328653 | Sus |  | CompanyInitiated¦Plannedcapital¦¦
24-0017075 | Vegetation | Tree - branch fell on line | Conductor- Overhead | Normal | 2024 | Tier 3 | Distribution Circuit |  |  |  | 2328928 | Sus |  | Vegetation¦Treebranchfellonline¦ConductorOverhead¦Normal
24-0010258 | Company Initiated | Planned- maintenance |  |  | 2024 | Tier 2 | Transformer only |  |  |  | 2329167 | Sus |  | CompanyInitiated¦Plannedmaintenance¦¦
24-0010988 | Company Initiated | Planned- maintenance |  |  | 2024 | Tier 2 | Distribution Circuit |  |  |  | 2329222 | Sus |  | CompanyInitiated¦Plannedmaintenance¦¦
24-0010881 | Company Initiated | Planned- maintenance |  |  | 2024 | Tier 2 | Distribution Circuit |  |  |  | 2329219 | Sus |  | CompanyInitiated¦Plannedmaintenance¦¦
24-0013513 | Company Initiated | Planned- maintenance |  |  | 2024 | Tier 2 | Transformer only |  |  |  | 2329306 | Sus |  | CompanyInitiated¦Plannedmaintenance¦¦
24-0017270 | Animal | Bird found | Conductor- Overhead | Normal | 2024 | Tier 3 | Distribution Circuit |  |  |  | 2329376 | Sus |  | Animal¦Birdfound¦ConductorOverhead¦Normal
24-0017345 | Unknown Cause | Patrol - found nothing |  |  | 2024 | Tier 3 | Distribution Circuit |  |  |  | 2329573 | Sus |  | UnknownCause¦Patrolfoundnothing¦¦
24-0017571 | Vegetation | Tree - bark fell into line | Pothead(Riser Termination) | Normal | 2024 | Tier 3 | Distribution Circuit |  |  |  | 2330160 | Sus |  | Vegetation¦Treebarkfellintoline¦Pothead(RiserTermination)¦Normal
24-0017592 | Unknown Cause | Patrol - not conducted |  |  | 2024 | Tier 2 | Distribution Circuit |  |  |  | 2330240 | Sus |  | UnknownCause¦Patrolnotconducted¦¦
24-0017668 | Vegetation | Tree - bark fell into line | Conductor- Overhead | Normal | 2024 | Tier 2 | Distribution Circuit |  |  |  | 2330473 | Sus |  | Vegetation¦Treebarkfellintoline¦ConductorOverhead¦Normal
24-0017690 | Unknown Cause | Patrol - found nothing |  |  | 2024 | Tier 2 | Distribution Circuit |  |  |  | 2330480 | Sus |  | UnknownCause¦Patrolfoundnothing¦¦
24-0017778 | Vegetation | Tree - fell into line | Conductor- Overhead | Broken- wire on ground | 2024 | Tier 3 | Distribution Circuit |  |  |  | 2330818 | Sus |  | Vegetation¦Treefellintoline¦ConductorOverhead¦Brokenwireonground
24-0017874 | Vegetation | Tree - fell into line | Conductor- Overhead | Broken- wire on ground | 2024 | Tier 2 | Distribution Circuit |  |  |  | 2330815 | Sus |  | Vegetation¦Treefellintoline¦ConductorOverhead¦Brokenwireonground
24-0017964 | Equipment Failure/Involved | Overhead | Jumper | Burned Open | 2024 | Tier 2 | Distribution Circuit |  |  |  | 2331021 | Sus |  | EquipmentFailureInvolved¦Overhead¦Jumper¦BurnedOpen
24-0018298 | Unknown Cause | Patrol - found nothing |  |  | 2024 | Tier 2 | Distribution Circuit |  |  |  | 2331689 | Sus |  | UnknownCause¦Patrolfoundnothing¦¦
24-0018335 | Unknown Cause | Patrol - found nothing |  |  | 2024 | Tier 3 | Distribution Circuit |  |  |  | 2331858 | Sus |  | UnknownCause¦Patrolfoundnothing¦¦
24-0018390 | Vegetation | Tree - fell into line | Conductor- Overhead | Broken- wire on ground | 2024 | Tier 2 | Distribution Circuit |  |  |  | 2332040 | Sus |  | Vegetation¦Treefellintoline¦ConductorOverhead¦Brokenwireonground
24-0018523 | Equipment Failure/Involved | Overhead | Fuse | Burned Open | 2024 | Tier 2 | Transformer only |  |  |  | 2332132 | Sus |  | EquipmentFailureInvolved¦Overhead¦Fuse¦BurnedOpen
24-0018463 | Vegetation | Tree - fell into line | Pole-Wood | Broken- wire on ground | 2024 | Tier 3 | Distribution Circuit |  |  |  | 2332230 | Sus |  | Vegetation¦Treefellintoline¦PoleWood¦Brokenwireonground
24-0011173 | Company Initiated | Planned- maintenance |  |  | 2024 | Tier 2 | Distribution Circuit |  |  |  | 2332292 | Sus |  | CompanyInitiated¦Plannedmaintenance¦¦
24-0011087 | Company Initiated | Planned- maintenance |  |  | 2024 | Tier 2 | Distribution Circuit |  |  |  | 2332296 | Sus |  | CompanyInitiated¦Plannedmaintenance¦¦
24-0001930 | Company Initiated | Planned- capital |  |  | 2024 | Tier 2 | Distribution Circuit |  |  |  | 2332350 | Sus |  | CompanyInitiated¦Plannedcapital¦¦
24-0018664 | Vegetation | Tree - fell into line | Conductor- Overhead | Broken- wire on ground | 2024 | Tier 3 | Distribution Circuit |  |  |  | 2332437 | Sus |  | Vegetation¦Treefellintoline¦ConductorOverhead¦Brokenwireonground
24-0018920 | Animal | Bird found | Conductor- Overhead | Normal | 2024 | Tier 3 | Distribution Circuit |  |  |  | 2333541 | Sus |  | Animal¦Birdfound¦ConductorOverhead¦Normal
24-0019231 | Unknown Cause | Patrol - found nothing |  |  | 2024 | Tier 2 | Distribution Circuit |  |  |  | 2334006 | Sus |  | UnknownCause¦Patrolfoundnothing¦¦
24-0019092 | Vegetation | Tree - branch fell on line | Conductor- Overhead | Normal | 2024 | Tier 3 | Distribution Circuit |  |  |  | 2334181 | Sus |  | Vegetation¦Treebranchfellonline¦ConductorOverhead¦Normal
24-0019218 | Vegetation | Tree - branch fell on line | Conductor- Overhead | Normal | 2024 | Tier 3 | Distribution Circuit |  |  |  | 2334288 | Sus |  | Vegetation¦Treebranchfellonline¦ConductorOverhead¦Normal
24-0019291 | Vegetation | Tree - fell into line | Conductor- Overhead | Broken- wire on ground | 2024 | Tier 2 | Distribution Circuit |  |  |  | 2334985 | Sus |  | Vegetation¦Treefellintoline¦ConductorOverhead¦Brokenwireonground
24-0020080 | Vegetation | Tree - bark fell into line | Conductor- Overhead | Normal | 2024 | Tier 3 | Distribution Circuit |  |  |  | 2335046 | Sus |  | Vegetation¦Treebarkfellintoline¦ConductorOverhead¦Normal
24-0019594 | Vegetation | Tree - branch fell on line | Conductor- Overhead | Normal | 2024 | Tier 3 | Distribution Circuit |  |  |  | 2335304 | Sus |  | Vegetation¦Treebranchfellonline¦ConductorOverhead¦Normal
24-0020046 | Vegetation | Tree - branch fell on line | Conductor- Overhead | Normal | 2024 | Tier 3 | Distribution Circuit |  |  |  | 2336032 | Sus |  | Vegetation¦Treebranchfellonline¦ConductorOverhead¦Normal
24-0019609 | Unknown Cause | Patrol - found nothing |  |  | 2024 | Tier 2 | Distribution Circuit |  |  |  | 2337056 | Sus |  | UnknownCause¦Patrolfoundnothing¦¦
24-0020131 | Unknown Cause | Patrol - found nothing |  |  | 2024 | Tier 3 | Distribution Circuit |  |  |  | 2340631 | Sus |  | UnknownCause¦Patrolfoundnothing¦¦
24-0021769 | Unknown Cause | Patrol - found nothing |  |  | 2024 | Tier 3 | Distribution Circuit |  |  |  | 2357069 | Sus |  | UnknownCause¦Patrolfoundnothing¦¦
24-0022732 | Vegetation | Tree - branch fell on line | Conductor- Overhead | Normal | 2024 | Tier 2 | Distribution Circuit |  |  |  | 2361791 | Sus |  | Vegetation¦Treebranchfellonline¦ConductorOverhead¦Normal
24-0023159 | Vegetation | Tree - fell into line | Conductor- Overhead | Broken- wire on ground | 2024 | Tier 2 | Distribution Circuit |  |  |  | 2363019 | Sus |  | Vegetation¦Treefellintoline¦ConductorOverhead¦Brokenwireonground
24-0023941 | Vegetation | Tree - branch fell on line | Conductor- Overhead | Normal | 2024 | Tier 3 | Distribution Circuit |  |  |  | 2365959 | Sus |  | Vegetation¦Treebranchfellonline¦ConductorOverhead¦Normal
24-0023983 | Vegetation | Tree - fell into line | Conductor- Overhead | Broken- wire on ground | 2024 | Tier 3 | Distribution Circuit |  |  |  | 2366145 | Sus |  | Vegetation¦Treefellintoline¦ConductorOverhead¦Brokenwireonground
24-0024060 | Unknown Cause | Patrol - found nothing | Fuse | Failed/Faulted | 2024 | Tier 3 | Distribution Circuit |  |  |  | 2366167 | Sus |  | UnknownCause¦Patrolfoundnothing¦Fuse¦FailedFaulted
24-0023302 | Vegetation | Tree - fell into line | Conductor- Overhead | Normal | 2024 | Tier 3 | Distribution Circuit |  |  |  | 2366416 | Sus |  | Vegetation¦Treefellintoline¦ConductorOverhead¦Normal
24-0024375 | Unknown Cause | Patrol - found nothing |  |  | 2024 | Tier 3 | Distribution Circuit |  |  |  | 2367252 | Sus |  | UnknownCause¦Patrolfoundnothing¦¦
24-0024800 | Equipment Failure/Involved | Overhead | Jumper | Burned Open | 2024 | Tier 3 | Distribution Circuit |  |  |  | 2368589 | Sus |  | EquipmentFailureInvolved¦Overhead¦Jumper¦BurnedOpen
24-0026176 | Equipment Failure/Involved | Overhead | Secondary | Broken | 2024 | Tier 3 | Transformer only |  |  |  | 2369019 | Sus |  | EquipmentFailureInvolved¦Overhead¦Secondary¦Broken
24-0025541 | Vegetation | Tree - branch fell on line | Conductor- Overhead | Broken- wire on ground | 2024 | Tier 3 | Distribution Circuit |  |  |  | 2369058 | Sus |  | Vegetation¦Treebranchfellonline¦ConductorOverhead¦Brokenwireonground
24-0022890 | Company Initiated | Return Circuit Normal | Conductor- Overhead | Normal | 2024 | Tier 3 | Transmission line |  |  |  | 2369235 | Sus |  | CompanyInitiated¦ReturnCircuitNormal¦ConductorOverhead¦Normal
24-0026763 | Unknown Cause | Patrol - found nothing |  |  | 2024 | Tier 2 | Transformer only |  |  |  | 2369820 | Sus |  | UnknownCause¦Patrolfoundnothing¦¦
24-0026291 | Vegetation | Tree - bark fell into line | Transformer | Failed/Faulted | 2024 | Tier 3 | Transformer only |  |  |  | 2369854 | Sus |  | Vegetation¦Treebarkfellintoline¦Transformer¦FailedFaulted
24-0026326 | Vegetation | Tree - fell into line | Conductor- Overhead | Normal | 2024 | Tier 3 | Distribution Circuit |  |  |  | 2369861 | Sus |  | Vegetation¦Treefellintoline¦ConductorOverhead¦Normal
24-0026435 | Equipment Failure/Involved | Overhead | Connector or Splice (OH) | Deteriorated | 2024 | Tier 3 | Transformer only |  |  |  | 2369940 | Sus |  | EquipmentFailureInvolved¦Overhead¦ConnectororSplice(OH)¦Deteriorated
24-0026331 | Vegetation | Tree - branch fell on line | Conductor- Overhead | Broken- wire on ground | 2024 | Tier 3 | Distribution Circuit |  |  |  | 2369946 | Sus |  | Vegetation¦Treebranchfellonline¦ConductorOverhead¦Brokenwireonground
24-0026328 | Vegetation | Tree - branch fell on line | Conductor- Overhead | Normal | 2024 | Tier 3 | Distribution Circuit |  |  |  | 2370014 | Sus |  | Vegetation¦Treebranchfellonline¦ConductorOverhead¦Normal
24-0026301 | Vegetation | Tree - branch fell on line | Conductor- Overhead | Broken- wire on ground | 2024 | Tier 3 | Distribution Circuit |  |  |  | 2370067 | Sus |  | Vegetation¦Treebranchfellonline¦ConductorOverhead¦Brokenwireonground
24-0026480 | Vegetation | Tree - branch fell on line | Conductor- Overhead | Normal | 2024 | Tier 3 | Distribution Circuit |  |  |  | 2370450 | Sus |  | Vegetation¦Treebranchfellonline¦ConductorOverhead¦Normal
24-0026454 | Vegetation | Tree - branch fell on line | Conductor- Overhead | Normal | 2024 | Tier 3 | Distribution Circuit |  |  |  | 2370530 | Sus |  | Vegetation¦Treebranchfellonline¦ConductorOverhead¦Normal
24-0026470 | Equipment Failure/Involved | Overhead | Crossarm- Wood | Broken | 2024 | Tier 2 | Distribution Circuit |  |  |  | 2370569 | Sus |  | EquipmentFailureInvolved¦Overhead¦CrossarmWood¦Broken
24-0026564 | Unknown Cause | Patrol - found nothing |  |  | 2024 | Tier 2 | Distribution Circuit |  |  |  | 2370829 | Sus |  | UnknownCause¦Patrolfoundnothing¦¦
24-0026779 | Equipment Failure/Involved | Underground | Transformer (UG) | Failed/Faulted | 2024 | Tier 2 | Distribution Circuit |  |  |  | 2371088 | Sus |  | EquipmentFailureInvolved¦Underground¦Transformer(UG)¦FailedFaulted
24-0026783 | Vegetation | Tree - fell into line | Conductor- Overhead | Broken- wire on ground | 2024 | Tier 3 | Distribution Circuit |  |  |  | 2370976 | Sus |  | Vegetation¦Treefellintoline¦ConductorOverhead¦Brokenwireonground
24-0026791 | Vegetation | Tree - fell into line | Conductor- Overhead | Broken- wire on ground | 2024 | Tier 3 | Distribution Circuit |  |  |  | 2371124 | Sus |  | Vegetation¦Treefellintoline¦ConductorOverhead¦Brokenwireonground
24-0027033 | Vegetation | Tree - branch fell on line | Conductor- Overhead | Broken- wire on ground | 2024 | Tier 2 | Transformer only |  |  |  | 2371136 | Sus |  | Vegetation¦Treebranchfellonline¦ConductorOverhead¦Brokenwireonground
24-0026866 | Vegetation | Tree - branch fell on line | Conductor- Overhead | Broken- wire on ground | 2024 | Tier 2 | Distribution Circuit |  |  |  | 2371320 | Sus |  | Vegetation¦Treebranchfellonline¦ConductorOverhead¦Brokenwireonground
24-0026862 | Equipment Failure/Involved | Overhead | Transformer (OH) | Broken | 2024 | Tier 2 | Transformer only |  |  |  | 2371308 | Sus |  | EquipmentFailureInvolved¦Overhead¦Transformer(OH)¦Broken
24-0026840 | Vegetation | Tree - fell into line | Conductor- Overhead | Normal | 2024 | Tier 3 | Distribution Circuit |  |  |  | 2371437 | Sus |  | Vegetation¦Treefellintoline¦ConductorOverhead¦Normal
24-0026822 | Equipment Failure/Involved | Overhead | Pole-Wood | Broken | 2024 | Tier 3 | Distribution Circuit |  |  |  | 2371212 | Sus |  | EquipmentFailureInvolved¦Overhead¦PoleWood¦Broken
24-0026899 | Equipment Failure/Involved | Overhead | Crossarm- Wood | Broken | 2024 | Tier 3 | Distribution Circuit |  |  |  | 2371448 | Sus |  | EquipmentFailureInvolved¦Overhead¦CrossarmWood¦Broken
24-0027013 | Equipment Failure/Involved | Overhead | Conductor- Overhead | Normal | 2024 | Tier 2 | Distribution Circuit |  |  |  | 2371769 | Sus |  | EquipmentFailureInvolved¦Overhead¦ConductorOverhead¦Normal
24-0027188 | Unknown Cause | Patrol - found nothing |  |  | 2024 | Tier 3 | Distribution Circuit |  |  |  | 2372215 | Sus |  | UnknownCause¦Patrolfoundnothing¦¦
24-0027266 | Unknown Cause | Patrol - found nothing |  |  | 2024 | Tier 3 | Distribution Circuit |  |  |  | 2372251 | Sus |  | UnknownCause¦Patrolfoundnothing¦¦
24-0021622 | Equipment Failure/Involved | Overhead | Jumper | Burned Open | 2024 | Tier 3 | Distribution Circuit |  |  |  | 2372316 | Sus |  | EquipmentFailureInvolved¦Overhead¦Jumper¦BurnedOpen
24-0027321 | Vegetation | Tree - branch fell on line | Conductor- Overhead | Broken- wire on ground | 2024 | Tier 2 | Distribution Circuit |  |  |  | 2372565 | Sus |  | Vegetation¦Treebranchfellonline¦ConductorOverhead¦Brokenwireonground
24-0027315 | Equipment Failure/Involved | Overhead | Pole-Wood | Broken | 2024 | Tier 2 | Distribution Circuit |  |  |  | 2372554 | Sus |  | EquipmentFailureInvolved¦Overhead¦PoleWood¦Broken
24-0027576 | Vegetation | Tree - fell into line | Pole-Wood | Broken | 2024 | Tier 2 | Distribution Circuit |  |  |  | 2373155 | Sus |  | Vegetation¦Treefellintoline¦PoleWood¦Broken
24-0027613 | Unknown Cause | Patrol - found nothing |  |  | 2024 | Tier 2 | Transformer only |  |  |  | 2373300 | Sus |  | UnknownCause¦Patrolfoundnothing¦¦
24-0007000 | Wildfire Mitigation | Planned - WSIP/System Hardening |  |  | 2024 | Tier 3 | Distribution Circuit |  |  |  | 2373636 | Sus |  | WildfireMitigation¦PlannedWSIPSystemHardening¦¦
24-0006989 | Wildfire Mitigation | Planned - WSIP/System Hardening |  |  | 2024 | Tier 3 | Distribution Circuit |  |  |  | 2373707 | Sus |  | WildfireMitigation¦PlannedWSIPSystemHardening¦¦
24-0016562 | Company Initiated | Planned- maintenance |  |  | 2024 | Tier 2 | Distribution Circuit |  |  |  | 2373724 | Sus |  | CompanyInitiated¦Plannedmaintenance¦¦
24-0016739 | Wildfire Mitigation | Planned - WSIP/System Hardening |  |  | 2024 | Tier 2 | Distribution Circuit |  |  |  | 2373648 | Sus |  | WildfireMitigation¦PlannedWSIPSystemHardening¦¦
24-0016434 | Company Initiated | Planned- maintenance |  |  | 2024 | Tier 3 | Distribution Circuit |  |  |  | 2373803 | Sus |  | CompanyInitiated¦Plannedmaintenance¦¦
24-0027937 | Vegetation | Tree - fell into line | Conductor- Overhead | Broken- wire on ground | 2024 | Tier 3 | Distribution Circuit |  |  |  | 2373974 | Sus |  | Vegetation¦Treefellintoline¦ConductorOverhead¦Brokenwireonground
24-0028182 | Unknown Cause | Patrol - found nothing |  |  | 2024 | Tier 3 | Distribution Circuit |  |  |  | 2374572 | Sus |  | UnknownCause¦Patrolfoundnothing¦¦
24-0006988 | Wildfire Mitigation | Planned - WSIP/System Hardening |  |  | 2024 | Tier 3 | Distribution Circuit |  |  |  | 2374665 | Sus |  | WildfireMitigation¦PlannedWSIPSystemHardening¦¦
24-0008301 | Company Initiated | Planned- maintenance |  |  | 2024 | Tier 3 | Transformer only |  |  |  | 2374778 | Sus |  | CompanyInitiated¦Plannedmaintenance¦¦
24-0016190 | Wildfire Mitigation | Planned - WSIP/System Hardening |  |  | 2024 | Tier 3 | Distribution Circuit |  |  |  | 2375260 | Sus |  | WildfireMitigation¦PlannedWSIPSystemHardening¦¦
24-0016194 | Company Initiated | Planned- maintenance |  |  | 2024 | Tier 3 | Transformer only |  |  |  | 2375325 | Sus |  | CompanyInitiated¦Plannedmaintenance¦¦
24-0009544 | Company Initiated | Planned- capital |  |  | 2024 | Tier 2 | Distribution Circuit |  |  |  | 2375837 | Sus |  | CompanyInitiated¦Plannedcapital¦¦
24-0016586 | Company Initiated | Planned- maintenance |  |  | 2024 | Tier 2 | Distribution Circuit |  |  |  | 2375945 | Sus |  | CompanyInitiated¦Plannedmaintenance¦¦
24-0016578 | Company Initiated | Planned- maintenance |  |  | 2024 | Tier 2 | Distribution Circuit |  |  |  | 2375985 | Sus |  | CompanyInitiated¦Plannedmaintenance¦¦
24-0006815 | Company Initiated | Planned- capital |  |  | 2024 | Tier 3 | Distribution Circuit |  |  |  | 2375986 | Sus |  | CompanyInitiated¦Plannedcapital¦¦
24-0029263 | Equipment Failure/Involved | Electrical Overload | Transformer | Failed/Faulted | 2024 | Tier 2 | Transformer only |  |  |  | 2376806 | Sus |  | EquipmentFailureInvolved¦ElectricalOverload¦Transformer¦FailedFaulted
24-0029338 | Equipment Failure/Involved | Overhead | Connector or Splice (OH) | Broken- wire on ground | 2024 | Tier 2 | Distribution Circuit |  |  |  | 2377000 | Sus |  | EquipmentFailureInvolved¦Overhead¦ConnectororSplice(OH)¦Brokenwireonground
24-0016628 | Company Initiated | Planned- maintenance |  |  | 2024 | Tier 2 | Transformer only |  |  |  | 2377646 | Sus |  | CompanyInitiated¦Plannedmaintenance¦¦
24-0016626 | Company Initiated | Planned- maintenance |  |  | 2024 | Tier 2 | Distribution Circuit |  |  |  | 2377038 | Sus |  | CompanyInitiated¦Plannedmaintenance¦¦
24-0013466 | Company Initiated | Planned- maintenance |  |  | 2024 | Tier 2 | Distribution Circuit |  |  |  | 2376916 | Sus |  | CompanyInitiated¦Plannedmaintenance¦¦
24-0029581 | Vegetation | Tree - grew into line | Conductor- Overhead | Normal | 2024 | Tier 3 | Distribution Circuit |  |  |  | 2377068 | Sus |  | Vegetation¦Treegrewintoline¦ConductorOverhead¦Normal
24-0010812 | Company Initiated | Planned- capital |  |  | 2024 | Tier 2 | Distribution Circuit |  |  |  | 2377815 | Sus |  | CompanyInitiated¦Plannedcapital¦¦
24-0029780 | Vegetation | Tree - grew into line | Conductor- Overhead | Normal | 2024 | Tier 2 | Distribution Circuit |  |  |  | 2377848 | Sus |  | Vegetation¦Treegrewintoline¦ConductorOverhead¦Normal
24-0000478 | Company Initiated | Planned- capital |  |  | 2024 | Tier 2 | Distribution Circuit |  |  |  | 2377930 | Sus |  | CompanyInitiated¦Plannedcapital¦¦
24-0008325 | Company Initiated | Planned- maintenance |  |  | 2024 | Tier 3 | Transformer only |  |  |  | 2378066 | Sus |  | CompanyInitiated¦Plannedmaintenance¦¦
24-0030015 | Vegetation | Tree - fell into line | Conductor- Overhead | Normal | 2024 | Tier 2 | Distribution Circuit |  |  |  | 2378547 | Sus |  | Vegetation¦Treefellintoline¦ConductorOverhead¦Normal
24-0017440 | Company Initiated | Planned- maintenance |  |  | 2024 | Tier 3 | Transformer only |  |  |  | 2378917 | Sus |  | CompanyInitiated¦Plannedmaintenance¦¦
24-0017033 | Company Initiated | Planned- maintenance |  |  | 2024 | Tier 3 | Transformer only |  |  |  | 2378881 | Sus |  | CompanyInitiated¦Plannedmaintenance¦¦
24-0030279 | Unknown Cause | Patrol - found nothing |  |  | 2024 | Tier 2 | Distribution Circuit |  |  |  | 2379144 | Sus |  | UnknownCause¦Patrolfoundnothing¦¦
24-0030376 | Vegetation | Tree - branch fell on line | Conductor- Overhead | Normal | 2024 | Tier 2 | Distribution Circuit |  |  |  | 2379353 | Sus |  | Vegetation¦Treebranchfellonline¦ConductorOverhead¦Normal
24-0030360 | Vegetation | Tree - fell into line | Conductor- Overhead | Broken- wire on ground | 2024 | Tier 2 | Distribution Circuit |  |  |  | 2379362 | Sus |  | Vegetation¦Treefellintoline¦ConductorOverhead¦Brokenwireonground
24-0030567 | Equipment Failure/Involved | Overhead | Conductor- Overhead | Together | 2024 | Tier 2 | Distribution Circuit |  |  |  | 2380156 | Sus |  | EquipmentFailureInvolved¦Overhead¦ConductorOverhead¦Together
24-0030587 | Unknown Cause | Patrol - found nothing |  |  | 2024 | Tier 2 | Distribution Circuit |  |  |  | 2380172 | Sus |  | UnknownCause¦Patrolfoundnothing¦¦
24-0030624 | Vegetation | Tree - branch fell on line | Conductor- Overhead | Normal | 2024 | Tier 3 | Distribution Circuit |  |  |  | 2380353 | Sus |  | Vegetation¦Treebranchfellonline¦ConductorOverhead¦Normal
24-0030627 | Vegetation | Tree - fell into line | Pole-Wood | Broken- wire on ground | 2024 | Tier 3 | Distribution Circuit |  |  |  | 2380401 | Sus |  | Vegetation¦Treefellintoline¦PoleWood¦Brokenwireonground
24-0030678 | 3rd Party | Vehicle | Pole-Wood | Broken- wire on ground | 2024 | Tier 2 | Distribution Circuit |  |  |  | 2380416 | Sus |  | 3rdParty¦Vehicle¦PoleWood¦Brokenwireonground
24-0030707 | Unknown Cause | Patrol - found nothing |  |  | 2024 | Tier 3 | Distribution Circuit |  |  |  | 2380436 | Sus |  | UnknownCause¦Patrolfoundnothing¦¦
24-0030786 | Equipment Failure/Involved | Electrical Overload | Transformer | Failed/Faulted | 2024 | Tier 3 | Transformer only |  |  |  | 2380580 | Sus |  | EquipmentFailureInvolved¦ElectricalOverload¦Transformer¦FailedFaulted
24-0030890 | Vegetation | Tree - fell into line | Conductor- Overhead | Broken- wire on ground | 2024 | Tier 3 | Distribution Circuit |  |  |  | 2381377 | Sus |  | Vegetation¦Treefellintoline¦ConductorOverhead¦Brokenwireonground
24-0030876 | Vegetation | Tree - branch fell on line | Conductor- Overhead | Normal | 2024 | Tier 3 | Distribution Circuit |  |  |  | 2381251 | Sus |  | Vegetation¦Treebranchfellonline¦ConductorOverhead¦Normal
24-0030968 | Equipment Failure/Involved | Overhead | Service conductor | Failed/Faulted | 2024 | Tier 2 | Transformer only |  |  |  | 2381608 | Sus |  | EquipmentFailureInvolved¦Overhead¦Serviceconductor¦FailedFaulted
24-0030995 | Equipment Failure/Involved | Overhead | Transformer | Failed/Faulted | 2024 | Tier 3 | Transformer only |  |  |  | 2381606 | Sus |  | EquipmentFailureInvolved¦Overhead¦Transformer¦FailedFaulted
24-0031039 | Vegetation | Tree - fell into line | Conductor- Overhead | Broken- wire on ground | 2024 | Tier 3 | Distribution Circuit |  |  |  | 2381957 | Sus |  | Vegetation¦Treefellintoline¦ConductorOverhead¦Brokenwireonground
24-0031001 | Unknown Cause | Patrol - found nothing |  |  | 2024 | Tier 2 | Transformer only |  |  |  | 2381668 | Sus |  | UnknownCause¦Patrolfoundnothing¦¦
24-0018945 | Company Initiated | Planned- capital |  |  | 2024 | Tier 2 | Distribution Circuit |  |  |  | 2382487 | Sus |  | CompanyInitiated¦Plannedcapital¦¦
24-0024546 | Company Initiated | Planned- maintenance |  |  | 2024 | Tier 3 | Distribution Circuit |  |  |  | 2382624 | Sus |  | CompanyInitiated¦Plannedmaintenance¦¦
24-0026147 | Company Initiated | Planned- maintenance |  |  | 2024 | Tier 2 | Transformer only |  |  |  | 2382943 | Sus |  | CompanyInitiated¦Plannedmaintenance¦¦
24-0023181 | Company Initiated | Planned- maintenance |  |  | 2024 | Tier 3 | Distribution Circuit |  |  |  | 2383054 | Sus |  | CompanyInitiated¦Plannedmaintenance¦¦
24-0010981 | Company Initiated | Planned- capital |  |  | 2024 | Tier 2 | Distribution Circuit |  |  |  | 2382618 | Sus |  | CompanyInitiated¦Plannedcapital¦¦
24-0022174 | Company Initiated | Planned- maintenance |  |  | 2024 | Tier 3 | Transformer only |  |  |  | 2382685 | Sus |  | CompanyInitiated¦Plannedmaintenance¦¦
24-0022089 | Wildfire Mitigation | Planned - WSIP/System Hardening |  |  | 2024 | Tier 3 | Transformer only |  |  |  | 2382714 | Sus |  | WildfireMitigation¦PlannedWSIPSystemHardening¦¦
24-0022110 | Company Initiated | Planned- maintenance |  |  | 2024 | Tier 3 | Distribution Circuit |  |  |  | 2382774 | Sus |  | CompanyInitiated¦Plannedmaintenance¦¦
24-0031332 | Vegetation | Tree - fell into line | Conductor- Overhead | Together | 2024 | Tier 3 | Distribution Circuit |  |  |  | 2382552 | Sus |  | Vegetation¦Treefellintoline¦ConductorOverhead¦Together
24-0031397 | Vegetation | Tree - fell into line | Conductor- Overhead | Normal | 2024 | Tier 3 | Distribution Circuit |  |  |  | 2382861 | Sus |  | Vegetation¦Treefellintoline¦ConductorOverhead¦Normal
24-0031613 | Equipment Failure/Involved | Overhead | Transformer (OH) | Failed/Faulted | 2024 | Tier 2 | Distribution Circuit |  |  |  | 2383068 | Sus |  | EquipmentFailureInvolved¦Overhead¦Transformer(OH)¦FailedFaulted
24-0022945 | Company Initiated | Planned- maintenance |  |  | 2024 | Tier 2 | Transformer only |  |  |  | 2383864 | Sus |  | CompanyInitiated¦Plannedmaintenance¦¦
24-0023418 | Company Initiated | Planned- maintenance |  |  | 2024 | Tier 3 | Distribution Circuit |  |  |  | 2383815 | Sus |  | CompanyInitiated¦Plannedmaintenance¦¦
24-0022454 | Company Initiated | Planned- maintenance |  |  | 2024 | Tier 3 | Distribution Circuit |  |  |  | 2384043 | Sus |  | CompanyInitiated¦Plannedmaintenance¦¦
24-0023310 | Wildfire Mitigation | Planned - WSIP/System Hardening |  |  | 2024 | Tier 2 | Transformer only |  |  |  | 2384181 | Sus |  | WildfireMitigation¦PlannedWSIPSystemHardening¦¦
24-0032212 | Vegetation | Tree - branch fell on line | Conductor- Overhead | Broken- wire on ground | 2024 | Tier 2 | Distribution Circuit |  |  |  | 2384314 | Sus |  | Vegetation¦Treebranchfellonline¦ConductorOverhead¦Brokenwireonground
24-0019342 | Company Initiated | Planned- capital |  |  | 2024 | Tier 2 | Distribution Circuit |  |  |  | 2384324 | Sus |  | CompanyInitiated¦Plannedcapital¦¦
24-0032297 | Unknown Cause | Patrol - found nothing |  |  | 2024 | Tier 2 | Distribution Circuit |  |  |  | 2384430 | Sus |  | UnknownCause¦Patrolfoundnothing¦¦
24-0032379 | Equipment Failure/Involved | Overhead | Conductor- Overhead | Broken- wire on ground | 2024 | Tier 2 | Distribution Circuit |  |  |  | 2384816 | Sus |  | EquipmentFailureInvolved¦Overhead¦ConductorOverhead¦Brokenwireonground
24-0019342 | Company Initiated | Planned- capital |  |  | 2024 | Tier 2 | Distribution Circuit |  |  |  | 2384841 | Sus |  | CompanyInitiated¦Plannedcapital¦¦
24-0009092 | Company Initiated | Planned- maintenance |  |  | 2024 | Tier 3 | Distribution Circuit |  |  |  | 2385025 | Sus |  | CompanyInitiated¦Plannedmaintenance¦¦
24-0020789 | Wildfire Mitigation | Planned - WSIP/System Hardening |  |  | 2024 | Tier 2 | Transformer only |  |  |  | 2385099 | Sus |  | WildfireMitigation¦PlannedWSIPSystemHardening¦¦
24-0032805 | Equipment Failure/Involved | Overhead | Pole-Wood | Broken | 2024 | Tier 3 | Transformer only |  |  |  | 2385647 | Sus |  | EquipmentFailureInvolved¦Overhead¦PoleWood¦Broken
24-0032880 | Equipment Failure/Involved | Overhead | Regulator | Arcing | 2024 | Tier 2 | Distribution Circuit |  |  |  | 2385728 | Sus |  | EquipmentFailureInvolved¦Overhead¦Regulator¦Arcing
24-0019835 | Company Initiated | Planned- capital |  |  | 2024 | Tier 2 | Distribution Circuit |  |  |  | 2385849 | Sus |  | CompanyInitiated¦Plannedcapital¦¦
24-0024224 | Company Initiated | Planned- maintenance |  |  | 2024 | Tier 2 | Transformer only |  |  |  | 2385945 | Sus |  | CompanyInitiated¦Plannedmaintenance¦¦
24-0009524 | Company Initiated | Planned- maintenance |  |  | 2024 | Tier 3 | Transformer only |  |  |  | 2386009 | Sus |  | CompanyInitiated¦Plannedmaintenance¦¦
24-0014428 | Company Initiated | Planned- capital |  |  | 2024 | Tier 2 | Distribution Circuit |  |  |  | 2386140 | Sus |  | CompanyInitiated¦Plannedcapital¦¦
24-0033092 | Equipment Failure/Involved | Underground | Secondary | Deteriorated | 2024 | Tier 2 | Transformer only |  |  |  | 2386078 | Sus |  | EquipmentFailureInvolved¦Underground¦Secondary¦Deteriorated
24-0024230 | Company Initiated | Planned- maintenance |  |  | 2024 | Tier 2 | Transformer only |  |  |  | 2386548 | Sus |  | CompanyInitiated¦Plannedmaintenance¦¦
24-0025980 | Company Initiated | Planned- maintenance |  |  | 2024 | Tier 3 | Distribution Circuit |  |  |  | 2386754 | Sus |  | CompanyInitiated¦Plannedmaintenance¦¦
24-0033691 | Vegetation | Tree - fell into line | Conductor- Overhead | Broken- wire on ground | 2024 | Tier 3 | Distribution Circuit |  |  |  | 2387652 | Sus |  | Vegetation¦Treefellintoline¦ConductorOverhead¦Brokenwireonground
24-0033752 | Vegetation | Tree - branch fell on line | Conductor- Overhead | Normal | 2024 | Tier 3 | Distribution Circuit |  |  |  | 2387912 | Sus |  | Vegetation¦Treebranchfellonline¦ConductorOverhead¦Normal
24-0011146 | Wildfire Mitigation | Planned - WSIP/System Hardening |  |  | 2024 | Tier 3 | Distribution Circuit |  |  |  | 2387838 | Sus |  | WildfireMitigation¦PlannedWSIPSystemHardening¦¦
24-0027887 | Company Initiated | Planned- maintenance |  |  | 2024 | Tier 2 | Distribution Circuit |  |  |  | 2387851 | Sus |  | CompanyInitiated¦Plannedmaintenance¦¦
24-0027031 | Company Initiated | Planned- maintenance |  |  | 2024 | Tier 2 | Distribution Circuit |  |  |  | 2387901 | Sus |  | CompanyInitiated¦Plannedmaintenance¦¦
24-0028185 | Company Initiated | Planned- maintenance |  |  | 2024 | Tier 2 | Distribution Circuit |  |  |  | 2388256 | Sus |  | CompanyInitiated¦Plannedmaintenance¦¦
24-0027879 | Company Initiated | Planned- maintenance |  |  | 2024 | Tier 2 | Distribution Circuit |  |  |  | 2387952 | Sus |  | CompanyInitiated¦Plannedmaintenance¦¦
24-0027864 | Company Initiated | Planned- maintenance |  |  | 2024 | Tier 3 | Distribution Circuit |  |  |  | 2387977 | Sus |  | CompanyInitiated¦Plannedmaintenance¦¦
24-0034004 | Vegetation | Tree - fell into line | Conductor- Overhead | Broken- wire on ground | 2024 | Tier 3 | Distribution Circuit |  |  |  | 2388278 | Sus |  | Vegetation¦Treefellintoline¦ConductorOverhead¦Brokenwireonground
24-0020414 | Company Initiated | Planned- capital |  |  | 2024 | Tier 2 | Distribution Circuit |  |  |  | 2388672 | Sus |  | CompanyInitiated¦Plannedcapital¦¦
24-0000987 | Company Initiated | Planned- capital |  |  | 2024 | Tier 3 | Distribution Circuit |  |  |  | 2388753 | Sus |  | CompanyInitiated¦Plannedcapital¦¦
24-0034251 | Company Initiated | Construction Activity/equip- company | Pole-Wood | Normal | 2024 | Tier 2 | Distribution Circuit |  |  |  | 2388841 | Sus |  | CompanyInitiated¦ConstructionActivityequipcompany¦PoleWood¦Normal
24-0016769 | Company Initiated | Planned- maintenance |  |  | 2024 | Tier 3 | Distribution Circuit |  |  |  | 2388931 | Sus |  | CompanyInitiated¦Plannedmaintenance¦¦
24-0027041 | Company Initiated | Planned- maintenance |  |  | 2024 | Tier 3 | Transformer only |  |  |  | 2389505 | Sus |  | CompanyInitiated¦Plannedmaintenance¦¦
24-0034639 | Equipment Failure/Involved | Overhead | Transformer (OH) | Failed/Faulted | 2024 | Tier 2 | Transformer only |  |  |  | 2389458 | Sus |  | EquipmentFailureInvolved¦Overhead¦Transformer(OH)¦FailedFaulted
24-0034616 | Equipment Failure/Involved | Overhead | Cutout- fuse holder | Arcing | 2024 | Tier 3 | Distribution Circuit |  |  |  | 2389464 | Sus |  | EquipmentFailureInvolved¦Overhead¦Cutoutfuseholder¦Arcing
24-0034746 | Animal | Bird found | Conductor- Overhead | Normal | 2024 | Tier 3 | Distribution Circuit |  |  |  | 2389598 | Sus |  | Animal¦Birdfound¦ConductorOverhead¦Normal
24-0034803 | Unknown Cause | Patrol - found nothing |  |  | 2024 | Tier 3 | Distribution Circuit |  |  |  | 2389877 | Sus |  | UnknownCause¦Patrolfoundnothing¦¦
24-0020498 | Company Initiated | Planned- capital |  |  | 2024 | Tier 2 | Distribution Circuit |  |  |  | 2389629 | Sus |  | CompanyInitiated¦Plannedcapital¦¦
24-0028339 | Company Initiated | Planned- maintenance |  |  | 2024 | Tier 2 | Distribution Circuit |  |  |  | 2389758 | Sus |  | CompanyInitiated¦Plannedmaintenance¦¦
24-0034861 | Unknown Cause | Patrol - not conducted |  |  | 2024 | Tier 3 | Distribution Circuit |  |  |  | 2389976 | Sus |  | UnknownCause¦Patrolnotconducted¦¦
24-0020675 | Company Initiated | Planned- capital |  |  | 2024 | Tier 2 | Distribution Circuit |  |  |  | 2390575 | Sus |  | CompanyInitiated¦Plannedcapital¦¦
24-0012125 | Wildfire Mitigation | Planned - WSIP/System Hardening |  |  | 2024 | Tier 3 | Distribution Circuit |  |  |  | 2390694 | Sus |  | WildfireMitigation¦PlannedWSIPSystemHardening¦¦
24-0016456 | Company Initiated | Planned- maintenance |  |  | 2024 | Tier 2 | Distribution Circuit |  |  |  | 2390830 | Sus |  | CompanyInitiated¦Plannedmaintenance¦¦
24-0028450 | Company Initiated | Planned- maintenance |  |  | 2024 | Tier 2 | Transformer only |  |  |  | 2391279 | Sus |  | CompanyInitiated¦Plannedmaintenance¦¦
24-0035686 | Vegetation | Tree - branch fell on line | Conductor- Overhead | Normal | 2024 | Tier 3 | Distribution Circuit |  |  |  | 2391379 | Sus |  | Vegetation¦Treebranchfellonline¦ConductorOverhead¦Normal
24-0035766 | Vegetation | Tree - bark fell into line | Conductor- Overhead | Normal | 2024 | Tier 3 | Distribution Circuit |  |  |  | 2391532 | Sus |  | Vegetation¦Treebarkfellintoline¦ConductorOverhead¦Normal
24-0035822 | Vegetation | Tree - fell into line | Conductor- Overhead | Broken- wire on ground | 2024 | Tier 2 | Distribution Circuit |  |  |  | 2391724 | Sus |  | Vegetation¦Treefellintoline¦ConductorOverhead¦Brokenwireonground
24-0020859 | Company Initiated | Planned- capital |  |  | 2024 | Tier 2 | Distribution Circuit |  |  |  | 2391778 | Sus |  | CompanyInitiated¦Plannedcapital¦¦
24-0036379 | Vegetation | Tree - fell into line | Conductor- Overhead | Normal | 2024 | Tier 2 | Distribution Circuit |  |  |  | 2392768 | Sus |  | Vegetation¦Treefellintoline¦ConductorOverhead¦Normal
24-0036580 | Vegetation | Tree - bark fell into line | Conductor- Overhead | Normal | 2024 | Tier 3 | Distribution Circuit |  |  |  | 2393927 | Sus |  | Vegetation¦Treebarkfellintoline¦ConductorOverhead¦Normal
24-0036695 | Vegetation | Tree - fell into line | Conductor- Overhead | Broken- wire on ground | 2024 | Tier 3 | Distribution Circuit |  |  |  | 2394147 | Sus |  | Vegetation¦Treefellintoline¦ConductorOverhead¦Brokenwireonground
24-0036753 | Vegetation | Tree - branch fell on line | Conductor- Overhead | Normal | 2024 | Tier 3 | Distribution Circuit |  |  |  | 2394116 | Sus |  | Vegetation¦Treebranchfellonline¦ConductorOverhead¦Normal
24-0036763 | Vegetation | Tree - branch fell on line | Conductor- Overhead | Normal | 2024 | Tier 3 | Distribution Circuit |  |  |  | 2394160 | Sus |  | Vegetation¦Treebranchfellonline¦ConductorOverhead¦Normal
24-0036713 | Vegetation | Tree - fell into line | Conductor- Overhead | Normal | 2024 | Tier 3 | Distribution Circuit |  |  |  | 2394284 | Sus |  | Vegetation¦Treefellintoline¦ConductorOverhead¦Normal
24-0036692 | Vegetation | Tree - fell into line | Conductor- Overhead | Broken- wire on ground | 2024 | Tier 3 | Distribution Circuit |  |  |  | 2394173 | Sus |  | Vegetation¦Treefellintoline¦ConductorOverhead¦Brokenwireonground
24-0036637 | Unknown Cause | Patrol - not conducted |  |  | 2024 | Tier 2 | Distribution Circuit |  |  |  | 2394165 | Sus |  | UnknownCause¦Patrolnotconducted¦¦
24-0036790 | Unknown Cause | Patrol - found nothing |  |  | 2024 | Tier 3 | Distribution Circuit |  |  |  | 2394494 | Sus |  | UnknownCause¦Patrolfoundnothing¦¦
24-0036698 | Vegetation | Tree - fell into line | Conductor- Overhead | Normal | 2024 | Tier 3 | Distribution Circuit |  |  |  | 2394465 | Sus |  | Vegetation¦Treefellintoline¦ConductorOverhead¦Normal
24-0036848 | Vegetation | Tree - fell into line | Conductor- Overhead | Broken- wire on ground | 2024 | Tier 3 | Distribution Circuit |  |  |  | 2394566 | Sus |  | Vegetation¦Treefellintoline¦ConductorOverhead¦Brokenwireonground
24-0036748 | Unknown Cause | Patrol - found nothing |  |  | 2024 | Tier 3 | Distribution Circuit |  |  |  | 2394424 | Sus |  | UnknownCause¦Patrolfoundnothing¦¦
24-0036758 | Vegetation | Tree - fell into line | Conductor- Overhead | Broken- wire on ground | 2024 | Tier 3 | Distribution Circuit |  |  |  | 2394467 | Sus |  | Vegetation¦Treefellintoline¦ConductorOverhead¦Brokenwireonground
24-0036778 | Vegetation | Tree - branch fell on line | Conductor- Overhead | Normal | 2024 | Tier 2 | Distribution Circuit |  |  |  | 2394609 | Sus |  | Vegetation¦Treebranchfellonline¦ConductorOverhead¦Normal
24-0036907 | Unknown Cause | Patrol - found nothing |  |  | 2024 | Tier 3 | Distribution Circuit |  |  |  | 2394777 | Sus |  | UnknownCause¦Patrolfoundnothing¦¦
24-0037174 | Vegetation | Tree - fell into line | Conductor- Overhead | Normal | 2024 | Tier 3 | Distribution Circuit |  |  |  | 2395670 | Sus |  | Vegetation¦Treefellintoline¦ConductorOverhead¦Normal
24-0036888 | Company Initiated | Return Circuit Normal | Conductor- Overhead | Broken- wire on ground | 2024 | Tier 2 | Distribution Circuit |  |  |  | 2395995 | Sus |  | CompanyInitiated¦ReturnCircuitNormal¦ConductorOverhead¦Brokenwireonground
24-0037213 | Unknown Cause | Patrol - found nothing |  |  | 2024 | Tier 3 | Distribution Circuit |  |  |  | 2396085 | Sus |  | UnknownCause¦Patrolfoundnothing¦¦
24-0036888 | Company Initiated | Return Circuit Normal | Conductor- Overhead | Normal | 2024 | Tier 3 | Distribution Circuit |  |  |  | 2396255 | Sus |  | CompanyInitiated¦ReturnCircuitNormal¦ConductorOverhead¦Normal
24-0037278 | Vegetation | Tree - fell into line | Conductor- Overhead | Normal | 2024 | Tier 2 | Distribution Circuit |  |  |  | 2396331 | Sus |  | Vegetation¦Treefellintoline¦ConductorOverhead¦Normal
24-0014403 | Wildfire Mitigation | Planned - WSIP/System Hardening |  |  | 2024 | Tier 3 | Distribution Circuit |  |  |  | 2396593 | Sus |  | WildfireMitigation¦PlannedWSIPSystemHardening¦¦
24-0033382 | Company Initiated | Planned- maintenance |  |  | 2024 | Tier 2 | Distribution Circuit |  |  |  | 2397410 | Sus |  | CompanyInitiated¦Plannedmaintenance¦¦
24-0033384 | Company Initiated | Planned- maintenance |  |  | 2024 | Tier 2 | Transformer only |  |  |  | 2397457 | Sus |  | CompanyInitiated¦Plannedmaintenance¦¦
24-0033378 | Company Initiated | Planned- maintenance |  |  | 2024 | Tier 2 | Distribution Circuit |  |  |  | 2397454 | Sus |  | CompanyInitiated¦Plannedmaintenance¦¦
24-0014895 | Company Initiated | Planned- maintenance |  |  | 2024 | Tier 3 | Distribution Circuit |  |  |  | 2397469 | Sus |  | CompanyInitiated¦Plannedmaintenance¦¦
24-0014864 | Wildfire Mitigation | Planned - WSIP/System Hardening |  |  | 2024 | Tier 3 | Distribution Circuit |  |  |  | 2397481 | Sus |  | WildfireMitigation¦PlannedWSIPSystemHardening¦¦
24-0038042 | Equipment Failure/Involved | Overhead | Pole-Wood | Deteriorated | 2024 | Tier 2 | Distribution Circuit |  |  |  | 2397542 | Sus |  | EquipmentFailureInvolved¦Overhead¦PoleWood¦Deteriorated
24-0038520 | Vegetation | Tree - fell into line | Conductor- Overhead | Broken- wire on ground | 2024 | Tier 3 | Distribution Circuit |  |  |  | 2398088 | Sus |  | Vegetation¦Treefellintoline¦ConductorOverhead¦Brokenwireonground
24-0038596 | Unknown Cause | Patrol - found nothing |  |  | 2024 | Tier 3 | Distribution Circuit |  |  |  | 2398271 | Sus |  | UnknownCause¦Patrolfoundnothing¦¦
24-0032271 | Company Initiated | Planned- maintenance |  |  | 2024 | Tier 2 | Distribution Circuit |  |  |  | 2398178 | Sus |  | CompanyInitiated¦Plannedmaintenance¦¦
24-0032273 | Company Initiated | Planned- maintenance |  |  | 2024 | Tier 2 | Distribution Circuit |  |  |  | 2398813 | Sus |  | CompanyInitiated¦Plannedmaintenance¦¦
24-0030850 | Company Initiated | Planned- maintenance |  |  | 2024 | Tier 3 | Distribution Circuit |  |  |  | 2398363 | Sus |  | CompanyInitiated¦Plannedmaintenance¦¦
24-0039008 | Equipment Failure/Involved | Overhead | Crossarm- Wood | Broken | 2024 | Tier 3 | Distribution Circuit |  |  |  | 2398860 | Sus |  | EquipmentFailureInvolved¦Overhead¦CrossarmWood¦Broken
24-0039021 | Vegetation | Tree - branch fell on line | Conductor- Overhead | Broken- wire on ground | 2024 | Tier 3 | Distribution Circuit |  |  |  | 2398876 | Sus |  | Vegetation¦Treebranchfellonline¦ConductorOverhead¦Brokenwireonground
24-0032543 | Company Initiated | Planned- maintenance |  |  | 2024 | Tier 2 | Transformer only |  |  |  | 2399345 | Sus |  | CompanyInitiated¦Plannedmaintenance¦¦
24-0032542 | Company Initiated | Planned- maintenance |  |  | 2024 | Tier 2 | Distribution Circuit |  |  |  | 2399017 | Sus |  | CompanyInitiated¦Plannedmaintenance¦¦
24-0031484 | Company Initiated | Planned- maintenance |  |  | 2024 | Tier 2 | Distribution Circuit |  |  |  | 2399052 | Sus |  | CompanyInitiated¦Plannedmaintenance¦¦
24-0015052 | Wildfire Mitigation | Planned - WSIP/System Hardening |  |  | 2024 | Tier 3 | Transformer only |  |  |  | 2399321 | Sus |  | WildfireMitigation¦PlannedWSIPSystemHardening¦¦
24-0014443 | Company Initiated | Planned- maintenance |  |  | 2024 | Tier 3 | Distribution Circuit |  |  |  | 2399142 | Sus |  | CompanyInitiated¦Plannedmaintenance¦¦
24-0032687 | Company Initiated | Planned- maintenance |  |  | 2024 | Tier 2 | Distribution Circuit |  |  |  | 2399190 | Sus |  | CompanyInitiated¦Plannedmaintenance¦¦
24-0032007 | Company Initiated | Planned- maintenance |  |  | 2024 | Tier 2 | Transformer only |  |  |  | 2399218 | Sus |  | CompanyInitiated¦Plannedmaintenance¦¦
24-0032668 | Company Initiated | Planned- maintenance |  |  | 2024 | Tier 3 | Distribution Circuit |  |  |  | 2399235 | Sus |  | CompanyInitiated¦Plannedmaintenance¦¦
24-0039414 | 3rd Party | Tree - cutting- 3rd party | Conductor- Overhead | Normal | 2024 | Tier 2 | Distribution Circuit |  |  |  | 2399471 | Sus |  | 3rdParty¦Treecutting3rdparty¦ConductorOverhead¦Normal
24-0039360 | Equipment Failure/Involved | Overhead | Conductor- Overhead | Broken | 2024 | Tier 2 | Distribution Circuit |  |  |  | 2399441 | Sus |  | EquipmentFailureInvolved¦Overhead¦ConductorOverhead¦Broken
24-0039527 | Unknown Cause | Patrol - not conducted |  |  | 2024 | Tier 3 | Distribution Circuit |  |  |  | 2399556 | Sus |  | UnknownCause¦Patrolnotconducted¦¦
24-0034274 | Company Initiated | Planned- capital |  |  | 2024 | Tier 2 | Distribution Circuit |  |  |  | 2399884 | Sus |  | CompanyInitiated¦Plannedcapital¦¦
24-0027896 | Company Initiated | Planned- maintenance |  |  | 2024 | Tier 2 | Transformer only |  |  |  | 2400365 | Sus |  | CompanyInitiated¦Plannedmaintenance¦¦
24-0032585 | Company Initiated | Planned- maintenance |  |  | 2024 | Tier 2 | Transformer only |  |  |  | 2400362 | Sus |  | CompanyInitiated¦Plannedmaintenance¦¦
24-0015986 | Company Initiated | Planned- capital |  |  | 2024 | Tier 3 | Distribution Circuit |  |  |  | 2400597 | Sus |  | CompanyInitiated¦Plannedcapital¦¦
24-0040162 | Equipment Failure/Involved | Overhead | Fuse | Failed/Faulted | 2024 | Tier 2 | Transformer only |  |  |  | 2400970 | Sus |  | EquipmentFailureInvolved¦Overhead¦Fuse¦FailedFaulted
24-0015992 | Company Initiated | Planned- capital |  |  | 2024 | Tier 3 | Distribution Circuit |  |  |  | 2401126 | Sus |  | CompanyInitiated¦Plannedcapital¦¦
24-0033785 | Company Initiated | Planned- maintenance |  |  | 2024 | Tier 2 | Distribution Circuit |  |  |  | 2401449 | Sus |  | CompanyInitiated¦Plannedmaintenance¦¦
24-0018477 | Company Initiated | Planned- maintenance |  |  | 2024 | Tier 3 | Distribution Circuit |  |  |  | 2401517 | Sus |  | CompanyInitiated¦Plannedmaintenance¦¦
24-0033593 | Company Initiated | Planned- maintenance |  |  | 2024 | Tier 2 | Distribution Circuit |  |  |  | 2401455 | Sus |  | CompanyInitiated¦Plannedmaintenance¦¦
24-0033616 | Company Initiated | Planned- maintenance |  |  | 2024 | Tier 3 | Distribution Circuit |  |  |  | 2401418 | Sus |  | CompanyInitiated¦Plannedmaintenance¦¦
24-0040548 | Vegetation | Tree - grew into line | Conductor- Overhead | Normal | 2024 | Tier 3 | Distribution Circuit |  |  |  | 2401660 | Sus |  | Vegetation¦Treegrewintoline¦ConductorOverhead¦Normal
24-0040642 | Vegetation | Tree - branch fell on line | Conductor- Overhead | Normal | 2024 | Tier 2 | Distribution Circuit |  |  |  | 2401948 | Sus |  | Vegetation¦Treebranchfellonline¦ConductorOverhead¦Normal
24-0003788 | Unknown Cause | Patrol - found nothing |  |  | 2024 | Tier 3 | Distribution Circuit |  |  |  | 2402020 | Sus |  | UnknownCause¦Patrolfoundnothing¦¦
24-0034364 | Company Initiated | Planned- maintenance |  |  | 2024 | Tier 2 | Distribution Circuit |  |  |  | 2402419 | Sus |  | CompanyInitiated¦Plannedmaintenance¦¦
24-0034488 | Company Initiated | Planned- maintenance |  |  | 2024 | Tier 2 | Distribution Circuit |  |  |  | 2402448 | Sus |  | CompanyInitiated¦Plannedmaintenance¦¦
24-0033836 | Company Initiated | Planned- maintenance |  |  | 2024 | Tier 2 | Distribution Circuit |  |  |  | 2402510 | Sus |  | CompanyInitiated¦Plannedmaintenance¦¦
24-0033876 | Company Initiated | Planned- maintenance |  |  | 2024 | Tier 2 | Distribution Circuit |  |  |  | 2402588 | Sus |  | CompanyInitiated¦Plannedmaintenance¦¦
24-0034484 | Company Initiated | Planned- maintenance |  |  | 2024 | Tier 2 | Transformer only |  |  |  | 2402961 | Sus |  | CompanyInitiated¦Plannedmaintenance¦¦
24-0033619 | Company Initiated | Planned- maintenance |  |  | 2024 | Tier 3 | Distribution Circuit |  |  |  | 2403080 | Sus |  | CompanyInitiated¦Plannedmaintenance¦¦
24-0033877 | Company Initiated | Planned- maintenance |  |  | 2024 | Tier 2 | Distribution Circuit |  |  |  | 2403226 | Sus |  | CompanyInitiated¦Plannedmaintenance¦¦
24-0013738 | Company Initiated | Planned- maintenance |  |  | 2024 | Tier 2 | Transformer only |  |  |  | 2403318 | Sus |  | CompanyInitiated¦Plannedmaintenance¦¦
24-0033657 | Wildfire Mitigation | Planned - WSIP/System Hardening |  |  | 2024 | Tier 3 | Distribution Circuit |  |  |  | 2403422 | Sus |  | WildfireMitigation¦PlannedWSIPSystemHardening¦¦
24-0041727 | Vegetation | Tree - branch fell on line | Conductor- Overhead | Normal | 2024 | Tier 3 | Distribution Circuit |  |  |  | 2403828 | Sus |  | Vegetation¦Treebranchfellonline¦ConductorOverhead¦Normal
24-0041871 | Vegetation | Tree - fell into line | Conductor- Overhead | Broken- wire on ground | 2024 | Tier 3 | Distribution Circuit |  |  |  | 2404155 | Sus |  | Vegetation¦Treefellintoline¦ConductorOverhead¦Brokenwireonground
24-0041806 | Vegetation | Tree - branch fell on line | Conductor- Overhead | Broken- wire on ground | 2024 | Tier 3 | Distribution Circuit |  |  |  | 2404010 | Sus |  | Vegetation¦Treebranchfellonline¦ConductorOverhead¦Brokenwireonground
24-0041919 | Vegetation | Tree - branch fell on line | Conductor- Overhead | Normal | 2024 | Tier 3 | Distribution Circuit |  |  |  | 2404014 | Sus |  | Vegetation¦Treebranchfellonline¦ConductorOverhead¦Normal
24-0041936 | Equipment Failure/Involved | Overhead | Conductor- Overhead | Together | 2024 | Tier 3 | Distribution Circuit |  |  |  | 2404021 | Sus |  | EquipmentFailureInvolved¦Overhead¦ConductorOverhead¦Together
24-0041802 | Vegetation | Tree - branch fell on line | Conductor- Overhead | Normal | 2024 | Tier 3 | Distribution Circuit |  |  |  | 2404081 | Sus |  | Vegetation¦Treebranchfellonline¦ConductorOverhead¦Normal
24-0041808 | Vegetation | Tree - fell into line | Conductor- Overhead | Together | 2024 | Tier 3 | Distribution Circuit |  |  |  | 2404101 | Sus |  | Vegetation¦Treefellintoline¦ConductorOverhead¦Together
24-0034001 | Company Initiated | Planned- maintenance |  |  | 2024 | Tier 2 | Distribution Circuit |  |  |  | 2405402 | Sus |  | CompanyInitiated¦Plannedmaintenance¦¦
24-0018452 | Company Initiated | Planned- maintenance |  |  | 2024 | Tier 3 | Distribution Circuit |  |  |  | 2404480 | Sus |  | CompanyInitiated¦Plannedmaintenance¦¦
24-0042058 | Vegetation | Tree - fell into line | Conductor- Overhead | Broken- wire on ground | 2024 | Tier 3 | Distribution Circuit |  |  |  | 2404857 | Sus |  | Vegetation¦Treefellintoline¦ConductorOverhead¦Brokenwireonground
24-0033658 | Company Initiated | Planned- maintenance |  |  | 2024 | Tier 3 | Transformer only |  |  |  | 2404645 | Sus |  | CompanyInitiated¦Plannedmaintenance¦¦
24-0042260 | Vegetation | Tree - branch fell on line | Conductor- Overhead | Normal | 2024 | Tier 3 | Distribution Circuit |  |  |  | 2404769 | Sus |  | Vegetation¦Treebranchfellonline¦ConductorOverhead¦Normal
24-0042228 | Vegetation | Tree - fell into line | Conductor- Overhead | Normal | 2024 | Tier 3 | Distribution Circuit |  |  |  | 2404116 | Sus |  | Vegetation¦Treefellintoline¦ConductorOverhead¦Normal
24-0042249 | Equipment Failure/Involved | Overhead | Cutout- fuse holder | Arcing | 2024 | Tier 2 | Distribution Circuit |  |  |  | 2405223 | Sus |  | EquipmentFailureInvolved¦Overhead¦Cutoutfuseholder¦Arcing
24-0042343 | Equipment Failure/Involved | Overhead | Pole-Wood | Deteriorated | 2024 | Tier 3 | Transformer only |  |  |  | 2405354 | Sus |  | EquipmentFailureInvolved¦Overhead¦PoleWood¦Deteriorated
24-0042436 | Unknown Cause | Patrol - found nothing |  |  | 2024 | Tier 3 | Transformer only |  |  |  | 2405447 | Sus |  | UnknownCause¦Patrolfoundnothing¦¦
24-0042517 | Vegetation | Tree - grew into line | Conductor- Overhead | Normal | 2024 | Tier 3 | Distribution Circuit |  |  |  | 2405650 | Sus |  | Vegetation¦Treegrewintoline¦ConductorOverhead¦Normal
24-0042763 | Unknown Cause | Patrol - found nothing |  |  | 2024 | Tier 3 | Distribution Circuit |  |  |  | 2405666 | Sus |  | UnknownCause¦Patrolfoundnothing¦¦
24-0042645 | Unknown Cause | Patrol - found nothing |  |  | 2024 | Tier 3 | Distribution Circuit |  |  |  | 2405691 | Sus |  | UnknownCause¦Patrolfoundnothing¦¦
24-0042535 | Vegetation | Tree - branch fell on line | Conductor- Overhead | Normal | 2024 | Tier 2 | Distribution Circuit |  |  |  | 2405701 | Sus |  | Vegetation¦Treebranchfellonline¦ConductorOverhead¦Normal
24-0042631 | Vegetation | Tree - branch fell on line | Conductor- Overhead | Normal | 2024 | Tier 3 | Distribution Circuit |  |  |  | 2405755 | Sus |  | Vegetation¦Treebranchfellonline¦ConductorOverhead¦Normal
24-0034820 | Company Initiated | Planned- maintenance |  |  | 2024 | Tier 2 | Distribution Circuit |  |  |  | 2405912 | Sus |  | CompanyInitiated¦Plannedmaintenance¦¦
24-0034055 | Company Initiated | Planned- maintenance |  |  | 2024 | Tier 2 | Distribution Circuit |  |  |  | 2405919 | Sus |  | CompanyInitiated¦Plannedmaintenance¦¦
24-0034037 | Wildfire Mitigation | Planned - WSIP/System Hardening |  |  | 2024 | Tier 2 | Distribution Circuit |  |  |  | 2405965 | Sus |  | WildfireMitigation¦PlannedWSIPSystemHardening¦¦
24-0034039 | Wildfire Mitigation | Planned - WSIP/System Hardening |  |  | 2024 | Tier 2 | Transformer only |  |  |  | 2406569 | Sus |  | WildfireMitigation¦PlannedWSIPSystemHardening¦¦
24-0042817 | Vegetation | Tree - fell into line | Conductor- Overhead | Normal | 2024 | Tier 3 | Distribution Circuit |  |  |  | 2405971 | Sus |  | Vegetation¦Treefellintoline¦ConductorOverhead¦Normal
24-0033661 | Company Initiated | Planned- maintenance |  |  | 2024 | Tier 3 | Distribution Circuit |  |  |  | 2406059 | Sus |  | CompanyInitiated¦Plannedmaintenance¦¦
24-0033662 | Company Initiated | Planned- maintenance |  |  | 2024 | Tier 3 | Transformer only |  |  |  | 2406598 | Sus |  | CompanyInitiated¦Plannedmaintenance¦¦
24-0034060 | Company Initiated | Planned- maintenance |  |  | 2024 | Tier 2 | Distribution Circuit |  |  |  | 2406390 | Sus |  | CompanyInitiated¦Plannedmaintenance¦¦
24-0042890 | Vegetation | Tree - fell into line | Conductor- Overhead | Normal | 2024 | Tier 3 | Distribution Circuit |  |  |  | 2406687 | Sus |  | Vegetation¦Treefellintoline¦ConductorOverhead¦Normal
24-0042966 | Vegetation | Tree - branch fell on line | Conductor- Overhead | Normal | 2024 | Tier 3 | Distribution Circuit |  |  |  | 2406798 | Sus |  | Vegetation¦Treebranchfellonline¦ConductorOverhead¦Normal
24-0043003 | Vegetation | Tree - fell into line | Conductor- Overhead | Broken- wire on ground | 2024 | Tier 3 | Distribution Circuit |  |  |  | 2406821 | Sus |  | Vegetation¦Treefellintoline¦ConductorOverhead¦Brokenwireonground
24-0034066 | Company Initiated | Planned- maintenance |  |  | 2024 | Tier 2 | Distribution Circuit |  |  |  | 2407082 | Sus |  | CompanyInitiated¦Plannedmaintenance¦¦
24-0034061 | Company Initiated | Planned- maintenance |  |  | 2024 | Tier 2 | Distribution Circuit |  |  |  | 2407083 | Sus |  | CompanyInitiated¦Plannedmaintenance¦¦
24-0034518 | Company Initiated | Planned- maintenance |  |  | 2024 | Tier 3 | Transformer only |  |  |  | 2407135 | Sus |  | CompanyInitiated¦Plannedmaintenance¦¦
24-0034536 | Company Initiated | Planned- maintenance |  |  | 2024 | Tier 3 | Transformer only |  |  |  | 2407139 | Sus |  | CompanyInitiated¦Plannedmaintenance¦¦
24-0034522 | Company Initiated | Planned- maintenance |  |  | 2024 | Tier 3 | Transformer only |  |  |  | 2407230 | Sus |  | CompanyInitiated¦Plannedmaintenance¦¦
24-0036855 | Wildfire Mitigation | Planned - WSIP/System Hardening |  |  | 2024 | Tier 2 | Transformer only |  |  |  | 2407157 | Sus |  | WildfireMitigation¦PlannedWSIPSystemHardening¦¦
24-0036860 | Wildfire Mitigation | Planned - WSIP/System Hardening |  |  | 2024 | Tier 2 | Transformer only |  |  |  | 2407288 | Sus |  | WildfireMitigation¦PlannedWSIPSystemHardening¦¦
24-0034881 | Wildfire Mitigation | Planned - WSIP/System Hardening |  |  | 2024 | Tier 3 | Distribution Circuit |  |  |  | 2407312 | Sus |  | WildfireMitigation¦PlannedWSIPSystemHardening¦¦
24-0043237 | Unknown Cause | Patrol - found nothing |  |  | 2024 | Tier 2 | Distribution Circuit |  |  |  | 2407653 | Sus |  | UnknownCause¦Patrolfoundnothing¦¦
24-0043414 | Equipment Failure/Involved | Overhead | Woodpin | Broken | 2024 | Tier 3 | Distribution Circuit |  |  |  | 2407923 | Sus |  | EquipmentFailureInvolved¦Overhead¦Woodpin¦Broken
24-0043567 | Unknown Cause | Patrol - found nothing |  |  | 2024 | Tier 3 | Distribution Circuit |  |  |  | 2408058 | Sus |  | UnknownCause¦Patrolfoundnothing¦¦
24-0028902 | Company Initiated | Planned- maintenance |  |  | 2024 | Tier 3 | Transformer only |  |  |  | 2408148 | Sus |  | CompanyInitiated¦Plannedmaintenance¦¦
24-0028909 | Company Initiated | Planned- maintenance |  |  | 2024 | Tier 3 | Transformer only |  |  |  | 2408149 | Sus |  | CompanyInitiated¦Plannedmaintenance¦¦
24-0037527 | Company Initiated | Planned- maintenance |  |  | 2024 | Tier 2 | Transformer only |  |  |  | 2408296 | Sus |  | CompanyInitiated¦Plannedmaintenance¦¦
24-0037706 | Company Initiated | Planned- maintenance |  |  | 2024 | Tier 3 | Distribution Circuit |  |  |  | 2409201 | Sus |  | CompanyInitiated¦Plannedmaintenance¦¦
24-0027104 | Company Initiated | Planned- capital |  |  | 2024 | Tier 2 | Distribution Circuit |  |  |  | 2409222 | Sus |  | CompanyInitiated¦Plannedcapital¦¦
24-0029458 | Company Initiated | Planned- maintenance |  |  | 2024 | Tier 3 | Distribution Circuit |  |  |  | 2409259 | Sus |  | CompanyInitiated¦Plannedmaintenance¦¦
24-0044136 | Unknown Cause | Patrol - not conducted |  |  | 2024 | Tier 3 | Distribution Circuit |  |  |  | 2409413 | Sus |  | UnknownCause¦Patrolnotconducted¦¦
24-0037693 | Wildfire Mitigation | Planned - WSIP/System Hardening |  |  | 2024 | Tier 3 | Distribution Circuit |  |  |  | 2409426 | Sus |  | WildfireMitigation¦PlannedWSIPSystemHardening¦¦
24-0037674 | Company Initiated | Planned- maintenance |  |  | 2024 | Tier 2 | Distribution Circuit |  |  |  | 2409869 | Sus |  | CompanyInitiated¦Plannedmaintenance¦¦
24-0037656 | Company Initiated | Planned- maintenance |  |  | 2024 | Tier 2 | Distribution Circuit |  |  |  | 2410064 | Sus |  | CompanyInitiated¦Plannedmaintenance¦¦
24-0014193 | Company Initiated | Planned- maintenance |  |  | 2024 | Tier 2 | Transformer only |  |  |  | 2410346 | Sus |  | CompanyInitiated¦Plannedmaintenance¦¦
24-0038850 | Company Initiated | Planned- maintenance |  |  | 2024 | Tier 2 | Distribution Circuit |  |  |  | 2410080 | Sus |  | CompanyInitiated¦Plannedmaintenance¦¦
24-0037669 | Company Initiated | Planned- maintenance |  |  | 2024 | Tier 2 | Distribution Circuit |  |  |  | 2410552 | Sus |  | CompanyInitiated¦Plannedmaintenance¦¦
24-0044575 | Vegetation | Tree - fell into line | Conductor- Overhead | Broken- wire on ground | 2024 | Tier 3 | Distribution Circuit |  |  |  | 2410102 | Sus |  | Vegetation¦Treefellintoline¦ConductorOverhead¦Brokenwireonground
24-0037671 | Company Initiated | Planned- maintenance |  |  | 2024 | Tier 2 | Transformer only |  |  |  | 2410159 | Sus |  | CompanyInitiated¦Plannedmaintenance¦¦
24-0038283 | Wildfire Mitigation | Planned - WSIP/System Hardening |  |  | 2024 | Tier 3 | Distribution Circuit |  |  |  | 2410154 | Sus |  | WildfireMitigation¦PlannedWSIPSystemHardening¦¦
24-0038824 | Company Initiated | Planned- maintenance |  |  | 2024 | Tier 2 | Distribution Circuit |  |  |  | 2410207 | Sus |  | CompanyInitiated¦Plannedmaintenance¦¦
24-0044721 | Vegetation | Tree - fell into line | Conductor- Overhead | Normal | 2024 | Tier 3 | Distribution Circuit |  |  |  | 2410392 | Sus |  | Vegetation¦Treefellintoline¦ConductorOverhead¦Normal
24-0045034 | Equipment Failure/Involved | Electrical Overload | Fuse | Burned Open | 2024 | Tier 3 | Transformer only |  |  |  | 2411008 | Sus |  | EquipmentFailureInvolved¦ElectricalOverload¦Fuse¦BurnedOpen
24-0038695 | Company Initiated | Planned- maintenance |  |  | 2024 | Tier 2 | Distribution Circuit |  |  |  | 2410713 | Sus |  | CompanyInitiated¦Plannedmaintenance¦¦
24-0038771 | Company Initiated | Planned- maintenance |  |  | 2024 | Tier 2 | Distribution Circuit |  |  |  | 2411031 | Sus |  | CompanyInitiated¦Plannedmaintenance¦¦
24-0045422 | Unknown Cause | Patrol - found nothing |  |  | 2024 | Tier 2 | Distribution Circuit |  |  |  | 2411566 | Sus |  | UnknownCause¦Patrolfoundnothing¦¦
24-0029784 | Company Initiated | Planned- maintenance |  |  | 2024 | Tier 3 | Distribution Circuit |  |  |  | 2411650 | Sus |  | CompanyInitiated¦Plannedmaintenance¦¦
24-0038774 | Company Initiated | Planned- maintenance |  |  | 2024 | Tier 2 | Distribution Circuit |  |  |  | 2411769 | Sus |  | CompanyInitiated¦Plannedmaintenance¦¦
24-0039351 | Company Initiated | Planned- maintenance |  |  | 2024 | Tier 2 | Transformer only |  |  |  | 2411789 | Sus |  | CompanyInitiated¦Plannedmaintenance¦¦
24-0034442 | Company Initiated | Planned- capital |  |  | 2024 | Tier 2 | Distribution Circuit |  |  |  | 2411848 | Sus |  | CompanyInitiated¦Plannedcapital¦¦
24-0045638 | Equipment Failure/Involved | Overhead | Transformer (OH) | Failed/Faulted | 2024 | Tier 3 | Transformer only |  |  |  | 2411902 | Sus |  | EquipmentFailureInvolved¦Overhead¦Transformer(OH)¦FailedFaulted
24-0045876 | Vegetation | Tree - branch fell on line | Conductor- Overhead | Normal | 2024 | Tier 3 | Distribution Circuit |  |  |  | 2412385 | Sus |  | Vegetation¦Treebranchfellonline¦ConductorOverhead¦Normal
24-0045941 | Vegetation | Tree - branch fell on line | Conductor- Overhead | Broken- wire on ground | 2024 | Tier 3 | Distribution Circuit |  |  |  | 2412579 | Sus |  | Vegetation¦Treebranchfellonline¦ConductorOverhead¦Brokenwireonground
24-0046128 | Vegetation | Tree - branch fell on line | Conductor- Overhead | Normal | 2024 | Tier 2 | Distribution Circuit |  |  |  | 2413196 | Sus |  | Vegetation¦Treebranchfellonline¦ConductorOverhead¦Normal
24-0046278 | Vegetation | Tree - fell into line | Conductor- Overhead | Normal | 2024 | Tier 3 | Distribution Circuit |  |  |  | 2413666 | Sus |  | Vegetation¦Treefellintoline¦ConductorOverhead¦Normal
24-0032143 | Wildfire Mitigation | Planned - WSIP/System Hardening |  |  | 2024 | Tier 3 | Distribution Circuit |  |  |  | 2413874 | Sus |  | WildfireMitigation¦PlannedWSIPSystemHardening¦¦
24-0039503 | Company Initiated | Planned- maintenance |  |  | 2024 | Tier 2 | Distribution Circuit |  |  |  | 2413900 | Sus |  | CompanyInitiated¦Plannedmaintenance¦¦
24-0046409 | Unknown Cause | Patrol - not conducted |  |  | 2024 | Tier 3 | Transformer only |  |  |  | 2413893 | Sus |  | UnknownCause¦Patrolnotconducted¦¦
24-0039818 | Company Initiated | Planned- maintenance |  |  | 2024 | Tier 2 | Transformer only |  |  |  | 2414038 | Sus |  | CompanyInitiated¦Plannedmaintenance¦¦
24-0039820 | Company Initiated | Planned- maintenance |  |  | 2024 | Tier 2 | Transformer only |  |  |  | 2414043 | Sus |  | CompanyInitiated¦Plannedmaintenance¦¦
24-0040982 | Company Initiated | Planned- maintenance |  |  | 2024 | Tier 3 | Distribution Circuit |  |  |  | 2414394 | Sus |  | CompanyInitiated¦Plannedmaintenance¦¦
24-0040974 | Wildfire Mitigation | Planned - WSIP/System Hardening |  |  | 2024 | Tier 2 | Transformer only |  |  |  | 2414633 | Sus |  | WildfireMitigation¦PlannedWSIPSystemHardening¦¦
24-0046840 | Unknown Cause | Patrol - found nothing |  |  | 2024 | Tier 3 | Distribution Circuit |  |  |  | 2414619 | Sus |  | UnknownCause¦Patrolfoundnothing¦¦
24-0032423 | Company Initiated | Planned- maintenance |  |  | 2024 | Tier 3 | Transformer only |  |  |  | 2415124 | Sus |  | CompanyInitiated¦Plannedmaintenance¦¦
24-0039892 | Company Initiated | Planned- maintenance |  |  | 2024 | Tier 3 | Transformer only |  |  |  | 2415664 | Sus |  | CompanyInitiated¦Plannedmaintenance¦¦
24-0039872 | Wildfire Mitigation | Planned - WSIP/System Hardening |  |  | 2024 | Tier 3 | Distribution Circuit |  |  |  | 2415462 | Sus |  | WildfireMitigation¦PlannedWSIPSystemHardening¦¦
24-0047010 | Vegetation | Tree - grew into line | Conductor- Overhead | Normal | 2024 | Tier 2 | Distribution Circuit |  |  |  | 2415672 | Sus |  | Vegetation¦Treegrewintoline¦ConductorOverhead¦Normal
24-0047160 | Vegetation | Tree - fell into line | Conductor- Overhead | Normal | 2024 | Tier 3 | Distribution Circuit |  |  |  | 2416035 | Sus |  | Vegetation¦Treefellintoline¦ConductorOverhead¦Normal
24-0047213 | 3rd Party | Vehicle | Pole-Wood | Broken- wire on ground | 2024 | Tier 3 | Distribution Circuit |  |  |  | 2416082 | Sus |  | 3rdParty¦Vehicle¦PoleWood¦Brokenwireonground
24-0042641 | Company Initiated | Planned- maintenance |  |  | 2024 | Tier 2 | Distribution Circuit |  |  |  | 2416379 | Sus |  | CompanyInitiated¦Plannedmaintenance¦¦
24-0040390 | Wildfire Mitigation | Planned - WSIP/System Hardening |  |  | 2024 | Tier 2 | Distribution Circuit |  |  |  | 2416406 | Sus |  | WildfireMitigation¦PlannedWSIPSystemHardening¦¦
24-0039896 | Company Initiated | Planned- maintenance |  |  | 2024 | Tier 3 | Transformer only |  |  |  | 2416425 | Sus |  | CompanyInitiated¦Plannedmaintenance¦¦
24-0047745 | Vegetation | Tree - branch fell on line | Conductor- Overhead | Broken | 2024 | Tier 3 | Distribution Circuit |  |  |  | 2416908 | Sus |  | Vegetation¦Treebranchfellonline¦ConductorOverhead¦Broken
24-0046864 | Company Initiated | Planned- maintenance |  |  | 2024 | Tier 3 | Distribution Circuit |  |  |  | 2417066 | Sus |  | CompanyInitiated¦Plannedmaintenance¦¦
24-0034872 | Company Initiated | Planned- capital |  |  | 2024 | Tier 2 | Distribution Circuit |  |  |  | 2417094 | Sus |  | CompanyInitiated¦Plannedcapital¦¦
24-0047823 | Vegetation | Tree - fell into line | Conductor- Overhead | Normal | 2024 | Tier 2 | Distribution Circuit |  |  |  | 2417151 | Sus |  | Vegetation¦Treefellintoline¦ConductorOverhead¦Normal
24-0032516 | Company Initiated | Planned- maintenance |  |  | 2024 | Tier 3 | Distribution Circuit |  |  |  | 2417267 | Sus |  | CompanyInitiated¦Plannedmaintenance¦¦
24-0040262 | Company Initiated | Planned- maintenance |  |  | 2024 | Tier 3 | Transformer only |  |  |  | 2417278 | Sus |  | CompanyInitiated¦Plannedmaintenance¦¦
24-0039898 | Company Initiated | Planned- maintenance |  |  | 2024 | Tier 3 | Distribution Circuit |  |  |  | 2417492 | Sus |  | CompanyInitiated¦Plannedmaintenance¦¦
24-0035094 | Company Initiated | Planned- capital |  |  | 2024 | Tier 2 | Distribution Circuit |  |  |  | 2417702 | Sus |  | CompanyInitiated¦Plannedcapital¦¦
24-0048383 | Vegetation | Tree - fell into line | Conductor- Overhead | Broken- wire on ground | 2024 | Tier 3 | Distribution Circuit |  |  |  | 2417983 | Sus |  | Vegetation¦Treefellintoline¦ConductorOverhead¦Brokenwireonground
24-0048477 | Unknown Cause | Patrol - found nothing |  |  | 2024 | Tier 3 | Distribution Circuit |  |  |  | 2418141 | Sus |  | UnknownCause¦Patrolfoundnothing¦¦
24-0048515 | Vegetation | Tree - bark fell into line | Conductor- Overhead | Normal | 2024 | Tier 3 | Distribution Circuit |  |  |  | 2418171 | Sus |  | Vegetation¦Treebarkfellintoline¦ConductorOverhead¦Normal
24-0048660 | Equipment Failure/Involved | Overhead | Transformer (OH) | Failed/Faulted | 2024 | Tier 2 | Distribution Circuit |  |  |  | 2418557 | Sus |  | EquipmentFailureInvolved¦Overhead¦Transformer(OH)¦FailedFaulted
24-0049062 | Equipment Failure/Involved | Overhead | Conductor- Overhead | Together | 2024 | Tier 2 | Distribution Circuit |  |  |  | 2419821 | Sus |  | EquipmentFailureInvolved¦Overhead¦ConductorOverhead¦Together
24-0042544 | Company Initiated | Planned- maintenance |  |  | 2024 | Tier 2 | Distribution Circuit |  |  |  | 2420042 | Sus |  | CompanyInitiated¦Plannedmaintenance¦¦
24-0049405 | Vegetation | Tree - branch fell on line | Conductor- Overhead | Normal | 2024 | Tier 3 | Distribution Circuit |  |  |  | 2420340 | Sus |  | Vegetation¦Treebranchfellonline¦ConductorOverhead¦Normal
24-0049561 | Unknown Cause | Patrol - found nothing |  |  | 2024 | Tier 3 | Distribution Circuit |  |  |  | 2420645 | Sus |  | UnknownCause¦Patrolfoundnothing¦¦
24-0035483 | Company Initiated | Planned- maintenance |  |  | 2024 | Tier 2 | Distribution Circuit |  |  |  | 2420846 | Sus |  | CompanyInitiated¦Plannedmaintenance¦¦
24-0041146 | Wildfire Mitigation | Planned - WSIP/System Hardening |  |  | 2024 | Tier 3 | Distribution Circuit |  |  |  | 2420855 | Sus |  | WildfireMitigation¦PlannedWSIPSystemHardening¦¦
24-0040636 | Company Initiated | Planned- maintenance |  |  | 2024 | Tier 2 | Distribution Circuit |  |  |  | 2421171 | Sus |  | CompanyInitiated¦Plannedmaintenance¦¦
24-0035444 | Company Initiated | Planned- maintenance |  |  | 2024 | Tier 3 | Transformer only |  |  |  | 2420861 | Sus |  | CompanyInitiated¦Plannedmaintenance¦¦
24-0047472 | Company Initiated | Planned- maintenance |  |  | 2024 | Tier 2 | Transformer only |  |  |  | 2421618 | Sus |  | CompanyInitiated¦Plannedmaintenance¦¦
24-0040939 | Company Initiated | Planned- maintenance |  |  | 2024 | Tier 2 | Distribution Circuit |  |  |  | 2421954 | Sus |  | CompanyInitiated¦Plannedmaintenance¦¦
24-0044090 | Wildfire Mitigation | Planned - WSIP/System Hardening |  |  | 2024 | Tier 2 | Distribution Circuit |  |  |  | 2421895 | Sus |  | WildfireMitigation¦PlannedWSIPSystemHardening¦¦
24-0040610 | Company Initiated | Planned- maintenance |  |  | 2024 | Tier 3 | Distribution Circuit |  |  |  | 2421683 | Sus |  | CompanyInitiated¦Plannedmaintenance¦¦
24-0040659 | Company Initiated | Planned- maintenance |  |  | 2024 | Tier 2 | Distribution Circuit |  |  |  | 2422287 | Sus |  | CompanyInitiated¦Plannedmaintenance¦¦
24-0044690 | Wildfire Mitigation | Planned - WSIP/System Hardening |  |  | 2024 | Tier 2 | Distribution Circuit |  |  |  | 2422335 | Sus |  | WildfireMitigation¦PlannedWSIPSystemHardening¦¦
24-0051343 | Vegetation | Tree - fell into line | Conductor- Overhead | Broken- wire on ground | 2024 | Tier 3 | Distribution Circuit |  |  |  | 2423750 | Sus |  | Vegetation¦Treefellintoline¦ConductorOverhead¦Brokenwireonground
24-0035561 | Company Initiated | Planned- maintenance |  |  | 2024 | Tier 2 | Transformer only |  |  |  | 2424030 | Sus |  | CompanyInitiated¦Plannedmaintenance¦¦
24-0051255 | Vegetation | Tree - fell into line | Conductor- Overhead | Normal | 2024 | Tier 3 | Distribution Circuit |  |  |  | 2423863 | Sus |  | Vegetation¦Treefellintoline¦ConductorOverhead¦Normal
24-0042070 | Wildfire Mitigation | Planned - WSIP/System Hardening |  |  | 2024 | Tier 3 | Distribution Circuit |  |  |  | 2424027 | Sus |  | WildfireMitigation¦PlannedWSIPSystemHardening¦¦
24-0051454 | Vegetation | Tree - fell into line | Conductor- Overhead | Broken- wire on ground | 2024 | Tier 3 | Distribution Circuit |  |  |  | 2424020 | Sus |  | Vegetation¦Treefellintoline¦ConductorOverhead¦Brokenwireonground
24-0051508 | Vegetation | Tree - branch fell on line | Conductor- Overhead | Normal | 2024 | Tier 2 | Distribution Circuit |  |  |  | 2424072 | Sus |  | Vegetation¦Treebranchfellonline¦ConductorOverhead¦Normal
24-0042096 | Wildfire Mitigation | Planned - WSIP/System Hardening |  |  | 2024 | Tier 3 | Distribution Circuit |  |  |  | 2424148 | Sus |  | WildfireMitigation¦PlannedWSIPSystemHardening¦¦
24-0038877 | Company Initiated | Planned- maintenance |  |  | 2024 | Tier 2 | Distribution Circuit |  |  |  | 2425554 | Sus |  | CompanyInitiated¦Plannedmaintenance¦¦
24-0051867 | Unknown Cause | Patrol - found nothing |  |  | 2024 | Tier 3 | Distribution Circuit |  |  |  | 2425568 | Sus |  | UnknownCause¦Patrolfoundnothing¦¦
24-0046449 | Company Initiated | Planned- maintenance |  |  | 2024 | Tier 3 | Transformer only |  |  |  | 2426174 | Sus |  | CompanyInitiated¦Plannedmaintenance¦¦
24-0045030 | Company Initiated | Planned- maintenance |  |  | 2024 | Tier 2 | Transformer only |  |  |  | 2426180 | Sus |  | CompanyInitiated¦Plannedmaintenance¦¦
24-0046868 | Company Initiated | Planned- maintenance |  |  | 2024 | Tier 3 | Distribution Circuit |  |  |  | 2426553 | Sus |  | CompanyInitiated¦Plannedmaintenance¦¦
24-0046868 | Company Initiated | Planned- maintenance |  |  | 2024 | Tier 3 | Distribution Circuit |  |  |  | 2426554 | Sus |  | CompanyInitiated¦Plannedmaintenance¦¦
24-0052331 | 3rd Party | Vehicle | Pole-Wood | Broken | 2024 | Tier 2 | Distribution Circuit |  |  |  | 2426650 | Sus |  | 3rdParty¦Vehicle¦PoleWood¦Broken
24-0052471 | Equipment Failure/Involved | Overhead | Transformer (OH) | Failed/Faulted | 2024 | Tier 2 | Transformer only |  |  |  | 2426687 | Sus |  | EquipmentFailureInvolved¦Overhead¦Transformer(OH)¦FailedFaulted
24-0046333 | Wildfire Mitigation | Planned - WSIP/System Hardening |  |  | 2024 | Tier 2 | Distribution Circuit |  |  |  | 2426820 | Sus |  | WildfireMitigation¦PlannedWSIPSystemHardening¦¦
24-0047516 | Company Initiated | Planned- maintenance |  |  | 2024 | Tier 3 | Transformer only |  |  |  | 2426920 | Sus |  | CompanyInitiated¦Plannedmaintenance¦¦
24-0047470 | Company Initiated | Planned- maintenance |  |  | 2024 | Tier 2 | Distribution Circuit |  |  |  | 2427442 | Sus |  | CompanyInitiated¦Plannedmaintenance¦¦
24-0034372 | Company Initiated | Planned- capital | Other | Normal | 2024 | Tier 2 | Distribution Circuit |  |  |  | 2427753 | Sus |  | CompanyInitiated¦Plannedcapital¦Other¦Normal
24-0038675 | Company Initiated | Planned- capital |  |  | 2024 | Tier 2 | Distribution Circuit |  |  |  | 2428312 | Sus |  | CompanyInitiated¦Plannedcapital¦¦
24-0047386 | Company Initiated | Planned- maintenance |  |  | 2024 | Tier 3 | Distribution Circuit |  |  |  | 2428378 | Sus |  | CompanyInitiated¦Plannedmaintenance¦¦
24-0048353 | Wildfire Mitigation | Planned - WSIP/System Hardening |  |  | 2024 | Tier 3 | Distribution Circuit |  |  |  | 2428470 | Sus |  | WildfireMitigation¦PlannedWSIPSystemHardening¦¦
24-0039333 | Company Initiated | Planned- capital |  |  | 2024 | Tier 3 | Distribution Circuit |  |  |  | 2429176 | Sus |  | CompanyInitiated¦Plannedcapital¦¦
24-0039265 | Wildfire Mitigation | Planned - WSIP/System Hardening |  |  | 2024 | Tier 3 | Transformer only |  |  |  | 2429294 | Sus |  | WildfireMitigation¦PlannedWSIPSystemHardening¦¦
24-0016952 | Company Initiated | Planned- capital |  |  | 2024 | Tier 3 | Distribution Circuit |  |  |  | 2429365 | Sus |  | CompanyInitiated¦Plannedcapital¦¦
24-0054245 | Vegetation | Tree - branch fell on line | Conductor- Overhead | Normal | 2024 | Tier 2 | Distribution Circuit |  |  |  | 2429896 | Sus |  | Vegetation¦Treebranchfellonline¦ConductorOverhead¦Normal
24-0054320 | 3rd Party | Vehicle | Pole-Wood | Broken | 2024 | Tier 3 | Distribution Circuit |  |  |  | 2430096 | Sus |  | 3rdParty¦Vehicle¦PoleWood¦Broken
24-0054357 | Vegetation | Tree - bark fell into line | Conductor- Overhead | Normal | 2024 | Tier 2 | Distribution Circuit |  |  |  | 2430114 | Sus |  | Vegetation¦Treebarkfellintoline¦ConductorOverhead¦Normal
24-0054581 | Unknown Cause | Patrol - found nothing |  |  | 2024 | Tier 3 | Distribution Circuit |  |  |  | 2430933 | Sus |  | UnknownCause¦Patrolfoundnothing¦¦
24-0054612 | Vegetation | Tree - fell into line | Pole-Wood | Broken- wire on ground | 2024 | Tier 3 | Distribution Circuit |  |  |  | 2431003 | Sus |  | Vegetation¦Treefellintoline¦PoleWood¦Brokenwireonground
24-0054613 | Vegetation | Tree - grew into line | Conductor- Overhead | Normal | 2024 | Tier 3 | Distribution Circuit |  |  |  | 2431017 | Sus |  | Vegetation¦Treegrewintoline¦ConductorOverhead¦Normal
24-0054622 | Vegetation | Tree - fell into line | Conductor- Overhead | Broken- wire on ground | 2024 | Tier 3 | Distribution Circuit |  |  |  | 2431039 | Sus |  | Vegetation¦Treefellintoline¦ConductorOverhead¦Brokenwireonground
24-0040341 | Wildfire Mitigation | Planned - WSIP/System Hardening |  |  | 2024 | Tier 3 | Distribution Circuit |  |  |  | 2431712 | Sus |  | WildfireMitigation¦PlannedWSIPSystemHardening¦¦
24-0049151 | Company Initiated | Planned- maintenance |  |  | 2024 | Tier 3 | Transformer only |  |  |  | 2431719 | Sus |  | CompanyInitiated¦Plannedmaintenance¦¦
24-0040417 | Wildfire Mitigation | Planned - WSIP/System Hardening |  |  | 2024 | Tier 3 | Distribution Circuit |  |  |  | 2431798 | Sus |  | WildfireMitigation¦PlannedWSIPSystemHardening¦¦
24-0049170 | Company Initiated | Planned- maintenance |  |  | 2024 | Tier 3 | Distribution Circuit |  |  |  | 2431784 | Sus |  | CompanyInitiated¦Plannedmaintenance¦¦
24-0018779 | Company Initiated | Planned- capital |  |  | 2024 | Tier 3 | Distribution Circuit |  |  |  | 2431896 | Sus |  | CompanyInitiated¦Plannedcapital¦¦
24-0055228 | Unknown Cause | Patrol - found nothing |  |  | 2024 | Tier 2 | Transformer only |  |  |  | 2432244 | Sus |  | UnknownCause¦Patrolfoundnothing¦¦
24-0040344 | Wildfire Mitigation | Planned - WSIP/System Hardening |  |  | 2024 | Tier 3 | Distribution Circuit |  |  |  | 2432534 | Sus |  | WildfireMitigation¦PlannedWSIPSystemHardening¦¦
24-0040419 | Wildfire Mitigation | Planned - WSIP/System Hardening |  |  | 2024 | Tier 3 | Distribution Circuit |  |  |  | 2432541 | Sus |  | WildfireMitigation¦PlannedWSIPSystemHardening¦¦
24-0041306 | Company Initiated | Planned- maintenance |  |  | 2024 | Tier 3 | Distribution Circuit |  |  |  | 2432522 | Sus |  | CompanyInitiated¦Plannedmaintenance¦¦
24-0049638 | Wildfire Mitigation | Planned - WSIP/System Hardening |  |  | 2024 | Tier 3 | Distribution Circuit |  |  |  | 2432728 | Sus |  | WildfireMitigation¦PlannedWSIPSystemHardening¦¦
24-0049241 | Wildfire Mitigation | Planned - WSIP/System Hardening |  |  | 2024 | Tier 3 | Distribution Circuit |  |  |  | 2432656 | Sus |  | WildfireMitigation¦PlannedWSIPSystemHardening¦¦
24-0049567 | Wildfire Mitigation | Planned - WSIP/System Hardening |  |  | 2024 | Tier 2 | Distribution Circuit |  |  |  | 2432712 | Sus |  | WildfireMitigation¦PlannedWSIPSystemHardening¦¦
24-0050158 | Wildfire Mitigation | Planned - WSIP/System Hardening |  |  | 2024 | Tier 2 | Distribution Circuit |  |  |  | 2433206 | Sus |  | WildfireMitigation¦PlannedWSIPSystemHardening¦¦
24-0049810 | Company Initiated | Planned- maintenance |  |  | 2024 | Tier 2 | Transformer only |  |  |  | 2433280 | Sus |  | CompanyInitiated¦Plannedmaintenance¦¦
24-0049879 | Company Initiated | Planned- maintenance |  |  | 2024 | Tier 2 | Distribution Circuit |  |  |  | 2433301 | Sus |  | CompanyInitiated¦Plannedmaintenance¦¦
24-0049691 | Wildfire Mitigation | Planned - WSIP/System Hardening |  |  | 2024 | Tier 3 | Transformer only |  |  |  | 2433361 | Sus |  | WildfireMitigation¦PlannedWSIPSystemHardening¦¦
24-0049824 | Company Initiated | Planned- maintenance |  |  | 2024 | Tier 2 | Transformer only |  |  |  | 2433457 | Sus |  | CompanyInitiated¦Plannedmaintenance¦¦
24-0049899 | Company Initiated | Planned- maintenance |  |  | 2024 | Tier 3 | Distribution Circuit |  |  |  | 2434024 | Sus |  | CompanyInitiated¦Plannedmaintenance¦¦
24-0049787 | Company Initiated | Planned- maintenance |  |  | 2024 | Tier 3 | Distribution Circuit |  |  |  | 2434027 | Sus |  | CompanyInitiated¦Plannedmaintenance¦¦
24-0049317 | Company Initiated | Planned- maintenance |  |  | 2024 | Tier 3 | Distribution Circuit |  |  |  | 2434051 | Sus |  | CompanyInitiated¦Plannedmaintenance¦¦
24-0056616 | Vegetation | Tree - grew into line | Conductor- Overhead | Normal | 2024 | Tier 2 | Distribution Circuit |  |  |  | 2434384 | Sus |  | Vegetation¦Treegrewintoline¦ConductorOverhead¦Normal
24-0051205 | Wildfire Mitigation | Planned - WSIP/System Hardening |  |  | 2024 | Tier 2 | Transformer only |  |  |  | 2435096 | Sus |  | WildfireMitigation¦PlannedWSIPSystemHardening¦¦
24-0050131 | Wildfire Mitigation | Planned - WSIP/System Hardening |  |  | 2024 | Tier 3 | Transformer only |  |  |  | 2434767 | Sus |  | WildfireMitigation¦PlannedWSIPSystemHardening¦¦
24-0050853 | Company Initiated | Planned- maintenance |  |  | 2024 | Tier 2 | Transformer only |  |  |  | 2434905 | Sus |  | CompanyInitiated¦Plannedmaintenance¦¦
24-0050850 | Company Initiated | Planned- maintenance |  |  | 2024 | Tier 2 | Distribution Circuit |  |  |  | 2434904 | Sus |  | CompanyInitiated¦Plannedmaintenance¦¦
24-0006534 | Company Initiated | Planned- capital |  |  | 2024 | Tier 3 | Distribution Circuit |  |  |  | 2434900 | Sus |  | CompanyInitiated¦Plannedcapital¦¦
24-0018810 | Company Initiated | Planned- capital |  |  | 2024 | Tier 2 | Distribution Circuit |  |  |  | 2435404 | Sus |  | CompanyInitiated¦Plannedcapital¦¦
24-0057170 | Unknown Cause | Patrol - found nothing |  |  | 2024 | Tier 2 | Distribution Circuit |  |  |  | 2435487 | Sus |  | UnknownCause¦Patrolfoundnothing¦¦
24-0057349 | Unknown Cause | Patrol - found nothing |  |  | 2024 | Tier 2 | Distribution Circuit |  |  |  | 2435980 | Sus |  | UnknownCause¦Patrolfoundnothing¦¦
24-0057427 | Unknown Cause | Patrol - found nothing |  |  | 2024 | Tier 3 | Distribution Circuit |  |  |  | 2436119 | Sus |  | UnknownCause¦Patrolfoundnothing¦¦
24-0052151 | Wildfire Mitigation | Planned - WSIP/System Hardening |  |  | 2024 | Tier 2 | Transformer only |  |  |  | 2436277 | Sus |  | WildfireMitigation¦PlannedWSIPSystemHardening¦¦
24-0057510 | Unknown Cause | Patrol - found nothing |  |  | 2024 | Tier 2 | Distribution Circuit |  |  |  | 2436306 | Sus |  | UnknownCause¦Patrolfoundnothing¦¦
24-0052427 | Company Initiated | Planned- maintenance |  |  | 2024 | Tier 2 | Distribution Circuit |  |  |  | 2436320 | Sus |  | CompanyInitiated¦Plannedmaintenance¦¦
24-0052299 | Wildfire Mitigation | Planned - WSIP/System Hardening |  |  | 2024 | Tier 3 | Distribution Circuit |  |  |  | 2436399 | Sus |  | WildfireMitigation¦PlannedWSIPSystemHardening¦¦
24-0052305 | Wildfire Mitigation | Planned - WSIP/System Hardening |  |  | 2024 | Tier 3 | Distribution Circuit |  |  |  | 2436624 | Sus |  | WildfireMitigation¦PlannedWSIPSystemHardening¦¦
24-0057791 | Unknown Cause | Patrol - not conducted |  |  | 2024 | Tier 3 | Distribution Circuit |  |  |  | 2436900 | Sus |  | UnknownCause¦Patrolnotconducted¦¦
24-0052163 | Wildfire Mitigation | Planned - WSIP/System Hardening |  |  | 2024 | Tier 2 | Distribution Circuit |  |  |  | 2437222 | Sus |  | WildfireMitigation¦PlannedWSIPSystemHardening¦¦
24-0052004 | Company Initiated | Planned- maintenance |  |  | 2024 | Tier 2 | Transformer only |  |  |  | 2437517 | Sus |  | CompanyInitiated¦Plannedmaintenance¦¦
24-0042807 | Company Initiated | Planned- capital |  |  | 2024 | Tier 3 | Distribution Circuit |  |  |  | 2437320 | Sus |  | CompanyInitiated¦Plannedcapital¦¦
24-0050655 | Company Initiated | Planned- maintenance |  |  | 2024 | Tier 3 | Transformer only |  |  |  | 2437319 | Sus |  | CompanyInitiated¦Plannedmaintenance¦¦
24-0053376 | Wildfire Mitigation | Planned - WSIP/System Hardening |  |  | 2024 | Tier 2 | Transformer only |  |  |  | 2437521 | Sus |  | WildfireMitigation¦PlannedWSIPSystemHardening¦¦
24-0057984 | Equipment Failure/Involved | Overhead | Pole-Wood | Deteriorated | 2024 | Tier 2 | Distribution Circuit |  |  |  | 2437406 | Sus |  | EquipmentFailureInvolved¦Overhead¦PoleWood¦Deteriorated
24-0050743 | Company Initiated | Planned- maintenance |  |  | 2024 | Tier 3 | Distribution Circuit |  |  |  | 2438043 | Sus |  | CompanyInitiated¦Plannedmaintenance¦¦
24-0058819 | Equipment Failure/Involved | Overhead | Transformer | Failed/Faulted | 2024 | Tier 3 | Transformer only |  |  |  | 2438632 | Sus |  | EquipmentFailureInvolved¦Overhead¦Transformer¦FailedFaulted
24-0043443 | Company Initiated | Planned- capital |  |  | 2024 | Tier 3 | Distribution Circuit |  |  |  | 2438760 | Sus |  | CompanyInitiated¦Plannedcapital¦¦
24-0053233 | Wildfire Mitigation | Planned - WSIP/System Hardening |  |  | 2024 | Tier 3 | Distribution Circuit |  |  |  | 2438808 | Sus |  | WildfireMitigation¦PlannedWSIPSystemHardening¦¦
24-0053178 | Wildfire Mitigation | Planned - WSIP/System Hardening |  |  | 2024 | Tier 3 | Distribution Circuit |  |  |  | 2438954 | Sus |  | WildfireMitigation¦PlannedWSIPSystemHardening¦¦
24-0054788 | Company Initiated | Planned- maintenance |  |  | 2024 | Tier 2 | Distribution Circuit |  |  |  | 2439522 | Sus |  | CompanyInitiated¦Plannedmaintenance¦¦
24-0050636 | Wildfire Mitigation | Planned - WSIP/System Hardening |  |  | 2024 | Tier 3 | Distribution Circuit |  |  |  | 2439654 | Sus |  | WildfireMitigation¦PlannedWSIPSystemHardening¦¦
24-0050638 | Wildfire Mitigation | Planned - WSIP/System Hardening |  |  | 2024 | Tier 3 | Transformer only |  |  |  | 2439986 | Sus |  | WildfireMitigation¦PlannedWSIPSystemHardening¦¦
24-0054557 | Wildfire Mitigation | Planned - WSIP/System Hardening |  |  | 2024 | Tier 2 | Transformer only |  |  |  | 2439674 | Sus |  | WildfireMitigation¦PlannedWSIPSystemHardening¦¦
24-0053267 | Wildfire Mitigation | Planned - WSIP/System Hardening |  |  | 2024 | Tier 3 | Distribution Circuit |  |  |  | 2439689 | Sus |  | WildfireMitigation¦PlannedWSIPSystemHardening¦¦
24-0053042 | Company Initiated | Planned- capital |  |  | 2024 | Tier 2 | Distribution Circuit |  |  |  | 2439742 | Sus |  | CompanyInitiated¦Plannedcapital¦¦
24-0059721 | Unknown Cause | Patrol - found nothing |  |  | 2024 | Tier 3 | Distribution Circuit |  |  |  | 2440801 | Sus |  | UnknownCause¦Patrolfoundnothing¦¦
24-0059698 | Unknown Cause | Patrol - found nothing |  |  | 2024 | Tier 2 | Distribution Circuit |  |  |  | 2440802 | Sus |  | UnknownCause¦Patrolfoundnothing¦¦
24-0059751 | Vegetation | Tree - fell into line | Conductor- Overhead | Broken- wire on ground | 2024 | Tier 3 | Distribution Circuit |  |  |  | 2440927 | Sus |  | Vegetation¦Treefellintoline¦ConductorOverhead¦Brokenwireonground
24-0059765 | 3rd Party | Vehicle | Conductor- Overhead | Broken- wire on ground | 2024 | Tier 3 | Distribution Circuit |  |  |  | 2441039 | Sus |  | 3rdParty¦Vehicle¦ConductorOverhead¦Brokenwireonground
24-0059909 | Equipment Failure/Involved | Overhead | Jumper | Burned Open | 2024 | Tier 3 | Distribution Circuit |  |  |  | 2441533 | Sus |  | EquipmentFailureInvolved¦Overhead¦Jumper¦BurnedOpen
24-0048264 | Wildfire Mitigation | Planned - WSIP/System Hardening |  |  | 2024 | Tier 3 | Distribution Circuit |  |  |  | 2441408 | Sus |  | WildfireMitigation¦PlannedWSIPSystemHardening¦¦
24-0021934 | Company Initiated | Planned- capital |  |  | 2024 | Tier 2 | Distribution Circuit |  |  |  | 2441333 | Sus |  | CompanyInitiated¦Plannedcapital¦¦
24-0053630 | Company Initiated | Planned- maintenance |  |  | 2024 | Tier 2 | Transformer only |  |  |  | 2441471 | Sus |  | CompanyInitiated¦Plannedmaintenance¦¦
24-0047261 | Company Initiated | Planned- maintenance |  |  | 2024 | Tier 3 | Distribution Circuit |  |  |  | 2441466 | Sus |  | CompanyInitiated¦Plannedmaintenance¦¦
24-0044436 | Company Initiated | Planned- maintenance |  |  | 2024 | Tier 2 | Distribution Circuit |  |  |  | 2441472 | Sus |  | CompanyInitiated¦Plannedmaintenance¦¦
24-0044763 | Company Initiated | Planned- maintenance |  |  | 2024 | Tier 3 | Transformer only |  |  |  | 2441492 | Sus |  | CompanyInitiated¦Plannedmaintenance¦¦
24-0053199 | Company Initiated | Planned- maintenance |  |  | 2024 | Tier 2 | Transformer only |  |  |  | 2441673 | Sus |  | CompanyInitiated¦Plannedmaintenance¦¦
24-0053495 | Company Initiated | Planned- maintenance |  |  | 2024 | Tier 2 | Transformer only |  |  |  | 2441615 | Sus |  | CompanyInitiated¦Plannedmaintenance¦¦
24-0060189 | Equipment Failure/Involved | Overhead | Pole-Wood | Deteriorated | 2024 | Tier 3 | Transformer only |  |  |  | 2442097 | Sus |  | EquipmentFailureInvolved¦Overhead¦PoleWood¦Deteriorated
24-0046608 | Company Initiated | Improper Construction | Switch (OH) | Normal | 2024 | Tier 2 | Distribution Circuit |  |  |  | 2442247 | Sus |  | CompanyInitiated¦ImproperConstruction¦Switch(OH)¦Normal
24-0047451 | Wildfire Mitigation | Planned - WSIP/System Hardening |  |  | 2024 | Tier 3 | Distribution Circuit |  |  |  | 2442264 | Sus |  | WildfireMitigation¦PlannedWSIPSystemHardening¦¦
24-0046594 | Company Initiated | Planned- maintenance |  |  | 2024 | Tier 2 | Distribution Circuit |  |  |  | 2442503 | Sus |  | CompanyInitiated¦Plannedmaintenance¦¦
24-0052698 | Company Initiated | Planned- maintenance |  |  | 2024 | Tier 3 | Distribution Circuit |  |  |  | 2442731 | Sus |  | CompanyInitiated¦Plannedmaintenance¦¦
24-0056462 | Company Initiated | Planned- maintenance |  |  | 2024 | Tier 2 | Transformer only |  |  |  | 2442516 | Sus |  | CompanyInitiated¦Plannedmaintenance¦¦
24-0053507 | Wildfire Mitigation | Planned - WSIP/System Hardening |  |  | 2024 | Tier 3 | Transformer only |  |  |  | 2442549 | Sus |  | WildfireMitigation¦PlannedWSIPSystemHardening¦¦
24-0060479 | Company Initiated | Personnel- company | Jumper | Normal | 2024 | Tier 3 | Distribution Circuit |  |  |  | 2442708 | Sus |  | CompanyInitiated¦Personnelcompany¦Jumper¦Normal
24-0047459 | Wildfire Mitigation | Planned - WSIP/System Hardening |  |  | 2024 | Tier 3 | Distribution Circuit |  |  |  | 2443120 | Sus |  | WildfireMitigation¦PlannedWSIPSystemHardening¦¦
24-0055037 | Company Initiated | Planned- maintenance |  |  | 2024 | Tier 2 | Distribution Circuit |  |  |  | 2443102 | Sus |  | CompanyInitiated¦Plannedmaintenance¦¦
24-0056424 | Wildfire Mitigation | Planned - WSIP/System Hardening |  |  | 2024 | Tier 3 | Distribution Circuit |  |  |  | 2443255 | Sus |  | WildfireMitigation¦PlannedWSIPSystemHardening¦¦
24-0055503 | Wildfire Mitigation | Planned - WSIP/System Hardening |  |  | 2024 | Tier 3 | Distribution Circuit |  |  |  | 2443652 | Sus |  | WildfireMitigation¦PlannedWSIPSystemHardening¦¦
24-0055512 | Vegetation | Tree - branch fell on line | Conductor- Overhead | Normal | 2024 | Tier 3 | Distribution Circuit |  |  |  | 2443324 | Sus |  | Vegetation¦Treebranchfellonline¦ConductorOverhead¦Normal
24-0046983 | Company Initiated | Planned- capital |  |  | 2024 | Tier 2 | Distribution Circuit |  |  |  | 2443436 | Sus |  | CompanyInitiated¦Plannedcapital¦¦
24-0061064 | Equipment Failure/Involved | Overhead | Pole-Wood | Broken | 2024 | Tier 2 | Distribution Circuit |  |  |  | 2443825 | Sus |  | EquipmentFailureInvolved¦Overhead¦PoleWood¦Broken
24-0061136 | Unknown Cause | Patrol - found nothing |  |  | 2024 | Tier 3 | Distribution Circuit |  |  |  | 2443863 | Sus |  | UnknownCause¦Patrolfoundnothing¦¦
24-0047876 | Company Initiated | Planned- capital |  |  | 2024 | Tier 2 | Distribution Circuit |  |  |  | 2443886 | Sus |  | CompanyInitiated¦Plannedcapital¦¦
24-0047502 | Wildfire Mitigation | Planned - WSIP/System Hardening |  |  | 2024 | Tier 3 | Distribution Circuit |  |  |  | 2443987 | Sus |  | WildfireMitigation¦PlannedWSIPSystemHardening¦¦
24-0056519 | Wildfire Mitigation | Planned - WSIP/System Hardening |  |  | 2024 | Tier 3 | Distribution Circuit |  |  |  | 2444019 | Sus |  | WildfireMitigation¦PlannedWSIPSystemHardening¦¦
24-0056573 | Wildfire Mitigation | Planned - WSIP/System Hardening |  |  | 2024 | Tier 3 | Distribution Circuit |  |  |  | 2444102 | Sus |  | WildfireMitigation¦PlannedWSIPSystemHardening¦¦
24-0056803 | Wildfire Mitigation | Planned - WSIP/System Hardening |  |  | 2024 | Tier 3 | Transformer only |  |  |  | 2444106 | Sus |  | WildfireMitigation¦PlannedWSIPSystemHardening¦¦
24-0056759 | Company Initiated | Planned- maintenance |  |  | 2024 | Tier 3 | Transformer only |  |  |  | 2444099 | Sus |  | CompanyInitiated¦Plannedmaintenance¦¦
24-0061318 | Vegetation | Tree - branch fell on line | Conductor- Overhead | Normal | 2024 | Tier 3 | Distribution Circuit |  |  |  | 2444208 | Sus |  | Vegetation¦Treebranchfellonline¦ConductorOverhead¦Normal
24-0041475 | Company Initiated | Planned- capital |  |  | 2024 | Tier 3 | Distribution Circuit |  |  |  | 2444597 | Sus |  | CompanyInitiated¦Plannedcapital¦¦
24-0055901 | Wildfire Mitigation | Planned - WSIP/System Hardening |  |  | 2024 | Tier 2 | Distribution Circuit |  |  |  | 2444757 | Sus |  | WildfireMitigation¦PlannedWSIPSystemHardening¦¦
24-0047504 | Wildfire Mitigation | Planned - WSIP/System Hardening |  |  | 2024 | Tier 3 | Distribution Circuit |  |  |  | 2444806 | Sus |  | WildfireMitigation¦PlannedWSIPSystemHardening¦¦
24-0047532 | Company Initiated | Planned- maintenance |  |  | 2024 | Tier 3 | Transformer only |  |  |  | 2444864 | Sus |  | CompanyInitiated¦Plannedmaintenance¦¦
24-0056729 | Company Initiated | Planned- maintenance |  |  | 2024 | Tier 3 | Transformer only |  |  |  | 2444881 | Sus |  | CompanyInitiated¦Plannedmaintenance¦¦
24-0056787 | Wildfire Mitigation | Planned - WSIP/System Hardening |  |  | 2024 | Tier 3 | Distribution Circuit |  |  |  | 2444916 | Sus |  | WildfireMitigation¦PlannedWSIPSystemHardening¦¦
24-0057003 | Company Initiated | Planned- maintenance |  |  | 2024 | Tier 3 | Distribution Circuit |  |  |  | 2444909 | Sus |  | CompanyInitiated¦Plannedmaintenance¦¦
24-0056720 | Wildfire Mitigation | Planned - WSIP/System Hardening |  |  | 2024 | Tier 2 | Transformer only |  |  |  | 2445008 | Sus |  | WildfireMitigation¦PlannedWSIPSystemHardening¦¦
24-0061952 | Vegetation | Tree - branch fell on line | Conductor- Overhead | Normal | 2024 | Tier 2 | Distribution Circuit |  |  |  | 2445430 | Sus |  | Vegetation¦Treebranchfellonline¦ConductorOverhead¦Normal
24-0062024 | Vegetation | Tree - bark fell into line | Conductor- Overhead | Normal | 2024 | Tier 3 | Distribution Circuit |  |  |  | 2445625 | Sus |  | Vegetation¦Treebarkfellintoline¦ConductorOverhead¦Normal
24-0062074 | Vegetation | Tree - fell into line | Conductor- Overhead | Normal | 2024 | Tier 2 | Distribution Circuit |  |  |  | 2445697 | Sus |  | Vegetation¦Treefellintoline¦ConductorOverhead¦Normal
24-0027848 | Company Initiated | Planned- capital |  |  | 2024 | Tier 2 | Distribution Circuit |  |  |  | 2446315 | Sus |  | CompanyInitiated¦Plannedcapital¦¦
24-0062351 | Vegetation | Tree - fell into line | Anchor or Guy | Broken- wire on ground | 2024 | Tier 3 | Distribution Circuit |  |  |  | 2446349 | Sus |  | Vegetation¦Treefellintoline¦AnchororGuy¦Brokenwireonground
24-0062394 | Unknown Cause | Patrol - found nothing |  |  | 2024 | Tier 3 | Distribution Circuit |  |  |  | 2446519 | Sus |  | UnknownCause¦Patrolfoundnothing¦¦
24-0062450 | Unknown Cause | Patrol - found nothing |  |  | 2024 | Tier 2 | Distribution Circuit |  |  |  | 2446668 | Sus |  | UnknownCause¦Patrolfoundnothing¦¦
24-0049505 | Wildfire Mitigation | Planned - WSIP/System Hardening |  |  | 2024 | Tier 3 | Distribution Circuit |  |  |  | 2446759 | Sus |  | WildfireMitigation¦PlannedWSIPSystemHardening¦¦
24-0057653 | Company Initiated | Planned- maintenance |  |  | 2024 | Tier 2 | Distribution Circuit |  |  |  | 2446777 | Sus |  | CompanyInitiated¦Plannedmaintenance¦¦
24-0052184 | Company Initiated | Planned- maintenance |  |  | 2024 | Tier 2 | Distribution Circuit |  |  |  | 2446736 | Sus |  | CompanyInitiated¦Plannedmaintenance¦¦
24-0057835 | Company Initiated | Planned- maintenance |  |  | 2024 | Tier 2 | Distribution Circuit |  |  |  | 2446969 | Sus |  | CompanyInitiated¦Plannedmaintenance¦¦
24-0062901 | Equipment Failure/Involved | Overhead | Cutout- fuse holder | Burned/flashed | 2024 | Tier 2 | Distribution Circuit |  |  |  | 2447582 | Sus |  | EquipmentFailureInvolved¦Overhead¦Cutoutfuseholder¦Burnedflashed
24-0049506 | Wildfire Mitigation | Planned - WSIP/System Hardening |  |  | 2024 | Tier 3 | Distribution Circuit |  |  |  | 2447628 | Sus |  | WildfireMitigation¦PlannedWSIPSystemHardening¦¦
24-0056710 | Company Initiated | Planned- maintenance |  |  | 2024 | Tier 2 | Transformer only |  |  |  | 2447697 | Sus |  | CompanyInitiated¦Plannedmaintenance¦¦
24-0049722 | Wildfire Mitigation | Planned - WSIP/System Hardening |  |  | 2024 | Tier 3 | Distribution Circuit |  |  |  | 2447700 | Sus |  | WildfireMitigation¦PlannedWSIPSystemHardening¦¦
24-0050536 | Company Initiated | Planned- maintenance |  |  | 2024 | Tier 3 | Transformer only |  |  |  | 2447748 | Sus |  | CompanyInitiated¦Plannedmaintenance¦¦
24-0050523 | Company Initiated | Planned- maintenance |  |  | 2024 | Tier 3 | Transformer only |  |  |  | 2447749 | Sus |  | CompanyInitiated¦Plannedmaintenance¦¦
24-0055051 | Company Initiated | Planned- maintenance |  |  | 2024 | Tier 2 | Transformer only |  |  |  | 2447753 | Sus |  | CompanyInitiated¦Plannedmaintenance¦¦
24-0059049 | Company Initiated | Planned- maintenance |  |  | 2024 | Tier 2 | Distribution Circuit |  |  |  | 2447803 | Sus |  | CompanyInitiated¦Plannedmaintenance¦¦
24-0051510 | Company Initiated | Planned- capital |  |  | 2024 | Tier 2 | Distribution Circuit |  |  |  | 2448382 | Sus |  | CompanyInitiated¦Plannedcapital¦¦
24-0057831 | Company Initiated | Planned- maintenance |  |  | 2024 | Tier 2 | Distribution Circuit |  |  |  | 2448479 | Sus |  | CompanyInitiated¦Plannedmaintenance¦¦
24-0056017 | Company Initiated | Planned- maintenance |  |  | 2024 | Tier 2 | Transformer only |  |  |  | 2448540 | Sus |  | CompanyInitiated¦Plannedmaintenance¦¦
24-0049104 | Company Initiated | Planned- capital |  |  | 2024 | Tier 3 | Distribution Circuit |  |  |  | 2448578 | Sus |  | CompanyInitiated¦Plannedcapital¦¦
24-0058646 | Company Initiated | Planned- maintenance |  |  | 2024 | Tier 3 | Transformer only |  |  |  | 2448649 | Sus |  | CompanyInitiated¦Plannedmaintenance¦¦
24-0063763 | Unknown Cause | Patrol - found nothing |  |  | 2024 | Tier 2 | Distribution Circuit |  |  |  | 2448855 | Sus |  | UnknownCause¦Patrolfoundnothing¦¦
24-0063964 | Unknown Cause | Patrol - found nothing |  |  | 2024 | Tier 2 | Distribution Circuit |  |  |  | 2449230 | Sus |  | UnknownCause¦Patrolfoundnothing¦¦
24-0051353 | Unknown Cause | Patrol - found nothing |  |  | 2024 | Tier 2 | Distribution Circuit |  |  |  | 2449389 | Sus |  | UnknownCause¦Patrolfoundnothing¦¦
24-0018733 | Company Initiated | Planned- capital |  |  | 2024 | Tier 2 | Distribution Circuit |  |  |  | 2449485 | Sus |  | CompanyInitiated¦Plannedcapital¦¦
24-0058740 | Company Initiated | Planned- maintenance |  |  | 2024 | Tier 2 | Distribution Circuit |  |  |  | 2449546 | Sus |  | CompanyInitiated¦Plannedmaintenance¦¦
24-0050805 | Company Initiated | Planned- maintenance |  |  | 2024 | Tier 3 | Transformer only |  |  |  | 2449564 | Sus |  | CompanyInitiated¦Plannedmaintenance¦¦
24-0047383 | Company Initiated | Planned- capital |  |  | 2024 | Tier 3 | Distribution Circuit |  |  |  | 2449833 | Sus |  | CompanyInitiated¦Plannedcapital¦¦
24-0064348 | Vegetation | Tree - fell into line | Conductor- Overhead | Normal | 2024 | Tier 3 | Distribution Circuit |  |  |  | 2449899 | Sus |  | Vegetation¦Treefellintoline¦ConductorOverhead¦Normal
24-0064471 | Equipment Failure/Involved | Overhead | Transformer (OH) | Failed/Faulted | 2024 | Tier 3 | Transformer only |  |  |  | 2450199 | Sus |  | EquipmentFailureInvolved¦Overhead¦Transformer(OH)¦FailedFaulted
24-0050056 | Wildfire Mitigation | Planned - WSIP/System Hardening |  |  | 2024 | Tier 3 | Transformer only |  |  |  | 2450402 | Sus |  | WildfireMitigation¦PlannedWSIPSystemHardening¦¦
24-0058753 | Company Initiated | Planned- maintenance |  |  | 2024 | Tier 2 | Distribution Circuit |  |  |  | 2450343 | Sus |  | CompanyInitiated¦Plannedmaintenance¦¦
24-0050054 | Wildfire Mitigation | Planned - WSIP/System Hardening |  |  | 2024 | Tier 3 | Transformer only |  |  |  | 2450407 | Sus |  | WildfireMitigation¦PlannedWSIPSystemHardening¦¦
24-0052001 | Company Initiated | Planned- maintenance |  |  | 2024 | Tier 3 | Distribution Circuit |  |  |  | 2450459 | Sus |  | CompanyInitiated¦Plannedmaintenance¦¦
24-0060723 | Company Initiated | Planned- maintenance |  |  | 2024 | Tier 2 | Transformer only |  |  |  | 2450463 | Sus |  | CompanyInitiated¦Plannedmaintenance¦¦
24-0049657 | Wildfire Mitigation | Planned - WSIP/System Hardening |  |  | 2024 | Tier 2 | Distribution Circuit |  |  |  | 2450464 | Sus |  | WildfireMitigation¦PlannedWSIPSystemHardening¦¦
24-0015400 | Company Initiated | Planned- capital |  |  | 2024 | Tier 3 | Distribution Circuit |  |  |  | 2450538 | Sus |  | CompanyInitiated¦Plannedcapital¦¦
24-0047440 | Company Initiated | Planned- capital |  |  | 2024 | Tier 2 | Distribution Circuit |  |  |  | 2451243 | Sus |  | CompanyInitiated¦Plannedcapital¦¦
24-0064954 | Unknown Cause | Patrol - found nothing |  |  | 2024 | Tier 2 | Distribution Circuit |  |  |  | 2451258 | Sus |  | UnknownCause¦Patrolfoundnothing¦¦
24-0065084 | Equipment Failure/Involved | Overhead | Transformer (OH) | Broken | 2024 | Tier 3 | Distribution Circuit |  |  |  | 2451711 | Sus |  | EquipmentFailureInvolved¦Overhead¦Transformer(OH)¦Broken
24-0065132 | 3rd Party | Vehicle | Pole-Wood | Broken- wire on ground | 2024 | Tier 2 | Transmission line |  |  |  | 2451863 | Sus |  | 3rdParty¦Vehicle¦PoleWood¦Brokenwireonground
24-0059982 | Wildfire Mitigation | Planned - WSIP/System Hardening |  |  | 2024 | Tier 2 | Distribution Circuit |  |  |  | 2452402 | Sus |  | WildfireMitigation¦PlannedWSIPSystemHardening¦¦
24-0053161 | Wildfire Mitigation | Planned - WSIP/System Hardening |  |  | 2024 | Tier 3 | Distribution Circuit |  |  |  | 2452519 | Sus |  | WildfireMitigation¦PlannedWSIPSystemHardening¦¦
24-0059172 | Wildfire Mitigation | Planned - WSIP/System Hardening |  |  | 2024 | Tier 2 | Transformer only |  |  |  | 2452461 | Sus |  | WildfireMitigation¦PlannedWSIPSystemHardening¦¦
24-0060541 | Company Initiated | Planned- maintenance |  |  | 2024 | Tier 2 | Transformer only |  |  |  | 2452495 | Sus |  | CompanyInitiated¦Plannedmaintenance¦¦
24-0060368 | Company Initiated | Planned- maintenance |  |  | 2024 | Tier 2 | Transformer only |  |  |  | 2453007 | Sus |  | CompanyInitiated¦Plannedmaintenance¦¦
24-0041518 | Company Initiated | Planned- capital |  |  | 2024 | Tier 3 | Distribution Circuit |  |  |  | 2452541 | Sus |  | CompanyInitiated¦Plannedcapital¦¦
24-0060466 | Wildfire Mitigation | Planned - WSIP/System Hardening |  |  | 2024 | Tier 2 | Distribution Circuit |  |  |  | 2452690 | Sus |  | WildfireMitigation¦PlannedWSIPSystemHardening¦¦
24-0060566 | Company Initiated | Planned- maintenance |  |  | 2024 | Tier 2 | Transformer only |  |  |  | 2452928 | Sus |  | CompanyInitiated¦Plannedmaintenance¦¦
24-0053082 | Wildfire Mitigation | Planned - WSIP/System Hardening |  |  | 2024 | Tier 3 | Distribution Circuit |  |  |  | 2453293 | Sus |  | WildfireMitigation¦PlannedWSIPSystemHardening¦¦
24-0060425 | Wildfire Mitigation | Planned - WSIP/System Hardening |  |  | 2024 | Tier 3 | Distribution Circuit |  |  |  | 2453332 | Sus |  | WildfireMitigation¦PlannedWSIPSystemHardening¦¦
24-0054857 | Company Initiated | Planned- maintenance |  |  | 2024 | Tier 2 | Distribution Circuit |  |  |  | 2453202 | Sus |  | CompanyInitiated¦Plannedmaintenance¦¦
24-0053498 | Company Initiated | Planned- maintenance |  |  | 2024 | Tier 3 | Distribution Circuit |  |  |  | 2453355 | Sus |  | CompanyInitiated¦Plannedmaintenance¦¦
24-0016351 | Company Initiated | Planned- capital |  |  | 2024 | Tier 3 | Distribution Circuit |  |  |  | 2453337 | Sus |  | CompanyInitiated¦Plannedcapital¦¦
24-0066254 | Vegetation | Tree - fell into line | Conductor- Overhead | Broken- wire on ground | 2024 | Tier 2 | Distribution Circuit |  |  |  | 2454113 | Sus |  | Vegetation¦Treefellintoline¦ConductorOverhead¦Brokenwireonground
24-0061725 | Wildfire Mitigation | Planned - WSIP/System Hardening |  |  | 2024 | Tier 2 | Distribution Circuit |  |  |  | 2454041 | Sus |  | WildfireMitigation¦PlannedWSIPSystemHardening¦¦
24-0060350 | Company Initiated | Planned- maintenance |  |  | 2024 | Tier 2 | Distribution Circuit |  |  |  | 2454189 | Sus |  | CompanyInitiated¦Plannedmaintenance¦¦
24-0062658 | Company Initiated | Planned- maintenance |  |  | 2024 | Tier 2 | Transformer only |  |  |  | 2454237 | Sus |  | CompanyInitiated¦Plannedmaintenance¦¦
24-0053198 | Company Initiated | Planned- maintenance |  |  | 2024 | Tier 2 | Distribution Circuit |  |  |  | 2460817 | Sus |  | CompanyInitiated¦Plannedmaintenance¦¦
24-0066999 | Vegetation | Tree - fell into line | Conductor- Overhead | Normal | 2024 | Tier 3 | Distribution Circuit |  |  |  | 2461046 | Sus |  | Vegetation¦Treefellintoline¦ConductorOverhead¦Normal
24-0060837 | Wildfire Mitigation | Planned - WSIP/System Hardening |  |  | 2024 | Tier 2 | Transformer only |  |  |  | 2461423 | Sus |  | WildfireMitigation¦PlannedWSIPSystemHardening¦¦
24-0060835 | Wildfire Mitigation | Planned - WSIP/System Hardening |  |  | 2024 | Tier 2 | Distribution Circuit |  |  |  | 2461580 | Sus |  | WildfireMitigation¦PlannedWSIPSystemHardening¦¦
24-0067134 | Equipment Failure/Involved | Overhead | Conductor- Overhead | Normal | 2024 | Tier 3 | Distribution Circuit |  |  |  | 2461411 | Sus |  | EquipmentFailureInvolved¦Overhead¦ConductorOverhead¦Normal
24-0055023 | Wildfire Mitigation | Planned - WSIP/System Hardening |  |  | 2024 | Tier 2 | Distribution Circuit |  |  |  | 2461306 | Sus |  | WildfireMitigation¦PlannedWSIPSystemHardening¦¦
24-0060929 | Wildfire Mitigation | Planned - WSIP/System Hardening |  |  | 2024 | Tier 3 | Distribution Circuit |  |  |  | 2461806 | Sus |  | WildfireMitigation¦PlannedWSIPSystemHardening¦¦
24-0061700 | Company Initiated | Planned- maintenance |  |  | 2024 | Tier 2 | Distribution Circuit |  |  |  | 2461603 | Sus |  | CompanyInitiated¦Plannedmaintenance¦¦
24-0052625 | Company Initiated | Planned- capital |  |  | 2024 | Tier 2 | Distribution Circuit |  |  |  | 2462066 | Sus |  | CompanyInitiated¦Plannedcapital¦¦
24-0067485 | Equipment Failure/Involved | Overhead | Transformer (OH) | Failed/Faulted | 2024 | Tier 2 | Transformer only |  |  |  | 2462135 | Sus |  | EquipmentFailureInvolved¦Overhead¦Transformer(OH)¦FailedFaulted
24-0055302 | Company Initiated | Planned- capital |  |  | 2024 | Tier 2 | Distribution Circuit |  |  |  | 2462477 | Sus |  | CompanyInitiated¦Plannedcapital¦¦
24-0051318 | Company Initiated | Planned- capital |  |  | 2024 | Tier 2 | Distribution Circuit |  |  |  | 2462937 | Sus |  | CompanyInitiated¦Plannedcapital¦¦
24-0047299 | Company Initiated | Planned- capital |  |  | 2024 | Tier 2 | Distribution Circuit |  |  |  | 2463032 | Sus |  | CompanyInitiated¦Plannedcapital¦¦
24-0066271 | Wildfire Mitigation | Planned - WSIP/System Hardening |  |  | 2024 | Tier 2 | Transformer only |  |  |  | 2463227 | Sus |  | WildfireMitigation¦PlannedWSIPSystemHardening¦¦
24-0061267 | Company Initiated | Planned- maintenance |  |  | 2024 | Tier 2 | Distribution Circuit |  |  |  | 2463175 | Sus |  | CompanyInitiated¦Plannedmaintenance¦¦
24-0067925 | Unknown Cause | Patrol - found nothing |  |  | 2024 | Tier 3 | Distribution Circuit |  |  |  | 2463278 | Sus |  | UnknownCause¦Patrolfoundnothing¦¦
24-0055892 | Company Initiated | Planned- maintenance |  |  | 2024 | Tier 3 | Distribution Circuit |  |  |  | 2464083 | Sus |  | CompanyInitiated¦Plannedmaintenance¦¦
24-0061149 | Company Initiated | Planned- maintenance |  |  | 2024 | Tier 2 | Transformer only |  |  |  | 2464120 | Sus |  | CompanyInitiated¦Plannedmaintenance¦¦
24-0056268 | Wildfire Mitigation | Planned - WSIP/System Hardening |  |  | 2024 | Tier 2 | Distribution Circuit |  |  |  | 2464290 | Sus |  | WildfireMitigation¦PlannedWSIPSystemHardening¦¦
24-0066133 | Wildfire Mitigation | Planned - WSIP/System Hardening |  |  | 2024 | Tier 2 | Transformer only |  |  |  | 2464234 | Sus |  | WildfireMitigation¦PlannedWSIPSystemHardening¦¦
24-0064049 | Company Initiated | Planned- maintenance |  |  | 2024 | Tier 2 | Transformer only |  |  |  | 2464929 | Sus |  | CompanyInitiated¦Plannedmaintenance¦¦
24-0058369 | Company Initiated | Planned- maintenance |  |  | 2024 | Tier 3 | Transformer only |  |  |  | 2464938 | Sus |  | CompanyInitiated¦Plannedmaintenance¦¦
24-0063111 | Wildfire Mitigation | Planned - WSIP/System Hardening |  |  | 2024 | Tier 2 | Distribution Circuit |  |  |  | 2464952 | Sus |  | WildfireMitigation¦PlannedWSIPSystemHardening¦¦
24-0064050 | Company Initiated | Planned- maintenance |  |  | 2024 | Tier 2 | Transformer only |  |  |  | 2465238 | Sus |  | CompanyInitiated¦Plannedmaintenance¦¦
24-0068998 | Vegetation | Tree - fell into line | Secondary | Broken | 2024 | Tier 2 | Distribution Circuit |  |  |  | 2465456 | Sus |  | Vegetation¦Treefellintoline¦Secondary¦Broken
24-0055475 | Company Initiated | Planned- maintenance |  |  | 2024 | Tier 3 | Distribution Circuit |  |  |  | 2465575 | Sus |  | CompanyInitiated¦Plannedmaintenance¦¦
24-0050311 | Wildfire Mitigation | Planned - WSIP/System Hardening |  |  | 2024 | Tier 2 | Distribution Circuit |  |  |  | 2465639 | Sus |  | WildfireMitigation¦PlannedWSIPSystemHardening¦¦
24-0055917 | Company Initiated | Planned- maintenance |  |  | 2024 | Tier 3 | Distribution Circuit |  |  |  | 2465646 | Sus |  | CompanyInitiated¦Plannedmaintenance¦¦
24-0064629 | Company Initiated | Planned- maintenance |  |  | 2024 | Tier 2 | Transformer only |  |  |  | 2465683 | Sus |  | CompanyInitiated¦Plannedmaintenance¦¦
24-0064631 | Company Initiated | Planned- maintenance |  |  | 2024 | Tier 2 | Transformer only |  |  |  | 2465887 | Sus |  | CompanyInitiated¦Plannedmaintenance¦¦
24-0069617 | Unknown Cause | Patrol - found nothing |  |  | 2024 | Tier 2 | Distribution Circuit |  |  |  | 2466319 | Sus |  | UnknownCause¦Patrolfoundnothing¦¦
24-0060856 | Company Initiated | Planned- maintenance |  |  | 2024 | Tier 2 | Transformer only |  |  |  | 2466459 | Sus |  | CompanyInitiated¦Plannedmaintenance¦¦
24-0055932 | Wildfire Mitigation | Planned - WSIP/System Hardening |  |  | 2024 | Tier 3 | Distribution Circuit |  |  |  | 2466465 | Sus |  | WildfireMitigation¦PlannedWSIPSystemHardening¦¦
24-0064718 | Company Initiated | Planned- maintenance |  |  | 2024 | Tier 2 | Transformer only |  |  |  | 2466792 | Sus |  | CompanyInitiated¦Plannedmaintenance¦¦
24-0069849 | Vegetation | Tree - grew into line | Conductor- Overhead | Arcing | 2024 | Tier 2 | Transformer only |  |  |  | 2466676 | Sus |  | Vegetation¦Treegrewintoline¦ConductorOverhead¦Arcing
24-0070187 | Equipment Failure/Involved | Overhead | Transformer (OH) | Failed/Faulted | 2024 | Tier 2 | Distribution Circuit |  |  |  | 2468126 | Sus |  | EquipmentFailureInvolved¦Overhead¦Transformer(OH)¦FailedFaulted
24-0065817 | Wildfire Mitigation | Planned - WSIP/System Hardening |  |  | 2024 | Tier 2 | Distribution Circuit |  |  |  | 2468660 | Sus |  | WildfireMitigation¦PlannedWSIPSystemHardening¦¦
24-0065435 | Company Initiated | Planned- maintenance |  |  | 2024 | Tier 2 | Distribution Circuit |  |  |  | 2468663 | Sus |  | CompanyInitiated¦Plannedmaintenance¦¦
24-0056465 | Company Initiated | Planned- capital |  |  | 2024 | Tier 2 | Distribution Circuit |  |  |  | 2468858 | Sus |  | CompanyInitiated¦Plannedcapital¦¦
24-0065812 | Company Initiated | Planned- maintenance |  |  | 2024 | Tier 2 | Distribution Circuit |  |  |  | 2468883 | Sus |  | CompanyInitiated¦Plannedmaintenance¦¦
24-0065826 | Wildfire Mitigation | Planned - WSIP/System Hardening |  |  | 2024 | Tier 2 | Distribution Circuit |  |  |  | 2468912 | Sus |  | WildfireMitigation¦PlannedWSIPSystemHardening¦¦
24-0070711 | Unknown Cause | Patrol - found nothing |  |  | 2024 | Tier 3 | Distribution Circuit |  |  |  | 2469297 | Sus |  | UnknownCause¦Patrolfoundnothing¦¦
24-0070826 | Unknown Cause | Patrol - found nothing |  |  | 2024 | Tier 3 | Distribution Circuit |  |  |  | 2469566 | Sus |  | UnknownCause¦Patrolfoundnothing¦¦
24-0032101 | Company Initiated | Planned- capital |  |  | 2024 | Tier 2 | Distribution Circuit |  |  |  | 2469611 | Sus |  | CompanyInitiated¦Plannedcapital¦¦
24-0059264 | Wildfire Mitigation | Planned - WSIP/System Hardening |  |  | 2024 | Tier 3 | Distribution Circuit |  |  |  | 2469696 | Sus |  | WildfireMitigation¦PlannedWSIPSystemHardening¦¦
24-0058774 | Company Initiated | Planned- capital |  |  | 2024 | Tier 2 | Distribution Circuit |  |  |  | 2469714 | Sus |  | CompanyInitiated¦Plannedcapital¦¦
24-0070960 | 3rd Party | Customer Equipment | Customer Equipment | Failed/Faulted | 2024 | Tier 3 | Distribution Circuit |  |  |  | 2469654 | Sus |  | 3rdParty¦CustomerEquipment¦CustomerEquipment¦FailedFaulted
24-0071132 | Equipment Failure/Involved | Underground | Connector or Splice (UG) | Failed/Faulted | 2024 | Tier 2 | Distribution Circuit |  |  |  | 2470329 | Sus |  | EquipmentFailureInvolved¦Underground¦ConnectororSplice(UG)¦FailedFaulted
24-0065676 | Company Initiated | Planned- maintenance |  |  | 2024 | Tier 3 | Transformer only |  |  |  | 2470693 | Sus |  | CompanyInitiated¦Plannedmaintenance¦¦
24-0055285 | Company Initiated | Planned- maintenance |  |  | 2024 | Tier 2 | Transformer only |  |  |  | 2471243 | Sus |  | CompanyInitiated¦Plannedmaintenance¦¦
24-0055290 | Company Initiated | Planned- maintenance |  |  | 2024 | Tier 2 | Transformer only |  |  |  | 2471245 | Sus |  | CompanyInitiated¦Plannedmaintenance¦¦
24-0071629 | Unknown Cause | Patrol - found nothing |  |  | 2024 | Tier 3 | Distribution Circuit |  |  |  | 2471293 | Sus |  | UnknownCause¦Patrolfoundnothing¦¦
24-0071711 | Unknown Cause | Patrol - found nothing |  |  | 2024 | Tier 2 | Distribution Circuit |  |  |  | 2471476 | Sus |  | UnknownCause¦Patrolfoundnothing¦¦
24-0065876 | Wildfire Mitigation | Planned - WSIP/System Hardening |  |  | 2024 | Tier 2 | Distribution Circuit |  |  |  | 2471600 | Sus |  | WildfireMitigation¦PlannedWSIPSystemHardening¦¦
24-0065882 | Company Initiated | Planned- maintenance |  |  | 2024 | Tier 2 | Transformer only |  |  |  | 2472204 | Sus |  | CompanyInitiated¦Plannedmaintenance¦¦
24-0072280 | Vegetation | Tree - branch fell on line | Conductor- Overhead | Normal | 2024 | Tier 3 | Distribution Circuit |  |  |  | 2472986 | Sus |  | Vegetation¦Treebranchfellonline¦ConductorOverhead¦Normal
24-0072286 | Vegetation | Tree - fell into line | Conductor- Overhead | Broken- wire on ground | 2024 | Tier 3 | Distribution Circuit |  |  |  | 2473035 | Sus |  | Vegetation¦Treefellintoline¦ConductorOverhead¦Brokenwireonground
24-0072291 | Vegetation | Tree - fell into line | Conductor- Overhead | Normal | 2024 | Tier 3 | Distribution Circuit |  |  |  | 2473026 | Sus |  | Vegetation¦Treefellintoline¦ConductorOverhead¦Normal
24-0072329 | Vegetation | Tree - branch fell on line | Conductor- Overhead | Normal | 2024 | Tier 3 | Distribution Circuit |  |  |  | 2473210 | Sus |  | Vegetation¦Treebranchfellonline¦ConductorOverhead¦Normal
24-0067716 | Company Initiated | Planned- maintenance |  |  | 2024 | Tier 2 | Distribution Circuit |  |  |  | 2473819 | Sus |  | CompanyInitiated¦Plannedmaintenance¦¦
24-0068336 | Company Initiated | Planned- maintenance |  |  | 2024 | Tier 2 | Transformer only |  |  |  | 2473992 | Sus |  | CompanyInitiated¦Plannedmaintenance¦¦
24-0072610 | Vegetation | Tree - fell into line | Conductor- Overhead | Broken- wire on ground | 2024 | Tier 3 | Distribution Circuit |  |  |  | 2474172 | Sus |  | Vegetation¦Treefellintoline¦ConductorOverhead¦Brokenwireonground
24-0058804 | Company Initiated | Planned- capital |  |  | 2024 | Zone 1 | Distribution Circuit |  |  |  | 2474749 | Sus |  | CompanyInitiated¦Plannedcapital¦¦
24-0061321 | Company Initiated | Planned- maintenance |  |  | 2024 | Tier 3 | Transformer only |  |  |  | 2475040 | Sus |  | CompanyInitiated¦Plannedmaintenance¦¦
24-0065482 | Company Initiated | Planned- maintenance |  |  | 2024 | Tier 2 | Transformer only |  |  |  | 2474820 | Sus |  | CompanyInitiated¦Plannedmaintenance¦¦
24-0073363 | Vegetation | Tree - branch fell on line | Conductor- Overhead | Normal | 2024 | Tier 3 | Distribution Circuit |  |  |  | 2475745 | Sus |  | Vegetation¦Treebranchfellonline¦ConductorOverhead¦Normal
24-0066121 | Company Initiated | Planned- maintenance |  |  | 2024 | Tier 2 | Distribution Circuit |  |  |  | 2475790 | Sus |  | CompanyInitiated¦Plannedmaintenance¦¦
24-0061620 | Wildfire Mitigation | Planned - WSIP/System Hardening |  |  | 2024 | Tier 3 | Transformer only |  |  |  | 2476011 | Sus |  | WildfireMitigation¦PlannedWSIPSystemHardening¦¦
24-0070337 | Company Initiated | Planned- maintenance |  |  | 2024 | Tier 2 | Transformer only |  |  |  | 2476042 | Sus |  | CompanyInitiated¦Plannedmaintenance¦¦
24-0067953 | Company Initiated | Planned- maintenance |  |  | 2024 | Tier 3 | Transformer only |  |  |  | 2476331 | Sus |  | CompanyInitiated¦Plannedmaintenance¦¦
24-0059844 | Company Initiated | Planned- capital |  |  | 2024 | Tier 2 | Distribution Circuit |  |  |  | 2476055 | Sus |  | CompanyInitiated¦Plannedcapital¦¦
24-0073793 | Vegetation | Tree - bark fell into line | Conductor- Overhead | Normal | 2024 | Tier 3 | Distribution Circuit |  |  |  | 2476578 | Sus |  | Vegetation¦Treebarkfellintoline¦ConductorOverhead¦Normal
24-0068753 | Company Initiated | Planned- maintenance |  |  | 2024 | Tier 2 | Distribution Circuit |  |  |  | 2477591 | Sus |  | CompanyInitiated¦Plannedmaintenance¦¦
24-0063159 | Company Initiated | Planned- capital |  |  | 2024 | Tier 3 | Distribution Circuit |  |  |  | 2477647 | Sus |  | CompanyInitiated¦Plannedcapital¦¦
24-0074040 | Vegetation | Tree - fell into line | Crossarm- Wood | Broken | 2024 | Tier 3 | Distribution Circuit |  |  |  | 2477634 | Sus |  | Vegetation¦Treefellintoline¦CrossarmWood¦Broken
24-0074363 | Unknown Cause | Patrol - found nothing |  |  | 2024 | Tier 3 | Distribution Circuit |  |  |  | 2478316 | Sus |  | UnknownCause¦Patrolfoundnothing¦¦
24-0074619 | Animal | Bird found | Fuse | Broken | 2024 | Tier 3 | Distribution Circuit |  |  |  | 2478888 | Sus |  | Animal¦Birdfound¦Fuse¦Broken
24-0063432 | Wildfire Mitigation | Planned - WSIP/System Hardening |  |  | 2024 | Tier 3 | Distribution Circuit |  |  |  | 2478987 | Sus |  | WildfireMitigation¦PlannedWSIPSystemHardening¦¦
24-0067947 | Wildfire Mitigation | Planned - WSIP/System Hardening |  |  | 2024 | Tier 3 | Distribution Circuit |  |  |  | 2479012 | Sus |  | WildfireMitigation¦PlannedWSIPSystemHardening¦¦
24-0057593 | Company Initiated | Planned- capital |  |  | 2024 | Tier 2 | Distribution Circuit |  |  |  | 2479029 | Sus |  | CompanyInitiated¦Plannedcapital¦¦
24-0058881 | Company Initiated | Planned- maintenance |  |  | 2024 | Tier 2 | Transformer only |  |  |  | 2479098 | Sus |  | CompanyInitiated¦Plannedmaintenance¦¦
24-0061694 | Company Initiated | Planned- capital |  |  | 2024 | Tier 2 | Distribution Circuit |  |  |  | 2479037 | Sus |  | CompanyInitiated¦Plannedcapital¦¦
24-0074613 | Animal | Bird found | Transformer (OH) | Normal | 2024 | Tier 3 | Distribution Circuit |  |  |  | 2479135 | Sus |  | Animal¦Birdfound¦Transformer(OH)¦Normal
24-0074835 | Vegetation | Tree - branch fell on line | Conductor- Overhead | Broken- wire on ground | 2024 | Zone 1 | Distribution Circuit |  |  |  | 2479479 | Sus |  | Vegetation¦Treebranchfellonline¦ConductorOverhead¦Brokenwireonground
24-0074903 | Equipment Failure/Involved | Overhead | Jumper | Broken | 2024 | Tier 2 | Transformer only |  |  |  | 2479757 | Sus |  | EquipmentFailureInvolved¦Overhead¦Jumper¦Broken
24-0075007 | Equipment Failure/Involved | Overhead | Fuse | Broken | 2024 | Tier 3 | Distribution Circuit |  |  |  | 2480252 | Sus |  | EquipmentFailureInvolved¦Overhead¦Fuse¦Broken
24-0075077 | Equipment Failure/Involved | Overhead | Transformer (OH) | Broken | 2024 | Tier 3 | Transformer only |  |  |  | 2480448 | Sus |  | EquipmentFailureInvolved¦Overhead¦Transformer(OH)¦Broken
24-0075115 | Equipment Failure/Involved | Underground | Conductor- Underground | Deteriorated | 2024 | Tier 2 | Distribution Circuit |  |  |  | 2480577 | Sus |  | EquipmentFailureInvolved¦Underground¦ConductorUnderground¦Deteriorated
24-0075138 | Vegetation | Tree - branch fell on line | Conductor- Overhead | Normal | 2024 | Tier 2 | Distribution Circuit |  |  |  | 2480657 | Sus |  | Vegetation¦Treebranchfellonline¦ConductorOverhead¦Normal
24-0075191 | Unknown Cause | Patrol - found nothing |  |  | 2024 | Tier 2 | Distribution Circuit |  |  |  | 2480833 | Sus |  | UnknownCause¦Patrolfoundnothing¦¦
24-0070465 | Company Initiated | Planned- maintenance |  |  | 2024 | Tier 2 | Distribution Circuit |  |  |  | 2481098 | Sus |  | CompanyInitiated¦Plannedmaintenance¦¦
24-0073627 | Wildfire Mitigation | Planned - WSIP/System Hardening |  |  | 2024 | Tier 3 | Transformer only |  |  |  | 2481095 | Sus |  | WildfireMitigation¦PlannedWSIPSystemHardening¦¦
24-0070350 | Company Initiated | Planned- maintenance |  |  | 2024 | Tier 2 | Transformer only |  |  |  | 2481107 | Sus |  | CompanyInitiated¦Plannedmaintenance¦¦
24-0063130 | Company Initiated | Planned- maintenance |  |  | 2024 | Tier 3 | Transformer only |  |  |  | 2481140 | Sus |  | CompanyInitiated¦Plannedmaintenance¦¦
24-0062662 | Company Initiated | Planned- maintenance |  |  | 2024 | Tier 3 | Distribution Circuit |  |  |  | 2481117 | Sus |  | CompanyInitiated¦Plannedmaintenance¦¦
24-0063122 | Company Initiated | Planned- maintenance |  |  | 2024 | Tier 3 | Distribution Circuit |  |  |  | 2481169 | Sus |  | CompanyInitiated¦Plannedmaintenance¦¦
24-0063041 | Company Initiated | Planned- capital |  |  | 2024 | Tier 3 | Distribution Circuit |  |  |  | 2481333 | Sus |  | CompanyInitiated¦Plannedcapital¦¦
24-0070415 | Wildfire Mitigation | Planned - WSIP/System Hardening |  |  | 2024 | Tier 2 | Distribution Circuit |  |  |  | 2481715 | Sus |  | WildfireMitigation¦PlannedWSIPSystemHardening¦¦
24-0070345 | Company Initiated | Planned- capital |  |  | 2024 | Tier 3 | Distribution Circuit |  |  |  | 2482068 | Sus |  | CompanyInitiated¦Plannedcapital¦¦
24-0065497 | Company Initiated | Planned- maintenance |  |  | 2024 | Tier 2 | Distribution Circuit |  |  |  | 2481937 | Sus |  | CompanyInitiated¦Plannedmaintenance¦¦
24-0049285 | Company Initiated | Planned- maintenance |  |  | 2024 | Tier 2 | Distribution Circuit |  |  |  | 2482082 | Sus |  | CompanyInitiated¦Plannedmaintenance¦¦
24-0070842 | Company Initiated | Planned- maintenance |  |  | 2024 | Tier 2 | Distribution Circuit |  |  |  | 2482329 | Sus |  | CompanyInitiated¦Plannedmaintenance¦¦
24-0070839 | Company Initiated | Planned- maintenance |  |  | 2024 | Tier 2 | Distribution Circuit |  |  |  | 2482117 | Sus |  | CompanyInitiated¦Plannedmaintenance¦¦
24-0048097 | Company Initiated | Planned- capital |  |  | 2024 | Tier 2 | Distribution Circuit |  |  |  | 2482461 | Sus |  | CompanyInitiated¦Plannedcapital¦¦
24-0076051 | Unknown Cause | Patrol - found nothing |  |  | 2024 | Tier 3 | Distribution Circuit |  |  |  | 2483012 | Sus |  | UnknownCause¦Patrolfoundnothing¦¦
24-0064819 | Company Initiated | Planned- maintenance |  |  | 2024 | Tier 2 | Transformer only |  |  |  | 2483743 | Sus |  | CompanyInitiated¦Plannedmaintenance¦¦
24-0070452 | Company Initiated | Planned- maintenance |  |  | 2024 | Tier 2 | Distribution Circuit |  |  |  | 2484011 | Sus |  | CompanyInitiated¦Plannedmaintenance¦¦
24-0076269 | Vegetation | Tree - fell into line | Pole-Wood | Broken | 2024 | Tier 3 | Distribution Circuit |  |  |  | 2483648 | Sus |  | Vegetation¦Treefellintoline¦PoleWood¦Broken
24-0071076 | Company Initiated | Planned- maintenance |  |  | 2024 | Tier 2 | Transformer only |  |  |  | 2483744 | Sus |  | CompanyInitiated¦Plannedmaintenance¦¦
24-0070864 | Wildfire Mitigation | Planned - WSIP/System Hardening |  |  | 2024 | Tier 2 | Transformer only |  |  |  | 2484333 | Sus |  | WildfireMitigation¦PlannedWSIPSystemHardening¦¦
24-0064994 | Wildfire Mitigation | Planned - WSIP/System Hardening |  |  | 2024 | Tier 2 | Transformer only |  |  |  | 2484343 | Sus |  | WildfireMitigation¦PlannedWSIPSystemHardening¦¦
24-0064149 | Company Initiated | Planned- capital |  |  | 2024 | Tier 2 | Distribution Circuit |  |  |  | 2484339 | Sus |  | CompanyInitiated¦Plannedcapital¦¦
24-0035044 | Company Initiated | Planned- capital |  |  | 2024 | Tier 3 | Distribution Circuit |  |  |  | 2484417 | Sus |  | CompanyInitiated¦Plannedcapital¦¦
24-0064295 | Wildfire Mitigation | Planned - WSIP/System Hardening |  |  | 2024 | Tier 3 | Distribution Circuit |  |  |  | 2484470 | Sus |  | WildfireMitigation¦PlannedWSIPSystemHardening¦¦
24-0075289 | Company Initiated | Planned- maintenance |  |  | 2024 | Tier 2 | Transformer only |  |  |  | 2485408 | Sus |  | CompanyInitiated¦Plannedmaintenance¦¦
24-0077099 | Equipment Failure/Involved | Overhead | Transformer | Failed/Faulted | 2024 | Tier 2 | Transformer only |  |  |  | 2485446 | Sus |  | EquipmentFailureInvolved¦Overhead¦Transformer¦FailedFaulted
24-0071385 | Company Initiated | Planned- maintenance |  |  | 2024 | Tier 2 | Transformer only |  |  |  | 2485554 | Sus |  | CompanyInitiated¦Plannedmaintenance¦¦
24-0077337 | Unknown Cause | Patrol - found nothing |  |  | 2024 | Tier 2 | Distribution Circuit |  |  |  | 2486239 | Sus |  | UnknownCause¦Patrolfoundnothing¦¦
24-0058001 | Company Initiated | Planned- capital |  |  | 2024 | Tier 2 | Distribution Circuit |  |  |  | 2486313 | Sus |  | CompanyInitiated¦Plannedcapital¦¦
24-0077411 | Vegetation | Tree - branch fell on line | Conductor- Overhead | Normal | 2024 | Tier 3 | Distribution Circuit |  |  |  | 2486684 | Sus |  | Vegetation¦Treebranchfellonline¦ConductorOverhead¦Normal
24-0077515 | Vegetation | Tree - branch fell on line | Conductor- Overhead | Normal | 2024 | Tier 3 | Distribution Circuit |  |  |  | 2487142 | Sus |  | Vegetation¦Treebranchfellonline¦ConductorOverhead¦Normal
24-0077555 | Vegetation | Tree - fell into line | Conductor- Overhead | Broken- wire on ground | 2024 | Tier 3 | Distribution Circuit |  |  |  | 2487302 | Sus |  | Vegetation¦Treefellintoline¦ConductorOverhead¦Brokenwireonground
24-0077569 | Unknown Cause | Patrol - found nothing |  |  | 2024 | Tier 2 | Distribution Circuit |  |  |  | 2487404 | Sus |  | UnknownCause¦Patrolfoundnothing¦¦
24-0072547 | Company Initiated | Planned- maintenance |  |  | 2024 | Tier 2 | Distribution Circuit |  |  |  | 2487886 | Sus |  | CompanyInitiated¦Plannedmaintenance¦¦
24-0065028 | Company Initiated | Planned- capital |  |  | 2024 | Tier 2 | Distribution Circuit |  |  |  | 2487575 | Sus |  | CompanyInitiated¦Plannedcapital¦¦
24-0073160 | Company Initiated | Planned- maintenance |  |  | 2024 | Tier 2 | Transformer only |  |  |  | 2487855 | Sus |  | CompanyInitiated¦Plannedmaintenance¦¦
24-0072551 | Company Initiated | Planned- maintenance |  |  | 2024 | Tier 2 | Transformer only |  |  |  | 2487840 | Sus |  | CompanyInitiated¦Plannedmaintenance¦¦
24-0077779 | Vegetation | Tree - fell into line | Conductor- Overhead | Broken- wire on ground | 2024 | Tier 3 | Distribution Circuit |  |  |  | 2488060 | Sus |  | Vegetation¦Treefellintoline¦ConductorOverhead¦Brokenwireonground
24-0077805 | Vegetation | Tree - branch fell on line | Conductor- Overhead | Normal | 2024 | Tier 3 | Distribution Circuit |  |  |  | 2488135 | Sus |  | Vegetation¦Treebranchfellonline¦ConductorOverhead¦Normal
24-0077937 | Unknown Cause | Patrol - found nothing |  |  | 2024 | Tier 3 | Distribution Circuit |  |  |  | 2488860 | Sus |  | UnknownCause¦Patrolfoundnothing¦¦
24-0077949 | Animal | Bird found | Transformer (OH) | Burned/flashed | 2024 | Tier 2 | Distribution Circuit |  |  |  | 2488869 | Sus |  | Animal¦Birdfound¦Transformer(OH)¦Burnedflashed
24-0072598 | Wildfire Mitigation | Planned - WSIP/System Hardening |  |  | 2024 | Tier 2 | Transformer only |  |  |  | 2489220 | Sus |  | WildfireMitigation¦PlannedWSIPSystemHardening¦¦
24-0070955 | Company Initiated | Planned- capital |  |  | 2024 | Tier 2 | Distribution Circuit |  |  |  | 2489070 | Sus |  | CompanyInitiated¦Plannedcapital¦¦
24-0078359 | Unknown Cause | Patrol - found nothing |  |  | 2024 | Tier 2 | Distribution Circuit |  |  |  | 2489728 | Sus |  | UnknownCause¦Patrolfoundnothing¦¦
24-0070642 | Company Initiated | Planned- capital |  |  | 2024 | Tier 2 | Distribution Circuit |  |  |  | 2489882 | Sus |  | CompanyInitiated¦Plannedcapital¦¦
24-0073032 | Company Initiated | Planned- capital |  |  | 2024 | Tier 2 | Distribution Circuit |  |  |  | 2489978 | Sus |  | CompanyInitiated¦Plannedcapital¦¦
24-0078521 | Unknown Cause | Patrol - found nothing |  |  | 2024 | Tier 3 | Distribution Circuit |  |  |  | 2490230 | Sus |  | UnknownCause¦Patrolfoundnothing¦¦
24-0078586 | Unknown Cause | Patrol - found nothing |  |  | 2024 | Tier 3 | Distribution Circuit |  |  |  | 2490612 | Sus |  | UnknownCause¦Patrolfoundnothing¦¦
24-0074153 | Company Initiated | Planned- maintenance |  |  | 2024 | Tier 2 | Transformer only |  |  |  | 2490656 | Sus |  | CompanyInitiated¦Plannedmaintenance¦¦
24-0074199 | Company Initiated | Planned- maintenance |  |  | 2024 | Tier 2 | Transformer only |  |  |  | 2491116 | Sus |  | CompanyInitiated¦Plannedmaintenance¦¦
24-0073071 | Company Initiated | Planned- maintenance |  |  | 2024 | Tier 2 | Distribution Circuit |  |  |  | 2490683 | Sus |  | CompanyInitiated¦Plannedmaintenance¦¦
24-0072828 | Company Initiated | Planned- maintenance |  |  | 2024 | Tier 2 | Distribution Circuit |  |  |  | 2490708 | Sus |  | CompanyInitiated¦Plannedmaintenance¦¦
24-0075467 | Company Initiated | Planned- maintenance |  |  | 2024 | Tier 3 | Distribution Circuit |  |  |  | 2490711 | Sus |  | CompanyInitiated¦Plannedmaintenance¦¦
24-0073824 | Wildfire Mitigation | Planned - WSIP/System Hardening |  |  | 2024 | Tier 3 | Transformer only |  |  |  | 2490908 | Sus |  | WildfireMitigation¦PlannedWSIPSystemHardening¦¦
24-0073823 | Wildfire Mitigation | Planned - WSIP/System Hardening |  |  | 2024 | Tier 3 | Distribution Circuit |  |  |  | 2490717 | Sus |  | WildfireMitigation¦PlannedWSIPSystemHardening¦¦
24-0076213 | Company Initiated | Planned- maintenance |  |  | 2024 | Tier 3 | Transformer only |  |  |  | 2490781 | Sus |  | CompanyInitiated¦Plannedmaintenance¦¦
24-0074179 | Company Initiated | Planned- maintenance |  |  | 2024 | Tier 3 | Transformer only |  |  |  | 2490941 | Sus |  | CompanyInitiated¦Plannedmaintenance¦¦
24-0076198 | Company Initiated | Planned- maintenance |  |  | 2024 | Tier 3 | Transformer only |  |  |  | 2490890 | Sus |  | CompanyInitiated¦Plannedmaintenance¦¦
24-0078741 | Unknown Cause | Patrol - found nothing |  |  | 2024 | Tier 2 | Distribution Circuit |  |  |  | 2490902 | Sus |  | UnknownCause¦Patrolfoundnothing¦¦
24-0076711 | Wildfire Mitigation | Planned - WSIP/System Hardening |  |  | 2024 | Tier 3 | Distribution Circuit |  |  |  | 2491361 | Sus |  | WildfireMitigation¦PlannedWSIPSystemHardening¦¦
24-0074655 | Company Initiated | Planned- maintenance |  |  | 2024 | Tier 2 | Distribution Circuit |  |  |  | 2491426 | Sus |  | CompanyInitiated¦Plannedmaintenance¦¦
24-0058588 | Company Initiated | Planned- capital |  |  | 2024 | Tier 2 | Distribution Circuit |  |  |  | 2491358 | Sus |  | CompanyInitiated¦Plannedcapital¦¦
24-0078979 | Unknown Cause | Patrol - found nothing |  |  | 2024 | Tier 3 | Distribution Circuit |  |  |  | 2491501 | Sus |  | UnknownCause¦Patrolfoundnothing¦¦
24-0063679 | Company Initiated | Planned- capital |  |  | 2024 | Tier 2 | Distribution Circuit |  |  |  | 2491506 | Sus |  | CompanyInitiated¦Plannedcapital¦¦
24-0074548 | Wildfire Mitigation | Planned - WSIP/System Hardening |  |  | 2024 | Tier 2 | Transformer only |  |  |  | 2491546 | Sus |  | WildfireMitigation¦PlannedWSIPSystemHardening¦¦
24-0076268 | Wildfire Mitigation | Planned - WSIP/System Hardening |  |  | 2024 | Tier 3 | Transformer only |  |  |  | 2491568 | Sus |  | WildfireMitigation¦PlannedWSIPSystemHardening¦¦
24-0078997 | Equipment Failure/Involved | Overhead | Cutout- fuse holder | Failed/Faulted | 2024 | Tier 2 | Transformer only |  |  |  | 2491583 | Sus |  | EquipmentFailureInvolved¦Overhead¦Cutoutfuseholder¦FailedFaulted
24-0079096 | Equipment Failure/Involved | Overhead | Transformer (OH) | Deteriorated | 2024 | Tier 2 | Transformer only |  |  |  | 2491600 | Sus |  | EquipmentFailureInvolved¦Overhead¦Transformer(OH)¦Deteriorated
24-0079117 | Equipment Failure/Involved | Overhead | Insulator | Broken | 2024 | Tier 2 | Distribution Circuit |  |  |  | 2491835 | Sus |  | EquipmentFailureInvolved¦Overhead¦Insulator¦Broken
24-0079303 | Unknown Cause | Patrol - found nothing |  |  | 2024 | Tier 3 | Distribution Circuit |  |  |  | 2492024 | Sus |  | UnknownCause¦Patrolfoundnothing¦¦
24-0079307 | Equipment Failure/Involved | Overhead | Crossarm- Wood | Broken | 2024 | Tier 2 | Distribution Circuit |  |  |  | 2492225 | Sus |  | EquipmentFailureInvolved¦Overhead¦CrossarmWood¦Broken
24-0076384 | Company Initiated | Planned- maintenance |  |  | 2024 | Tier 3 | Distribution Circuit |  |  |  | 2492317 | Sus |  | CompanyInitiated¦Plannedmaintenance¦¦
24-0076879 | Company Initiated | Planned- maintenance |  |  | 2024 | Tier 3 | Distribution Circuit |  |  |  | 2492407 | Sus |  | CompanyInitiated¦Plannedmaintenance¦¦
24-0079515 | Unknown Cause | Patrol - found nothing |  |  | 2024 | Tier 2 | Distribution Circuit |  |  |  | 2492933 | Sus |  | UnknownCause¦Patrolfoundnothing¦¦
24-0079635 | Unknown Cause | Patrol - found nothing |  |  | 2024 | Tier 3 | Distribution Circuit |  |  |  | 2493368 | Sus |  | UnknownCause¦Patrolfoundnothing¦¦
24-0057583 | Company Initiated | Planned- capital |  |  | 2024 | Tier 2 | Distribution Circuit |  |  |  | 2493453 | Sus |  | CompanyInitiated¦Plannedcapital¦¦
24-0070188 | Wildfire Mitigation | Planned - WSIP/System Hardening |  |  | 2024 | Tier 3 | Transformer only |  |  |  | 2493547 | Sus |  | WildfireMitigation¦PlannedWSIPSystemHardening¦¦
24-0075636 | Wildfire Mitigation | Planned - WSIP/System Hardening |  |  | 2024 | Tier 3 | Transformer only |  |  |  | 2493559 | Sus |  | WildfireMitigation¦PlannedWSIPSystemHardening¦¦
24-0075952 | Company Initiated | Planned- maintenance |  |  | 2024 | Tier 2 | Transformer only |  |  |  | 2493579 | Sus |  | CompanyInitiated¦Plannedmaintenance¦¦
24-0079722 | Vegetation | Tree - branch fell on line | Conductor- Overhead | Normal | 2024 | Tier 3 | Distribution Circuit |  |  |  | 2493690 | Sus |  | Vegetation¦Treebranchfellonline¦ConductorOverhead¦Normal
24-0075642 | Company Initiated | Planned- maintenance |  |  | 2024 | Tier 3 | Distribution Circuit |  |  |  | 2493817 | Sus |  | CompanyInitiated¦Plannedmaintenance¦¦
24-0079931 | Equipment Failure/Involved | Overhead | Cutout- fuse holder | Broken | 2024 | Tier 2 | Transformer only |  |  |  | 2494520 | Sus |  | EquipmentFailureInvolved¦Overhead¦Cutoutfuseholder¦Broken
24-0076343 | Company Initiated | Planned- maintenance |  |  | 2024 | Tier 2 | Transformer only |  |  |  | 2495166 | Sus |  | CompanyInitiated¦Plannedmaintenance¦¦
24-0079149 | Wildfire Mitigation | Planned - WSIP/System Hardening |  |  | 2024 | Tier 3 | Distribution Circuit |  |  |  | 2495188 | Sus |  | WildfireMitigation¦PlannedWSIPSystemHardening¦¦
24-0071707 | Company Initiated | Planned- maintenance |  |  | 2024 | Tier 2 | Transformer only |  |  |  | 2495662 | Sus |  | CompanyInitiated¦Plannedmaintenance¦¦
24-0075462 | Company Initiated | Planned- maintenance |  |  | 2024 | Tier 2 | Transformer only |  |  |  | 2495204 | Sus |  | CompanyInitiated¦Plannedmaintenance¦¦
24-0075603 | Wildfire Mitigation | Planned - WSIP/System Hardening |  |  | 2024 | Tier 2 | Transformer only |  |  |  | 2495222 | Sus |  | WildfireMitigation¦PlannedWSIPSystemHardening¦¦
24-0075872 | Company Initiated | Planned- maintenance |  |  | 2024 | Tier 3 | Transformer only |  |  |  | 2496473 | Sus |  | CompanyInitiated¦Plannedmaintenance¦¦
24-0080971 | Company Initiated | Coordination failure | Recloser | Normal | 2024 | Tier 3 | Distribution Circuit |  |  |  | 2496977 | Sus |  | CompanyInitiated¦Coordinationfailure¦Recloser¦Normal
24-0076186 | Company Initiated | Planned- maintenance |  |  | 2024 | Tier 3 | Transformer only |  |  |  | 2497509 | Sus |  | CompanyInitiated¦Plannedmaintenance¦¦
24-0076727 | Wildfire Mitigation | Planned - WSIP/System Hardening |  |  | 2024 | Tier 2 | Distribution Circuit |  |  |  | 2497508 | Sus |  | WildfireMitigation¦PlannedWSIPSystemHardening¦¦
24-0075198 | Company Initiated | Planned- maintenance |  |  | 2024 | Tier 2 | Transformer only |  |  |  | 2497709 | Sus |  | CompanyInitiated¦Plannedmaintenance¦¦
24-0076181 | Company Initiated | Planned- maintenance |  |  | 2024 | Tier 3 | Distribution Circuit |  |  |  | 2497598 | Sus |  | CompanyInitiated¦Plannedmaintenance¦¦
24-0081506 | Company Initiated | Coordination failure | Recloser | Normal | 2024 | Tier 3 | Distribution Circuit |  |  |  | 2497923 | Sus |  | CompanyInitiated¦Coordinationfailure¦Recloser¦Normal
24-0081539 | Unknown Cause | Patrol - found nothing |  |  | 2024 | Tier 3 | Transformer only |  |  |  | 2497939 | Sus |  | UnknownCause¦Patrolfoundnothing¦¦
24-0076658 | Wildfire Mitigation | Planned - WSIP/System Hardening |  |  | 2024 | Tier 3 | Distribution Circuit |  |  |  | 2498368 | Sus |  | WildfireMitigation¦PlannedWSIPSystemHardening¦¦
24-0076665 | Company Initiated | Planned- maintenance |  |  | 2024 | Tier 2 | Transformer only |  |  |  | 2498400 | Sus |  | CompanyInitiated¦Plannedmaintenance¦¦
24-0076583 | Wildfire Mitigation | Planned - WSIP/System Hardening |  |  | 2024 | Tier 3 | Distribution Circuit |  |  |  | 2498451 | Sus |  | WildfireMitigation¦PlannedWSIPSystemHardening¦¦
24-0076695 | Company Initiated | Planned- maintenance |  |  | 2024 | Tier 2 | Transformer only |  |  |  | 2498528 | Sus |  | CompanyInitiated¦Plannedmaintenance¦¦
24-0075293 | Company Initiated | Planned- maintenance |  |  | 2024 | Tier 2 | Distribution Circuit |  |  |  | 2498559 | Sus |  | CompanyInitiated¦Plannedmaintenance¦¦
24-0076634 | Wildfire Mitigation | Planned - WSIP/System Hardening |  |  | 2024 | Tier 3 | Distribution Circuit |  |  |  | 2498622 | Sus |  | WildfireMitigation¦PlannedWSIPSystemHardening¦¦
24-0081881 | Company Initiated | Coordination failure | Recloser | Normal | 2024 | Tier 3 | Distribution Circuit |  |  |  | 2498784 | Sus |  | CompanyInitiated¦Coordinationfailure¦Recloser¦Normal
24-0082000 | Equipment Failure/Involved | Overhead | Jumper | Broken | 2024 | Tier 2 | Distribution Circuit |  |  |  | 2499082 | Sus |  | EquipmentFailureInvolved¦Overhead¦Jumper¦Broken
24-0082000 | Company Initiated | Return Circuit Normal | Jumper | Broken | 2024 | Tier 2 | Distribution Circuit |  |  |  | 2499098 | Sus |  | CompanyInitiated¦ReturnCircuitNormal¦Jumper¦Broken
24-0082032 | Equipment Failure/Involved | Overhead | Cutout- fuse holder | Broken | 2024 | Tier 3 | Distribution Circuit |  |  |  | 2499235 | Sus |  | EquipmentFailureInvolved¦Overhead¦Cutoutfuseholder¦Broken
24-0082212 | Unknown Cause | Patrol - not conducted |  |  | 2024 | Tier 3 | Transformer only |  |  |  | 2499737 | Sus |  | UnknownCause¦Patrolnotconducted¦¦
24-0082222 | Vegetation | Tree - bark fell into line | Conductor- Overhead | Broken | 2024 | Tier 3 | Distribution Circuit |  |  |  | 2499882 | Sus |  | Vegetation¦Treebarkfellintoline¦ConductorOverhead¦Broken
24-0082231 | Vegetation | Tree - fell into line | Conductor- Overhead | Broken- wire on ground | 2024 | Tier 3 | Distribution Circuit |  |  |  | 2499987 | Sus |  | Vegetation¦Treefellintoline¦ConductorOverhead¦Brokenwireonground
24-0082242 | Company Initiated | Coordination failure | Service conductor | Broken- wire on ground | 2024 | Tier 2 | Distribution Circuit |  |  |  | 2500158 | Sus |  | CompanyInitiated¦Coordinationfailure¦Serviceconductor¦Brokenwireonground
24-0076888 | Company Initiated | Planned- maintenance |  |  | 2024 | Tier 2 | Transformer only |  |  |  | 2500614 | Sus |  | CompanyInitiated¦Plannedmaintenance¦¦
24-0074997 | Company Initiated | Planned- maintenance |  |  | 2024 | Tier 2 | Transformer only |  |  |  | 2500652 | Sus |  | CompanyInitiated¦Plannedmaintenance¦¦
24-0082642 | Vegetation | Tree - branch fell on line | Service conductor | Normal | 2024 | Tier 3 | Transformer only |  |  |  | 2500972 | Sus |  | Vegetation¦Treebranchfellonline¦Serviceconductor¦Normal
24-0082697 | Vegetation | Tree - branch fell on line | Conductor- Overhead | Normal | 2024 | Tier 3 | Distribution Circuit |  |  |  | 2501156 | Sus |  | Vegetation¦Treebranchfellonline¦ConductorOverhead¦Normal
24-0075481 | Company Initiated | Planned- maintenance |  |  | 2024 | Tier 2 | Transformer only |  |  |  | 2501699 | Sus |  | CompanyInitiated¦Plannedmaintenance¦¦
24-0076890 | Company Initiated | Planned- maintenance |  |  | 2024 | Tier 2 | Distribution Circuit |  |  |  | 2501716 | Sus |  | CompanyInitiated¦Plannedmaintenance¦¦
24-0079212 | Company Initiated | Planned- maintenance |  |  | 2024 | Tier 2 | Transformer only |  |  |  | 2501724 | Sus |  | CompanyInitiated¦Plannedmaintenance¦¦
24-0082978 | Vegetation | Tree - fell into line | Conductor- Overhead | Broken- wire on ground | 2024 | Tier 3 | Distribution Circuit |  |  |  | 2501779 | Sus |  | Vegetation¦Treefellintoline¦ConductorOverhead¦Brokenwireonground
24-0083015 | Unknown Cause | Patrol - found nothing |  |  | 2024 | Tier 3 | Distribution Circuit |  |  |  | 2501790 | Sus |  | UnknownCause¦Patrolfoundnothing¦¦
24-0083425 | Vegetation | Tree - branch fell on line | Conductor- Overhead | Normal | 2024 | Tier 2 | Distribution Circuit |  |  |  | 2503485 | Sus |  | Vegetation¦Treebranchfellonline¦ConductorOverhead¦Normal
24-0083742 | Unknown Cause | Patrol - found nothing |  |  | 2024 | Tier 2 | Transformer only |  |  |  | 2503854 | Sus |  | UnknownCause¦Patrolfoundnothing¦¦
24-0083982 | Equipment Failure/Involved | Overhead | Transformer | Failed/Faulted | 2024 | Tier 3 | Transformer only |  |  |  | 2504963 | Sus |  | EquipmentFailureInvolved¦Overhead¦Transformer¦FailedFaulted
24-0084007 | 3rd Party | Vehicle | Pole-Wood | Broken | 2024 | Tier 3 | Distribution Circuit |  |  |  | 2505029 | Sus |  | 3rdParty¦Vehicle¦PoleWood¦Broken
24-0084066 | Vegetation | Tree - fell into line | Conductor- Overhead | Broken- wire on ground | 2024 | Tier 3 | Distribution Circuit |  |  |  | 2505092 | Sus |  | Vegetation¦Treefellintoline¦ConductorOverhead¦Brokenwireonground
24-0084399 | Equipment Failure/Involved | Overhead | Transformer (OH) | Failed/Faulted | 2024 | Tier 3 | Transformer only |  |  |  | 2506243 | Sus |  | EquipmentFailureInvolved¦Overhead¦Transformer(OH)¦FailedFaulted
24-0084531 | Unknown Cause | Patrol - found nothing |  |  | 2024 | Tier 2 | Distribution Circuit |  |  |  | 2507303 | Sus |  | UnknownCause¦Patrolfoundnothing¦¦
24-0084810 | Unknown Cause | Patrol - found nothing |  |  | 2024 | Tier 2 | Distribution Circuit |  |  |  | 2508720 | Sus |  | UnknownCause¦Patrolfoundnothing¦¦
24-0085055 | Equipment Failure/Involved | Overhead | Connector or Splice (OH) | Broken | 2024 | Tier 2 | Distribution Circuit |  |  |  | 2509776 | Sus |  | EquipmentFailureInvolved¦Overhead¦ConnectororSplice(OH)¦Broken
24-0085069 | Animal | Bird found | Conductor- Overhead | Normal | 2024 | Tier 2 | Distribution Circuit |  |  |  | 2509796 | Sus |  | Animal¦Birdfound¦ConductorOverhead¦Normal
24-0074028 | Wildfire Mitigation | Planned - WSIP/System Hardening |  |  | 2024 | Tier 3 | Distribution Circuit |  |  |  | 2509954 | Sus |  | WildfireMitigation¦PlannedWSIPSystemHardening¦¦
24-0080191 | Company Initiated | Planned- maintenance |  |  | 2024 | Tier 2 | Distribution Circuit |  |  |  | 2509969 | Sus |  | CompanyInitiated¦Plannedmaintenance¦¦
24-0074016 | Company Initiated | Planned- maintenance |  |  | 2024 | Tier 3 | Transformer only |  |  |  | 2510534 | Sus |  | CompanyInitiated¦Plannedmaintenance¦¦
24-0075066 | Wildfire Mitigation | Planned - WSIP/System Hardening |  |  | 2024 | Tier 2 | Transformer only |  |  |  | 2510057 | Sus |  | WildfireMitigation¦PlannedWSIPSystemHardening¦¦
24-0062529 | Company Initiated | Planned- capital |  |  | 2024 | Tier 2 | Distribution Circuit |  |  |  | 2510098 | Sus |  | CompanyInitiated¦Plannedcapital¦¦
24-0085429 | Unknown Cause | Patrol - found nothing |  |  | 2024 | Tier 2 | Distribution Circuit |  |  |  | 2510996 | Sus |  | UnknownCause¦Patrolfoundnothing¦¦
24-0072637 | Wildfire Mitigation | Planned - WSIP/System Hardening |  |  | 2024 | Tier 2 | Distribution Circuit |  |  |  | 2511176 | Sus |  | WildfireMitigation¦PlannedWSIPSystemHardening¦¦
24-0074029 | Wildfire Mitigation | Planned - WSIP/System Hardening |  |  | 2024 | Tier 3 | Distribution Circuit |  |  |  | 2511299 | Sus |  | WildfireMitigation¦PlannedWSIPSystemHardening¦¦
24-0068256 | Company Initiated | Planned- capital |  |  | 2024 | Tier 2 | Distribution Circuit |  |  |  | 2511239 | Sus |  | CompanyInitiated¦Plannedcapital¦¦
24-0074080 | Company Initiated | Planned- maintenance |  |  | 2024 | Tier 2 | Distribution Circuit |  |  |  | 2511585 | Sus |  | CompanyInitiated¦Plannedmaintenance¦¦
24-0080945 | Wildfire Mitigation | Planned - WSIP/System Hardening |  |  | 2024 | Tier 3 | Distribution Circuit |  |  |  | 2511431 | Sus |  | WildfireMitigation¦PlannedWSIPSystemHardening¦¦
24-0075085 | Company Initiated | Planned- maintenance |  |  | 2024 | Tier 2 | Transformer only |  |  |  | 2511673 | Sus |  | CompanyInitiated¦Plannedmaintenance¦¦
24-0085781 | Unknown Cause | Patrol - found nothing |  |  | 2024 | Tier 2 | Distribution Circuit |  |  |  | 2511728 | Sus |  | UnknownCause¦Patrolfoundnothing¦¦
24-0074115 | Wildfire Mitigation | Planned - WSIP/System Hardening |  |  | 2024 | Tier 3 | Distribution Circuit |  |  |  | 2512199 | Sus |  | WildfireMitigation¦PlannedWSIPSystemHardening¦¦
24-0075349 | Wildfire Mitigation | Planned - WSIP/System Hardening |  |  | 2024 | Tier 3 | Distribution Circuit |  |  |  | 2512280 | Sus |  | WildfireMitigation¦PlannedWSIPSystemHardening¦¦
24-0074087 | Company Initiated | Planned- maintenance |  |  | 2024 | Tier 3 | Transformer only |  |  |  | 2512283 | Sus |  | CompanyInitiated¦Plannedmaintenance¦¦
24-0080417 | Company Initiated | Planned- maintenance |  |  | 2024 | Tier 2 | Transformer only |  |  |  | 2512348 | Sus |  | CompanyInitiated¦Plannedmaintenance¦¦
24-0086145 | Unknown Cause | Patrol - found nothing |  |  | 2024 | Tier 2 | Distribution Circuit |  |  |  | 2512504 | Sus |  | UnknownCause¦Patrolfoundnothing¦¦
24-0086481 | Unknown Cause | Patrol - found nothing |  |  | 2024 | Tier 2 | Distribution Circuit |  |  |  | 2513089 | Sus |  | UnknownCause¦Patrolfoundnothing¦¦
24-0068385 | Company Initiated | Planned- maintenance |  |  | 2024 | Tier 2 | Distribution Circuit |  |  |  | 2513211 | Sus |  | CompanyInitiated¦Plannedmaintenance¦¦
24-0076763 | Wildfire Mitigation | Planned - WSIP/System Hardening |  |  | 2024 | Tier 3 | Distribution Circuit |  |  |  | 2513405 | Sus |  | WildfireMitigation¦PlannedWSIPSystemHardening¦¦
24-0080870 | Company Initiated | Planned- maintenance |  |  | 2024 | Tier 2 | Transformer only |  |  |  | 2513454 | Sus |  | CompanyInitiated¦Plannedmaintenance¦¦
24-0078467 | Company Initiated | Planned- maintenance |  |  | 2024 | Tier 3 | Distribution Circuit |  |  |  | 2513533 | Sus |  | CompanyInitiated¦Plannedmaintenance¦¦
24-0080265 | Wildfire Mitigation | Planned - WSIP/System Hardening |  |  | 2024 | Tier 3 | Transformer only |  |  |  | 2513569 | Sus |  | WildfireMitigation¦PlannedWSIPSystemHardening¦¦
24-0078170 | Company Initiated | Planned- maintenance |  |  | 2024 | Tier 3 | Distribution Circuit |  |  |  | 2513583 | Sus |  | CompanyInitiated¦Plannedmaintenance¦¦
24-0078201 | Company Initiated | Planned- maintenance |  |  | 2024 | Tier 2 | Distribution Circuit |  |  |  | 2513587 | Sus |  | CompanyInitiated¦Plannedmaintenance¦¦
24-0078194 | Company Initiated | Planned- maintenance |  |  | 2024 | Tier 2 | Distribution Circuit |  |  |  | 2513602 | Sus |  | CompanyInitiated¦Plannedmaintenance¦¦
24-0080292 | Company Initiated | Planned- maintenance |  |  | 2024 | Tier 3 | Distribution Circuit |  |  |  | 2513626 | Sus |  | CompanyInitiated¦Plannedmaintenance¦¦
24-0086753 | Company Initiated | Personnel- company | Conductor- Overhead | Normal | 2024 | Tier 3 | Distribution Circuit |  |  |  | 2513793 | Sus |  | CompanyInitiated¦Personnelcompany¦ConductorOverhead¦Normal
24-0086809 | Company Initiated | Personnel- company | Conductor- Overhead | Normal | 2024 | Tier 2 | Distribution Circuit |  |  |  | 2513873 | Sus |  | CompanyInitiated¦Personnelcompany¦ConductorOverhead¦Normal
24-0078465 | Company Initiated | Planned- maintenance |  |  | 2024 | Tier 2 | Transformer only |  |  |  | 2513962 | Sus |  | CompanyInitiated¦Plannedmaintenance¦¦
24-0080848 | Company Initiated | Planned- maintenance |  |  | 2024 | Tier 2 | Transformer only |  |  |  | 2514820 | Sus |  | CompanyInitiated¦Plannedmaintenance¦¦
24-0080902 | Wildfire Mitigation | Planned - WSIP/System Hardening |  |  | 2024 | Tier 2 | Distribution Circuit |  |  |  | 2514843 | Sus |  | WildfireMitigation¦PlannedWSIPSystemHardening¦¦
24-0080904 | Wildfire Mitigation | Planned - WSIP/System Hardening |  |  | 2024 | Tier 2 | Transformer only |  |  |  | 2514848 | Sus |  | WildfireMitigation¦PlannedWSIPSystemHardening¦¦
24-0076766 | Wildfire Mitigation | Planned - WSIP/System Hardening |  |  | 2024 | Tier 3 | Distribution Circuit |  |  |  | 2514863 | Sus |  | WildfireMitigation¦PlannedWSIPSystemHardening¦¦
24-0078470 | Company Initiated | Planned- maintenance |  |  | 2024 | Tier 3 | Distribution Circuit |  |  |  | 2514949 | Sus |  | CompanyInitiated¦Plannedmaintenance¦¦
24-0078222 | Company Initiated | Planned- maintenance |  |  | 2024 | Tier 2 | Distribution Circuit |  |  |  | 2514922 | Sus |  | CompanyInitiated¦Plannedmaintenance¦¦
24-0087165 | Company Initiated | Planned- maintenance |  |  | 2024 | Tier 3 | Transformer only |  |  |  | 2515060 | Sus |  | CompanyInitiated¦Plannedmaintenance¦¦
24-0076608 | Company Initiated | Planned- capital |  |  | 2024 | Tier 2 | Distribution Circuit |  |  |  | 2514867 | Sus |  | CompanyInitiated¦Plannedcapital¦¦
24-0080850 | Wildfire Mitigation | Planned - WSIP/System Hardening |  |  | 2024 | Tier 2 | Transformer only |  |  |  | 2514960 | Sus |  | WildfireMitigation¦PlannedWSIPSystemHardening¦¦
24-0087215 | Company Initiated | Personnel- company | Conductor- Overhead | Normal | 2024 | Tier 2 | Distribution Circuit |  |  |  | 2515010 | Sus |  | CompanyInitiated¦Personnelcompany¦ConductorOverhead¦Normal
24-0081308 | Wildfire Mitigation | Planned - WSIP/System Hardening |  |  | 2024 | Tier 2 | Transformer only |  |  |  | 2515019 | Sus |  | WildfireMitigation¦PlannedWSIPSystemHardening¦¦
24-0080856 | Wildfire Mitigation | Planned - WSIP/System Hardening |  |  | 2024 | Tier 2 | Transformer only |  |  |  | 2515080 | Sus |  | WildfireMitigation¦PlannedWSIPSystemHardening¦¦
24-0080730 | Company Initiated | Planned- maintenance |  |  | 2024 | Tier 3 | Distribution Circuit |  |  |  | 2515073 | Sus |  | CompanyInitiated¦Plannedmaintenance¦¦
24-0080886 | Company Initiated | Planned- maintenance |  |  | 2024 | Tier 2 | Distribution Circuit |  |  |  | 2515149 | Sus |  | CompanyInitiated¦Plannedmaintenance¦¦
24-0080858 | Wildfire Mitigation | Planned - WSIP/System Hardening |  |  | 2024 | Tier 2 | Transformer only |  |  |  | 2515179 | Sus |  | WildfireMitigation¦PlannedWSIPSystemHardening¦¦
24-0080683 | Company Initiated | Planned- maintenance |  |  | 2024 | Tier 3 | Distribution Circuit |  |  |  | 2515866 | Sus |  | CompanyInitiated¦Plannedmaintenance¦¦
24-0080815 | Wildfire Mitigation | Planned - WSIP/System Hardening |  |  | 2024 | Tier 3 | Transformer only |  |  |  | 2515997 | Sus |  | WildfireMitigation¦PlannedWSIPSystemHardening¦¦
24-0081168 | Company Initiated | Planned- maintenance |  |  | 2024 | Tier 2 | Distribution Circuit |  |  |  | 2517031 | Sus |  | CompanyInitiated¦Plannedmaintenance¦¦
24-0087865 | 3rd Party | Tree - cutting- 3rd party | Conductor- Overhead | Normal | 2024 | Tier 3 | Distribution Circuit |  |  |  | 2517051 | Sus |  | 3rdParty¦Treecutting3rdparty¦ConductorOverhead¦Normal
24-0080708 | Company Initiated | Planned- maintenance |  |  | 2024 | Tier 3 | Transformer only |  |  |  | 2517106 | Sus |  | CompanyInitiated¦Plannedmaintenance¦¦
24-0080913 | Company Initiated | Planned- maintenance |  |  | 2024 | Tier 3 | Transformer only |  |  |  | 2517700 | Sus |  | CompanyInitiated¦Plannedmaintenance¦¦
24-0088043 | Unknown Cause | Patrol - found nothing |  |  | 2024 | Tier 2 | Distribution Circuit |  |  |  | 2517434 | Sus |  | UnknownCause¦Patrolfoundnothing¦¦
24-0088093 | Equipment Failure/Involved | Overhead | Crossarm- Wood | Deteriorated | 2024 | Tier 3 | Distribution Circuit |  |  |  | 2517502 | Sus |  | EquipmentFailureInvolved¦Overhead¦CrossarmWood¦Deteriorated
24-0080907 | Wildfire Mitigation | Planned - WSIP/System Hardening |  |  | 2024 | Tier 3 | Distribution Circuit |  |  |  | 2517560 | Sus |  | WildfireMitigation¦PlannedWSIPSystemHardening¦¦
24-0080962 | Company Initiated | Planned- maintenance |  |  | 2024 | Tier 2 | Distribution Circuit |  |  |  | 2518016 | Sus |  | CompanyInitiated¦Plannedmaintenance¦¦
24-0080379 | Company Initiated | Planned- capital |  |  | 2024 | Tier 2 | Distribution Circuit |  |  |  | 2517975 | Sus |  | CompanyInitiated¦Plannedcapital¦¦
24-0088346 | Equipment Failure/Involved | Overhead | Bushing | Broken | 2024 | Tier 2 | Transformer only |  |  |  | 2518056 | Sus |  | EquipmentFailureInvolved¦Overhead¦Bushing¦Broken
24-0088436 | Equipment Failure/Involved | Overhead | Conductor- Overhead | Deteriorated | 2024 | Tier 3 | Distribution Circuit |  |  |  | 2518208 | Sus |  | EquipmentFailureInvolved¦Overhead¦ConductorOverhead¦Deteriorated
24-0083631 | Company Initiated | Planned- maintenance |  |  | 2024 | Tier 3 | Transformer only |  |  |  | 2518449 | Sus |  | CompanyInitiated¦Plannedmaintenance¦¦
24-0088645 | Unknown Cause | Patrol - found nothing |  |  | 2024 | Tier 2 | Distribution Circuit |  |  |  | 2518544 | Sus |  | UnknownCause¦Patrolfoundnothing¦¦
24-0078674 | Wildfire Mitigation | Planned - WSIP/System Hardening |  |  | 2024 | Tier 3 | Distribution Circuit |  |  |  | 2519905 | Sus |  | WildfireMitigation¦PlannedWSIPSystemHardening¦¦
24-0082402 | Company Initiated | Planned- maintenance |  |  | 2024 | Tier 2 | Distribution Circuit |  |  |  | 2519158 | Sus |  | CompanyInitiated¦Plannedmaintenance¦¦
24-0076732 | Company Initiated | Planned- maintenance |  |  | 2024 | Tier 3 | Transformer only |  |  |  | 2519384 | Sus |  | CompanyInitiated¦Plannedmaintenance¦¦
24-0076632 | Company Initiated | Planned- capital |  |  | 2024 | Tier 3 | Distribution Circuit |  |  |  | 2519242 | Sus |  | CompanyInitiated¦Plannedcapital¦¦
24-0081281 | Company Initiated | Planned- maintenance |  |  | 2024 | Tier 3 | Transformer only |  |  |  | 2519266 | Sus |  | CompanyInitiated¦Plannedmaintenance¦¦
24-0083660 | Wildfire Mitigation | Planned - WSIP/System Hardening |  |  | 2024 | Tier 3 | Distribution Circuit |  |  |  | 2519292 | Sus |  | WildfireMitigation¦PlannedWSIPSystemHardening¦¦
24-0088833 | Vegetation | Tree - branch fell on line | Conductor- Overhead | Normal | 2024 | Tier 3 | Distribution Circuit |  |  |  | 2519406 | Sus |  | Vegetation¦Treebranchfellonline¦ConductorOverhead¦Normal
24-0083673 | Wildfire Mitigation | Planned - WSIP/System Hardening |  |  | 2024 | Tier 3 | Transformer only |  |  |  | 2519424 | Sus |  | WildfireMitigation¦PlannedWSIPSystemHardening¦¦
24-0081191 | Company Initiated | Planned- maintenance |  |  | 2024 | Tier 3 | Distribution Circuit |  |  |  | 2520378 | Sus |  | CompanyInitiated¦Plannedmaintenance¦¦
24-0085327 | Wildfire Mitigation | Planned - WSIP/System Hardening |  |  | 2024 | Tier 2 | Transformer only |  |  |  | 2520061 | Sus |  | WildfireMitigation¦PlannedWSIPSystemHardening¦¦
24-0081245 | Company Initiated | Planned- maintenance |  |  | 2024 | Tier 3 | Transformer only |  |  |  | 2520095 | Sus |  | CompanyInitiated¦Plannedmaintenance¦¦
24-0082422 | Wildfire Mitigation | Planned - WSIP/System Hardening |  |  | 2024 | Tier 2 | Transformer only |  |  |  | 2520379 | Sus |  | WildfireMitigation¦PlannedWSIPSystemHardening¦¦
24-0082417 | Wildfire Mitigation | Planned - WSIP/System Hardening |  |  | 2024 | Tier 2 | Distribution Circuit |  |  |  | 2520102 | Sus |  | WildfireMitigation¦PlannedWSIPSystemHardening¦¦
24-0085330 | Wildfire Mitigation | Planned - WSIP/System Hardening |  |  | 2024 | Tier 2 | Transformer only |  |  |  | 2520128 | Sus |  | WildfireMitigation¦PlannedWSIPSystemHardening¦¦
24-0085346 | Company Initiated | Planned- maintenance |  |  | 2024 | Tier 3 | Transformer only |  |  |  | 2520130 | Sus |  | CompanyInitiated¦Plannedmaintenance¦¦
24-0085334 | Wildfire Mitigation | Planned - WSIP/System Hardening |  |  | 2024 | Tier 2 | Transformer only |  |  |  | 2520409 | Sus |  | WildfireMitigation¦PlannedWSIPSystemHardening¦¦
24-0085357 | Company Initiated | Planned- maintenance |  |  | 2024 | Tier 3 | Transformer only |  |  |  | 2520207 | Sus |  | CompanyInitiated¦Plannedmaintenance¦¦
24-0081196 | Company Initiated | Planned- maintenance |  |  | 2024 | Tier 3 | Transformer only |  |  |  | 2520430 | Sus |  | CompanyInitiated¦Plannedmaintenance¦¦
24-0081247 | Company Initiated | Planned- maintenance |  |  | 2024 | Tier 3 | Distribution Circuit |  |  |  | 2520308 | Sus |  | CompanyInitiated¦Plannedmaintenance¦¦
24-0089523 | Vegetation | Tree - branch fell on line | Conductor- Overhead | Broken- wire on ground | 2024 | Tier 3 | Distribution Circuit |  |  |  | 2520487 | Sus |  | Vegetation¦Treebranchfellonline¦ConductorOverhead¦Brokenwireonground
24-0089604 | Unknown Cause | Patrol - found nothing |  |  | 2024 | Tier 2 | Distribution Circuit |  |  |  | 2520752 | Sus |  | UnknownCause¦Patrolfoundnothing¦¦
24-0081725 | Company Initiated | Planned- maintenance |  |  | 2024 | Tier 2 | Distribution Circuit |  |  |  | 2520881 | Sus |  | CompanyInitiated¦Plannedmaintenance¦¦
24-0081375 | Wildfire Mitigation | Planned - WSIP/System Hardening |  |  | 2024 | Tier 3 | Transformer only |  |  |  | 2520946 | Sus |  | WildfireMitigation¦PlannedWSIPSystemHardening¦¦
24-0081397 | Wildfire Mitigation | Planned - WSIP/System Hardening |  |  | 2024 | Tier 3 | Distribution Circuit |  |  |  | 2520964 | Sus |  | WildfireMitigation¦PlannedWSIPSystemHardening¦¦
24-0081431 | Company Initiated | Planned- maintenance |  |  | 2024 | Tier 3 | Distribution Circuit |  |  |  | 2520982 | Sus |  | CompanyInitiated¦Plannedmaintenance¦¦
24-0081642 | Company Initiated | Planned- maintenance |  |  | 2024 | Tier 3 | Distribution Circuit |  |  |  | 2520988 | Sus |  | CompanyInitiated¦Plannedmaintenance¦¦
24-0081461 | Company Initiated | Planned- maintenance |  |  | 2024 | Tier 3 | Transformer only |  |  |  | 2521436 | Sus |  | CompanyInitiated¦Plannedmaintenance¦¦
24-0081406 | Company Initiated | Planned- maintenance |  |  | 2024 | Tier 3 | Transformer only |  |  |  | 2521070 | Sus |  | CompanyInitiated¦Plannedmaintenance¦¦
24-0081370 | Company Initiated | Planned- maintenance |  |  | 2024 | Tier 3 | Transformer only |  |  |  | 2521073 | Sus |  | CompanyInitiated¦Plannedmaintenance¦¦
24-0089813 | Company Initiated | Personnel- company | Fuse | Normal | 2024 | Tier 3 | Distribution Circuit |  |  |  | 2521195 | Sus |  | CompanyInitiated¦Personnelcompany¦Fuse¦Normal
24-0081730 | Company Initiated | Planned- maintenance |  |  | 2024 | Tier 2 | Distribution Circuit |  |  |  | 2521202 | Sus |  | CompanyInitiated¦Plannedmaintenance¦¦
24-0081265 | Company Initiated | Planned- maintenance |  |  | 2024 | Tier 3 | Transformer only |  |  |  | 2521432 | Sus |  | CompanyInitiated¦Plannedmaintenance¦¦
24-0081430 | Company Initiated | Planned- maintenance |  |  | 2024 | Tier 3 | Distribution Circuit |  |  |  | 2521766 | Sus |  | CompanyInitiated¦Plannedmaintenance¦¦
24-0090028 | Equipment Failure/Involved | Overhead | Transformer (OH) | Failed/Faulted | 2024 | Tier 2 | Distribution Circuit |  |  |  | 2521679 | Sus |  | EquipmentFailureInvolved¦Overhead¦Transformer(OH)¦FailedFaulted
24-0090078 | Equipment Failure/Involved | Overhead | Transformer (OH) | Failed/Faulted | 2024 | Tier 2 | Transformer only |  |  |  | 2521873 | Sus |  | EquipmentFailureInvolved¦Overhead¦Transformer(OH)¦FailedFaulted
24-0090153 | Unknown Cause | Patrol - found nothing |  |  | 2024 | Tier 2 | Distribution Circuit |  |  |  | 2522363 | Sus |  | UnknownCause¦Patrolfoundnothing¦¦
24-0090251 | Unknown Cause | Patrol - found nothing |  |  | 2024 | Tier 2 | Distribution Circuit |  |  |  | 2522758 | Sus |  | UnknownCause¦Patrolfoundnothing¦¦
24-0081743 | Wildfire Mitigation | Planned - WSIP/System Hardening |  |  | 2024 | Tier 2 | Distribution Circuit |  |  |  | 2522801 | Sus |  | WildfireMitigation¦PlannedWSIPSystemHardening¦¦
24-0080583 | Company Initiated | Planned- capital |  |  | 2024 | Tier 3 | Distribution Circuit |  |  |  | 2522923 | Sus |  | CompanyInitiated¦Plannedcapital¦¦
24-0080317 | Company Initiated | Planned- maintenance |  |  | 2024 | Tier 2 | Transformer only |  |  |  | 2522984 | Sus |  | CompanyInitiated¦Plannedmaintenance¦¦
24-0085144 | Company Initiated | Planned- maintenance |  |  | 2024 | Tier 2 | Distribution Circuit |  |  |  | 2522998 | Sus |  | CompanyInitiated¦Plannedmaintenance¦¦
24-0085903 | Wildfire Mitigation | Planned - WSIP/System Hardening |  |  | 2024 | Tier 2 | Transformer only |  |  |  | 2523019 | Sus |  | WildfireMitigation¦PlannedWSIPSystemHardening¦¦
24-0075701 | Company Initiated | Planned- capital |  |  | 2024 | Tier 2 | Distribution Circuit |  |  |  | 2522967 | Sus |  | CompanyInitiated¦Plannedcapital¦¦
24-0085547 | Company Initiated | Planned- maintenance |  |  | 2024 | Tier 2 | Transformer only |  |  |  | 2523500 | Sus |  | CompanyInitiated¦Plannedmaintenance¦¦
24-0090415 | Vegetation | Tree - fell into line | Conductor- Overhead | Broken | 2024 | Tier 3 | Distribution Circuit |  |  |  | 2523201 | Sus |  | Vegetation¦Treefellintoline¦ConductorOverhead¦Broken
24-0090474 | 3rd Party | Metallic Balloon | Conductor- Overhead | Normal | 2024 | Tier 3 | Distribution Circuit |  |  |  | 2523304 | Sus |  | 3rdParty¦MetallicBalloon¦ConductorOverhead¦Normal
24-0073907 | Company Initiated | Planned- capital |  |  | 2024 | Tier 2 | Distribution Circuit |  |  |  | 2523945 | Sus |  | CompanyInitiated¦Plannedcapital¦¦
24-0086564 | Company Initiated | Planned- maintenance |  |  | 2024 | Tier 2 | Transformer only |  |  |  | 2524058 | Sus |  | CompanyInitiated¦Plannedmaintenance¦¦
24-0081721 | Wildfire Mitigation | Planned - WSIP/System Hardening |  |  | 2024 | Tier 3 | Transformer only |  |  |  | 2524069 | Sus |  | WildfireMitigation¦PlannedWSIPSystemHardening¦¦
24-0081720 | Wildfire Mitigation | Planned - WSIP/System Hardening |  |  | 2024 | Tier 3 | Distribution Circuit |  |  |  | 2524071 | Sus |  | WildfireMitigation¦PlannedWSIPSystemHardening¦¦
24-0083604 | Wildfire Mitigation | Planned - WSIP/System Hardening |  |  | 2024 | Tier 2 | Distribution Circuit |  |  |  | 2524072 | Sus |  | WildfireMitigation¦PlannedWSIPSystemHardening¦¦
24-0085725 | Company Initiated | Planned- maintenance |  |  | 2024 | Tier 2 | Transformer only |  |  |  | 2524099 | Sus |  | CompanyInitiated¦Plannedmaintenance¦¦
24-0085719 | Company Initiated | Planned- maintenance |  |  | 2024 | Tier 2 | Distribution Circuit |  |  |  | 2524103 | Sus |  | CompanyInitiated¦Plannedmaintenance¦¦
24-0086104 | Company Initiated | Planned- maintenance |  |  | 2024 | Tier 2 | Transformer only |  |  |  | 2524137 | Sus |  | CompanyInitiated¦Plannedmaintenance¦¦
24-0084341 | Wildfire Mitigation | Planned - WSIP/System Hardening |  |  | 2024 | Tier 3 | Distribution Circuit |  |  |  | 2524073 | Sus |  | WildfireMitigation¦PlannedWSIPSystemHardening¦¦
24-0085674 | Wildfire Mitigation | Planned - WSIP/System Hardening |  |  | 2024 | Tier 2 | Transformer only |  |  |  | 2524157 | Sus |  | WildfireMitigation¦PlannedWSIPSystemHardening¦¦
24-0086019 | Company Initiated | Planned- maintenance |  |  | 2024 | Tier 3 | Transformer only |  |  |  | 2524200 | Sus |  | CompanyInitiated¦Plannedmaintenance¦¦
24-0081798 | Company Initiated | Planned- maintenance |  |  | 2024 | Tier 3 | Transformer only |  |  |  | 2524347 | Sus |  | CompanyInitiated¦Plannedmaintenance¦¦
24-0081810 | Company Initiated | Planned- maintenance |  |  | 2024 | Tier 3 | Distribution Circuit |  |  |  | 2524282 | Sus |  | CompanyInitiated¦Plannedmaintenance¦¦
24-0081652 | Company Initiated | Planned- maintenance |  |  | 2024 | Tier 3 | Distribution Circuit |  |  |  | 2524220 | Sus |  | CompanyInitiated¦Plannedmaintenance¦¦
24-0083063 | Company Initiated | Planned- maintenance |  |  | 2024 | Tier 2 | Distribution Circuit |  |  |  | 2524246 | Sus |  | CompanyInitiated¦Plannedmaintenance¦¦
24-0086602 | Company Initiated | Planned- maintenance |  |  | 2024 | Tier 2 | Distribution Circuit |  |  |  | 2524348 | Sus |  | CompanyInitiated¦Plannedmaintenance¦¦
24-0081755 | Wildfire Mitigation | Planned - WSIP/System Hardening |  |  | 2024 | Tier 3 | Transformer only |  |  |  | 2524379 | Sus |  | WildfireMitigation¦PlannedWSIPSystemHardening¦¦
24-0085723 | Wildfire Mitigation | Planned - WSIP/System Hardening |  |  | 2024 | Tier 3 | Transformer only |  |  |  | 2524410 | Sus |  | WildfireMitigation¦PlannedWSIPSystemHardening¦¦
24-0091186 | Vegetation | Tree - branch fell on line | Conductor- Overhead | Broken- wire on ground | 2024 | Tier 3 | Distribution Circuit |  |  |  | 2524976 | Sus |  | Vegetation¦Treebranchfellonline¦ConductorOverhead¦Brokenwireonground
24-0086141 | Wildfire Mitigation | Planned - WSIP/System Hardening |  |  | 2024 | Tier 2 | Distribution Circuit |  |  |  | 2526086 | Sus |  | WildfireMitigation¦PlannedWSIPSystemHardening¦¦
24-0086029 | Company Initiated | Planned- maintenance |  |  | 2024 | Tier 2 | Distribution Circuit |  |  |  | 2525382 | Sus |  | CompanyInitiated¦Plannedmaintenance¦¦
24-0082647 | Company Initiated | Planned- capital |  |  | 2024 | Tier 3 | Distribution Circuit |  |  |  | 2525407 | Sus |  | CompanyInitiated¦Plannedcapital¦¦
24-0078663 | Company Initiated | Planned- customer | Transformer | Normal | 2024 | Tier 3 | Transformer only |  |  |  | 2525398 | Sus |  | CompanyInitiated¦Plannedcustomer¦Transformer¦Normal
24-0086858 | Company Initiated | Planned- maintenance |  |  | 2024 | Tier 2 | Transformer only |  |  |  | 2525464 | Sus |  | CompanyInitiated¦Plannedmaintenance¦¦
24-0085997 | Company Initiated | Planned- maintenance |  |  | 2024 | Tier 3 | Distribution Circuit |  |  |  | 2525533 | Sus |  | CompanyInitiated¦Plannedmaintenance¦¦
24-0085946 | Company Initiated | Planned- maintenance |  |  | 2024 | Tier 3 | Transformer only |  |  |  | 2525513 | Sus |  | CompanyInitiated¦Plannedmaintenance¦¦
24-0086034 | Company Initiated | Planned- capital |  |  | 2024 | Tier 3 | Distribution Circuit |  |  |  | 2525536 | Sus |  | CompanyInitiated¦Plannedcapital¦¦
24-0085773 | Company Initiated | Planned- maintenance |  |  | 2024 | Tier 3 | Distribution Circuit |  |  |  | 2525664 | Sus |  | CompanyInitiated¦Plannedmaintenance¦¦
24-0086131 | Wildfire Mitigation | Planned - WSIP/System Hardening |  |  | 2024 | Tier 2 | Distribution Circuit |  |  |  | 2525678 | Sus |  | WildfireMitigation¦PlannedWSIPSystemHardening¦¦
24-0091422 | Company Initiated | Personnel- company | Recloser | Normal | 2024 | Tier 2 | Distribution Circuit |  |  |  | 2525653 | Sus |  | CompanyInitiated¦Personnelcompany¦Recloser¦Normal
24-0086107 | Company Initiated | Planned- maintenance |  |  | 2024 | Tier 3 | Distribution Circuit |  |  |  | 2525723 | Sus |  | CompanyInitiated¦Plannedmaintenance¦¦
24-0086016 | Company Initiated | Planned- maintenance |  |  | 2024 | Tier 2 | Distribution Circuit |  |  |  | 2525853 | Sus |  | CompanyInitiated¦Plannedmaintenance¦¦
24-0085782 | Company Initiated | Planned- maintenance |  |  | 2024 | Tier 3 | Transformer only |  |  |  | 2525878 | Sus |  | CompanyInitiated¦Plannedmaintenance¦¦
24-0091693 | Equipment Failure/Involved | Overhead | Pole-Wood | Broken | 2024 | Tier 2 | Distribution Circuit |  |  |  | 2526088 | Sus |  | EquipmentFailureInvolved¦Overhead¦PoleWood¦Broken
24-0091758 | Vegetation | Tree - fell into line | Conductor- Overhead | Normal | 2024 | Tier 3 | Distribution Circuit |  |  |  | 2526234 | Sus |  | Vegetation¦Treefellintoline¦ConductorOverhead¦Normal
24-0087255 | Company Initiated | Planned- maintenance |  |  | 2024 | Tier 2 | Transformer only |  |  |  | 2526402 | Sus |  | CompanyInitiated¦Plannedmaintenance¦¦
24-0086227 | Company Initiated | Planned- maintenance |  |  | 2024 | Tier 2 | Distribution Circuit |  |  |  | 2526982 | Sus |  | CompanyInitiated¦Plannedmaintenance¦¦
24-0086072 | Company Initiated | Planned- maintenance |  |  | 2024 | Tier 2 | Distribution Circuit |  |  |  | 2526465 | Sus |  | CompanyInitiated¦Plannedmaintenance¦¦
24-0083108 | Wildfire Mitigation | Planned - WSIP/System Hardening |  |  | 2024 | Tier 3 | Distribution Circuit |  |  |  | 2526468 | Sus |  | WildfireMitigation¦PlannedWSIPSystemHardening¦¦
24-0083728 | Company Initiated | Planned- maintenance |  |  | 2024 | Tier 3 | Distribution Circuit |  |  |  | 2526697 | Sus |  | CompanyInitiated¦Plannedmaintenance¦¦
24-0078687 | Wildfire Mitigation | Planned - WSIP/System Hardening |  |  | 2024 | Tier 3 | Transformer only |  |  |  | 2526508 | Sus |  | WildfireMitigation¦PlannedWSIPSystemHardening¦¦
24-0086151 | Wildfire Mitigation | Planned - WSIP/System Hardening |  |  | 2024 | Tier 3 | Distribution Circuit |  |  |  | 2526520 | Sus |  | WildfireMitigation¦PlannedWSIPSystemHardening¦¦
24-0086331 | Company Initiated | Planned- maintenance |  |  | 2024 | Tier 3 | Distribution Circuit |  |  |  | 2526527 | Sus |  | CompanyInitiated¦Plannedmaintenance¦¦
24-0086323 | Company Initiated | Planned- maintenance |  |  | 2024 | Tier 3 | Distribution Circuit |  |  |  | 2526539 | Sus |  | CompanyInitiated¦Plannedmaintenance¦¦
24-0086849 | Company Initiated | Planned- maintenance |  |  | 2024 | Tier 3 | Distribution Circuit |  |  |  | 2526546 | Sus |  | CompanyInitiated¦Plannedmaintenance¦¦
24-0091905 | Equipment Failure/Involved | Overhead | Fuse | Failed/Faulted | 2024 | Tier 3 | Distribution Circuit |  |  |  | 2526572 | Sus |  | EquipmentFailureInvolved¦Overhead¦Fuse¦FailedFaulted
24-0086690 | Company Initiated | Planned- maintenance |  |  | 2024 | Tier 2 | Distribution Circuit |  |  |  | 2526663 | Sus |  | CompanyInitiated¦Plannedmaintenance¦¦
24-0086165 | Company Initiated | Planned- maintenance |  |  | 2024 | Tier 3 | Transformer only |  |  |  | 2526716 | Sus |  | CompanyInitiated¦Plannedmaintenance¦¦
24-0086663 | Company Initiated | Planned- maintenance |  |  | 2024 | Tier 2 | Distribution Circuit |  |  |  | 2526755 | Sus |  | CompanyInitiated¦Plannedmaintenance¦¦
24-0086180 | Company Initiated | Planned- maintenance |  |  | 2024 | Tier 3 | Transformer only |  |  |  | 2526984 | Sus |  | CompanyInitiated¦Plannedmaintenance¦¦
24-0083123 | Company Initiated | Planned- maintenance |  |  | 2024 | Tier 3 | Distribution Circuit |  |  |  | 2526756 | Sus |  | CompanyInitiated¦Plannedmaintenance¦¦
24-0083130 | Wildfire Mitigation | Planned - WSIP/System Hardening |  |  | 2024 | Tier 3 | Transformer only |  |  |  | 2526812 | Sus |  | WildfireMitigation¦PlannedWSIPSystemHardening¦¦
24-0086851 | Wildfire Mitigation | Planned - WSIP/System Hardening |  |  | 2024 | Tier 3 | Distribution Circuit |  |  |  | 2527637 | Sus |  | WildfireMitigation¦PlannedWSIPSystemHardening¦¦
24-0087214 | Wildfire Mitigation | Planned - WSIP/System Hardening |  |  | 2024 | Tier 3 | Transformer only |  |  |  | 2527658 | Sus |  | WildfireMitigation¦PlannedWSIPSystemHardening¦¦
24-0092598 | Vegetation | Tree - branch fell on line | Conductor- Overhead | Normal | 2024 | Tier 3 | Distribution Circuit |  |  |  | 2527741 | Sus |  | Vegetation¦Treebranchfellonline¦ConductorOverhead¦Normal
24-0092641 | Unknown Cause | Patrol - not conducted |  |  | 2024 | Tier 3 | Transformer only |  |  |  | 2527826 | Sus |  | UnknownCause¦Patrolnotconducted¦¦
24-0092703 | Equipment Failure/Involved | Overhead | Jumper | Burned Open | 2024 | Tier 3 | Transformer only |  |  |  | 2528093 | Sus |  | EquipmentFailureInvolved¦Overhead¦Jumper¦BurnedOpen
24-0087263 | Company Initiated | Planned- maintenance |  |  | 2024 | Tier 2 | Transformer only |  |  |  | 2528191 | Sus |  | CompanyInitiated¦Plannedmaintenance¦¦
24-0087261 | Company Initiated | Planned- maintenance |  |  | 2024 | Tier 3 | Distribution Circuit |  |  |  | 2528250 | Sus |  | CompanyInitiated¦Plannedmaintenance¦¦
24-0092781 | Vegetation | Tree - branch fell on line | Conductor- Overhead | Broken- wire on ground | 2024 | Tier 3 | Distribution Circuit |  |  |  | 2528341 | Sus |  | Vegetation¦Treebranchfellonline¦ConductorOverhead¦Brokenwireonground
24-0092771 | 3rd Party | Vehicle | Crossarm- Wood | Broken | 2024 | Tier 2 | Distribution Circuit |  |  |  | 2528363 | Sus |  | 3rdParty¦Vehicle¦CrossarmWood¦Broken
24-0058103 | Company Initiated | Personnel- company | Recloser | Normal | 2024 | Tier 3 | Distribution Circuit |  |  |  | 2528666 | Sus |  | CompanyInitiated¦Personnelcompany¦Recloser¦Normal
24-0092924 | Vegetation | Tree - branch fell on line | Conductor- Overhead | Normal | 2024 | Tier 3 | Distribution Circuit |  |  |  | 2528752 | Sus |  | Vegetation¦Treebranchfellonline¦ConductorOverhead¦Normal
24-0092966 | Animal | Bird found | Conductor- Overhead | Normal | 2024 | Tier 2 | Distribution Circuit |  |  |  | 2528869 | Sus |  | Animal¦Birdfound¦ConductorOverhead¦Normal
24-0080824 | Wildfire Mitigation | Planned - WSIP/System Hardening |  |  | 2024 | Tier 3 | Distribution Circuit |  |  |  | 2529195 | Sus |  | WildfireMitigation¦PlannedWSIPSystemHardening¦¦
24-0088383 | Company Initiated | Planned- maintenance |  |  | 2024 | Tier 2 | Transformer only |  |  |  | 2529020 | Sus |  | CompanyInitiated¦Plannedmaintenance¦¦
24-0087924 | Wildfire Mitigation | Planned - WSIP/System Hardening |  |  | 2024 | Tier 3 | Distribution Circuit |  |  |  | 2529052 | Sus |  | WildfireMitigation¦PlannedWSIPSystemHardening¦¦
24-0087965 | Company Initiated | Planned- maintenance |  |  | 2024 | Tier 3 | Transformer only |  |  |  | 2529059 | Sus |  | CompanyInitiated¦Plannedmaintenance¦¦
24-0086143 | Company Initiated | Planned- maintenance |  |  | 2024 | Tier 2 | Distribution Circuit |  |  |  | 2529046 | Sus |  | CompanyInitiated¦Plannedmaintenance¦¦
24-0087868 | Wildfire Mitigation | Planned - WSIP/System Hardening |  |  | 2024 | Tier 3 | Transformer only |  |  |  | 2529065 | Sus |  | WildfireMitigation¦PlannedWSIPSystemHardening¦¦
24-0080843 | Company Initiated | Planned- maintenance |  |  | 2024 | Tier 3 | Transformer only |  |  |  | 2529075 | Sus |  | CompanyInitiated¦Plannedmaintenance¦¦
24-0087973 | Company Initiated | Planned- maintenance |  |  | 2024 | Tier 2 | Transformer only |  |  |  | 2529085 | Sus |  | CompanyInitiated¦Plannedmaintenance¦¦
24-0088031 | Company Initiated | Planned- maintenance |  |  | 2024 | Tier 2 | Transformer only |  |  |  | 2529097 | Sus |  | CompanyInitiated¦Plannedmaintenance¦¦
24-0086723 | Wildfire Mitigation | Planned - WSIP/System Hardening |  |  | 2024 | Tier 2 | Distribution Circuit |  |  |  | 2529130 | Sus |  | WildfireMitigation¦PlannedWSIPSystemHardening¦¦
24-0093124 | Unknown Cause | Patrol - found nothing |  |  | 2024 | Tier 2 | Transformer only |  |  |  | 2529138 | Sus |  | UnknownCause¦Patrolfoundnothing¦¦
24-0087944 | Company Initiated | Planned- maintenance |  |  | 2024 | Tier 3 | Transformer only |  |  |  | 2529202 | Sus |  | CompanyInitiated¦Plannedmaintenance¦¦
24-0088475 | Wildfire Mitigation | Planned - WSIP/System Hardening |  |  | 2024 | Tier 3 | Transformer only |  |  |  | 2529237 | Sus |  | WildfireMitigation¦PlannedWSIPSystemHardening¦¦
24-0087979 | Wildfire Mitigation | Planned - WSIP/System Hardening |  |  | 2024 | Tier 3 | Transformer only |  |  |  | 2529338 | Sus |  | WildfireMitigation¦PlannedWSIPSystemHardening¦¦
24-0088020 | Company Initiated | Planned- maintenance |  |  | 2024 | Tier 2 | Distribution Circuit |  |  |  | 2529254 | Sus |  | CompanyInitiated¦Plannedmaintenance¦¦
24-0087993 | Company Initiated | Planned- maintenance |  |  | 2024 | Tier 3 | Transformer only |  |  |  | 2529379 | Sus |  | CompanyInitiated¦Plannedmaintenance¦¦
24-0093474 | Equipment Failure/Involved | Underground | Transformer (UG) | Failed/Faulted | 2024 | Tier 2 | Distribution Circuit |  |  |  | 2529862 | Sus |  | EquipmentFailureInvolved¦Underground¦Transformer(UG)¦FailedFaulted
24-0088056 | Wildfire Mitigation | Planned - WSIP/System Hardening |  |  | 2024 | Tier 3 | Distribution Circuit |  |  |  | 2530133 | Sus |  | WildfireMitigation¦PlannedWSIPSystemHardening¦¦
24-0088920 | Wildfire Mitigation | Planned - WSIP/System Hardening |  |  | 2024 | Tier 2 | Distribution Circuit |  |  |  | 2530138 | Sus |  | WildfireMitigation¦PlannedWSIPSystemHardening¦¦
24-0088489 | Company Initiated | Planned- maintenance |  |  | 2024 | Tier 2 | Transformer only |  |  |  | 2530173 | Sus |  | CompanyInitiated¦Plannedmaintenance¦¦
24-0081188 | Company Initiated | Planned- maintenance |  |  | 2024 | Tier 3 | Transformer only |  |  |  | 2530204 | Sus |  | CompanyInitiated¦Plannedmaintenance¦¦
24-0088009 | Company Initiated | Planned- maintenance |  |  | 2024 | Tier 2 | Distribution Circuit |  |  |  | 2530220 | Sus |  | CompanyInitiated¦Plannedmaintenance¦¦
24-0088593 | Company Initiated | Planned- maintenance |  |  | 2024 | Tier 2 | Transformer only |  |  |  | 2530262 | Sus |  | CompanyInitiated¦Plannedmaintenance¦¦
24-0088438 | Wildfire Mitigation | Planned - WSIP/System Hardening |  |  | 2024 | Tier 2 | Transformer only |  |  |  | 2530274 | Sus |  | WildfireMitigation¦PlannedWSIPSystemHardening¦¦
24-0088446 | Wildfire Mitigation | Planned - WSIP/System Hardening |  |  | 2024 | Tier 2 | Transformer only |  |  |  | 2530322 | Sus |  | WildfireMitigation¦PlannedWSIPSystemHardening¦¦
24-0093934 | Vegetation | Tree - fell into line | Conductor- Overhead | Normal | 2024 | Tier 2 | Distribution Circuit |  |  |  | 2530527 | Sus |  | Vegetation¦Treefellintoline¦ConductorOverhead¦Normal
24-0086680 | Company Initiated | Planned- capital |  |  | 2024 | Tier 2 | Distribution Circuit |  |  |  | 2530923 | Sus |  | CompanyInitiated¦Plannedcapital¦¦
24-0094053 | Company Initiated | Personnel- company | Conductor- Overhead | Normal | 2024 | Tier 2 | Distribution Circuit |  |  |  | 2530956 | Sus |  | CompanyInitiated¦Personnelcompany¦ConductorOverhead¦Normal
24-0088618 | Wildfire Mitigation | Planned - WSIP/System Hardening |  |  | 2024 | Tier 3 | Distribution Circuit |  |  |  | 2530959 | Sus |  | WildfireMitigation¦PlannedWSIPSystemHardening¦¦
24-0088621 | Wildfire Mitigation | Planned - WSIP/System Hardening |  |  | 2024 | Tier 3 | Transformer only |  |  |  | 2530971 | Sus |  | WildfireMitigation¦PlannedWSIPSystemHardening¦¦
24-0080276 | Wildfire Mitigation | Planned - WSIP/System Hardening |  |  | 2024 | Tier 2 | Transformer only |  |  |  | 2531522 | Sus |  | WildfireMitigation¦PlannedWSIPSystemHardening¦¦
24-0088454 | Wildfire Mitigation | Planned - WSIP/System Hardening |  |  | 2024 | Tier 2 | Distribution Circuit |  |  |  | 2530996 | Sus |  | WildfireMitigation¦PlannedWSIPSystemHardening¦¦
24-0089474 | Company Initiated | Planned- maintenance |  |  | 2024 | Tier 2 | Transformer only |  |  |  | 2530997 | Sus |  | CompanyInitiated¦Plannedmaintenance¦¦
24-0089352 | Wildfire Mitigation | Planned - WSIP/System Hardening |  |  | 2024 | Tier 2 | Distribution Circuit |  |  |  | 2531029 | Sus |  | WildfireMitigation¦PlannedWSIPSystemHardening¦¦
24-0089405 | Wildfire Mitigation | Planned - WSIP/System Hardening |  |  | 2024 | Tier 3 | Distribution Circuit |  |  |  | 2531037 | Sus |  | WildfireMitigation¦PlannedWSIPSystemHardening¦¦
24-0089103 | Company Initiated | Planned- maintenance |  |  | 2024 | Tier 3 | Distribution Circuit |  |  |  | 2531053 | Sus |  | CompanyInitiated¦Plannedmaintenance¦¦
24-0088395 | Company Initiated | Planned- maintenance |  |  | 2024 | Tier 2 | Distribution Circuit |  |  |  | 2531083 | Sus |  | CompanyInitiated¦Plannedmaintenance¦¦
24-0088825 | Company Initiated | Planned- maintenance |  |  | 2024 | Tier 3 | Distribution Circuit |  |  |  | 2531092 | Sus |  | CompanyInitiated¦Plannedmaintenance¦¦
24-0093632 | Company Initiated | Planned- maintenance |  |  | 2024 | Tier 2 | Transformer only |  |  |  | 2531093 | Sus |  | CompanyInitiated¦Plannedmaintenance¦¦
24-0080830 | Company Initiated | Planned- capital |  |  | 2024 | Tier 3 | Distribution Circuit |  |  |  | 2531036 | Sus |  | CompanyInitiated¦Plannedcapital¦¦
24-0088632 | Company Initiated | Planned- maintenance |  |  | 2024 | Tier 3 | Transformer only |  |  |  | 2531458 | Sus |  | CompanyInitiated¦Plannedmaintenance¦¦
24-0089458 | Company Initiated | Planned- maintenance |  |  | 2024 | Tier 2 | Transformer only |  |  |  | 2531237 | Sus |  | CompanyInitiated¦Plannedmaintenance¦¦
24-0094564 | Vegetation | Tree - fell into line | Conductor- Overhead | Normal | 2024 | Tier 3 | Distribution Circuit |  |  |  | 2531648 | Sus |  | Vegetation¦Treefellintoline¦ConductorOverhead¦Normal
24-0088802 | Wildfire Mitigation | Planned - WSIP/System Hardening |  |  | 2024 | Tier 2 | Distribution Circuit |  |  |  | 2531756 | Sus |  | WildfireMitigation¦PlannedWSIPSystemHardening¦¦
24-0089236 | Wildfire Mitigation | Planned - WSIP/System Hardening |  |  | 2024 | Tier 2 | Transformer only |  |  |  | 2531762 | Sus |  | WildfireMitigation¦PlannedWSIPSystemHardening¦¦
24-0089330 | Company Initiated | Planned- maintenance |  |  | 2024 | Tier 2 | Transformer only |  |  |  | 2531791 | Sus |  | CompanyInitiated¦Plannedmaintenance¦¦
24-0089268 | Company Initiated | Planned- maintenance |  |  | 2024 | Tier 3 | Distribution Circuit |  |  |  | 2531802 | Sus |  | CompanyInitiated¦Plannedmaintenance¦¦
24-0089274 | Company Initiated | Planned- maintenance |  |  | 2024 | Tier 3 | Transformer only |  |  |  | 2531800 | Sus |  | CompanyInitiated¦Plannedmaintenance¦¦
24-0089245 | Wildfire Mitigation | Planned - WSIP/System Hardening |  |  | 2024 | Tier 2 | Transformer only |  |  |  | 2532153 | Sus |  | WildfireMitigation¦PlannedWSIPSystemHardening¦¦
24-0089335 | Company Initiated | Planned- maintenance |  |  | 2024 | Tier 2 | Transformer only |  |  |  | 2532420 | Sus |  | CompanyInitiated¦Plannedmaintenance¦¦
24-0089336 | Company Initiated | Planned- maintenance |  |  | 2024 | Tier 2 | Transformer only |  |  |  | 2532007 | Sus |  | CompanyInitiated¦Plannedmaintenance¦¦
24-0089475 | Company Initiated | Planned- maintenance |  |  | 2024 | Tier 3 | Transformer only |  |  |  | 2532012 | Sus |  | CompanyInitiated¦Plannedmaintenance¦¦
24-0089252 | Company Initiated | Planned- maintenance |  |  | 2024 | Tier 2 | Transformer only |  |  |  | 2532038 | Sus |  | CompanyInitiated¦Plannedmaintenance¦¦
24-0089342 | Wildfire Mitigation | Planned - WSIP/System Hardening |  |  | 2024 | Tier 2 | Transformer only |  |  |  | 2532178 | Sus |  | WildfireMitigation¦PlannedWSIPSystemHardening¦¦
24-0094945 | 3rd Party | Vehicle | Pole-Wood | Broken- wire on ground | 2024 | Tier 2 | Distribution Circuit |  |  |  | 2532487 | Sus |  | 3rdParty¦Vehicle¦PoleWood¦Brokenwireonground
24-0078642 | Company Initiated | Planned- capital |  |  | 2024 | Tier 3 | Distribution Circuit |  |  |  | 2532701 | Sus |  | CompanyInitiated¦Plannedcapital¦¦
24-0095054 | Equipment Failure/Involved | Overhead | Transformer (OH) | Failed/Faulted | 2024 | Tier 2 | Transformer only |  |  |  | 2532780 | Sus |  | EquipmentFailureInvolved¦Overhead¦Transformer(OH)¦FailedFaulted
24-0088808 | Company Initiated | Planned- maintenance |  |  | 2024 | Tier 2 | Transformer only |  |  |  | 2532789 | Sus |  | CompanyInitiated¦Plannedmaintenance¦¦
24-0089360 | Company Initiated | Planned- maintenance |  |  | 2024 | Tier 3 | Distribution Circuit |  |  |  | 2532813 | Sus |  | CompanyInitiated¦Plannedmaintenance¦¦
24-0088810 | Wildfire Mitigation | Planned - WSIP/System Hardening |  |  | 2024 | Tier 2 | Transformer only |  |  |  | 2533109 | Sus |  | WildfireMitigation¦PlannedWSIPSystemHardening¦¦
24-0089378 | Wildfire Mitigation | Planned - WSIP/System Hardening |  |  | 2024 | Tier 3 | Transformer only |  |  |  | 2533093 | Sus |  | WildfireMitigation¦PlannedWSIPSystemHardening¦¦
24-0095327 | Equipment Failure/Involved | Underground | Other | Deteriorated | 2024 | Tier 2 | Distribution Circuit |  |  |  | 2533310 | Sus |  | EquipmentFailureInvolved¦Underground¦Other¦Deteriorated
24-0090686 | Company Initiated | Planned- maintenance |  |  | 2024 | Tier 3 | Distribution Circuit |  |  |  | 2533562 | Sus |  | CompanyInitiated¦Plannedmaintenance¦¦
24-0078729 | Company Initiated | Planned- capital |  |  | 2024 | Tier 3 | Distribution Circuit |  |  |  | 2533536 | Sus |  | CompanyInitiated¦Plannedcapital¦¦
24-0088922 | Company Initiated | Planned- maintenance |  |  | 2024 | Tier 3 | Distribution Circuit |  |  |  | 2533571 | Sus |  | CompanyInitiated¦Plannedmaintenance¦¦
24-0095459 | Vegetation | Tree - fell into line | Crossarm- Wood | Broken | 2024 | Tier 3 | Distribution Circuit |  |  |  | 2533899 | Sus |  | Vegetation¦Treefellintoline¦CrossarmWood¦Broken
24-0095493 | Vegetation | Tree - fell into line | Conductor- Overhead | Normal | 2024 | Tier 3 | Distribution Circuit |  |  |  | 2533986 | Sus |  | Vegetation¦Treefellintoline¦ConductorOverhead¦Normal
24-0058103 | Company Initiated | Planned- capital |  |  | 2024 | Tier 3 | Substation - Transmission |  |  |  | 2534397 | Sus |  | CompanyInitiated¦Plannedcapital¦¦
24-0083561 | Wildfire Mitigation | Planned - WSIP/System Hardening |  |  | 2024 | Tier 3 | Distribution Circuit |  |  |  | 2534710 | Sus |  | WildfireMitigation¦PlannedWSIPSystemHardening¦¦
24-0090483 | Company Initiated | Planned- maintenance |  |  | 2024 | Tier 2 | Transformer only |  |  |  | 2534760 | Sus |  | CompanyInitiated¦Plannedmaintenance¦¦
24-0089425 | Wildfire Mitigation | Planned - WSIP/System Hardening |  |  | 2024 | Tier 2 | Distribution Circuit |  |  |  | 2534763 | Sus |  | WildfireMitigation¦PlannedWSIPSystemHardening¦¦
24-0090393 | Wildfire Mitigation | Planned - WSIP/System Hardening |  |  | 2024 | Tier 3 | Transformer only |  |  |  | 2534793 | Sus |  | WildfireMitigation¦PlannedWSIPSystemHardening¦¦
24-0090392 | Wildfire Mitigation | Planned - WSIP/System Hardening |  |  | 2024 | Tier 3 | Distribution Circuit |  |  |  | 2534796 | Sus |  | WildfireMitigation¦PlannedWSIPSystemHardening¦¦
24-0089755 | Company Initiated | Planned- capital |  |  | 2024 | Tier 2 | Distribution Circuit |  |  |  | 2534831 | Sus |  | CompanyInitiated¦Plannedcapital¦¦
24-0089713 | Company Initiated | Planned- maintenance |  |  | 2024 | Tier 2 | Transformer only |  |  |  | 2535101 | Sus |  | CompanyInitiated¦Plannedmaintenance¦¦
24-0090908 | Company Initiated | Planned- maintenance |  |  | 2024 | Tier 3 | Distribution Circuit |  |  |  | 2534808 | Sus |  | CompanyInitiated¦Plannedmaintenance¦¦
24-0093687 | Company Initiated | Planned- maintenance |  |  | 2024 | Tier 3 | Transformer only |  |  |  | 2534809 | Sus |  | CompanyInitiated¦Plannedmaintenance¦¦
24-0090759 | Company Initiated | Planned- maintenance |  |  | 2024 | Tier 3 | Distribution Circuit |  |  |  | 2535011 | Sus |  | CompanyInitiated¦Plannedmaintenance¦¦
24-0093670 | Company Initiated | Planned- maintenance |  |  | 2024 | Tier 3 | Transformer only |  |  |  | 2535003 | Sus |  | CompanyInitiated¦Plannedmaintenance¦¦
24-0095897 | Vegetation | Tree - branch fell on line | Conductor- Overhead | Normal | 2024 | Tier 3 | Distribution Circuit |  |  |  | 2535001 | Sus |  | Vegetation¦Treebranchfellonline¦ConductorOverhead¦Normal
24-0090921 | Wildfire Mitigation | Planned - WSIP/System Hardening |  |  | 2024 | Tier 3 | Transformer only |  |  |  | 2535275 | Sus |  | WildfireMitigation¦PlannedWSIPSystemHardening¦¦
24-0090399 | Company Initiated | Planned- maintenance |  |  | 2024 | Tier 3 | Transformer only |  |  |  | 2535334 | Sus |  | CompanyInitiated¦Plannedmaintenance¦¦
24-0090389 | Wildfire Mitigation | Planned - WSIP/System Hardening |  |  | 2024 | Tier 3 | Transformer only |  |  |  | 2535178 | Sus |  | WildfireMitigation¦PlannedWSIPSystemHardening¦¦
24-0090388 | Wildfire Mitigation | Planned - WSIP/System Hardening |  |  | 2024 | Tier 3 | Distribution Circuit |  |  |  | 2535176 | Sus |  | WildfireMitigation¦PlannedWSIPSystemHardening¦¦
24-0083565 | Wildfire Mitigation | Planned - WSIP/System Hardening |  |  | 2024 | Tier 3 | Distribution Circuit |  |  |  | 2535619 | Sus |  | WildfireMitigation¦PlannedWSIPSystemHardening¦¦
24-0090560 | Company Initiated | Planned- maintenance |  |  | 2024 | Tier 2 | Transformer only |  |  |  | 2535642 | Sus |  | CompanyInitiated¦Plannedmaintenance¦¦
24-0091365 | Company Initiated | Planned- maintenance |  |  | 2024 | Tier 2 | Transformer only |  |  |  | 2535955 | Sus |  | CompanyInitiated¦Plannedmaintenance¦¦
24-0090576 | Company Initiated | Planned- maintenance |  |  | 2024 | Tier 2 | Distribution Circuit |  |  |  | 2536076 | Sus |  | CompanyInitiated¦Plannedmaintenance¦¦
24-0083589 | Company Initiated | Planned- maintenance |  |  | 2024 | Tier 2 | Distribution Circuit |  |  |  | 2535674 | Sus |  | CompanyInitiated¦Plannedmaintenance¦¦
24-0090909 | Company Initiated | Planned- maintenance |  |  | 2024 | Tier 3 | Distribution Circuit |  |  |  | 2535679 | Sus |  | CompanyInitiated¦Plannedmaintenance¦¦
24-0090360 | Company Initiated | Planned- maintenance |  |  | 2024 | Tier 2 | Transformer only |  |  |  | 2535691 | Sus |  | CompanyInitiated¦Plannedmaintenance¦¦
24-0089821 | Company Initiated | Planned- maintenance |  |  | 2024 | Tier 2 | Distribution Circuit |  |  |  | 2535711 | Sus |  | CompanyInitiated¦Plannedmaintenance¦¦
24-0090520 | Company Initiated | Planned- maintenance |  |  | 2024 | Tier 3 | Distribution Circuit |  |  |  | 2535705 | Sus |  | CompanyInitiated¦Plannedmaintenance¦¦
24-0090895 | Wildfire Mitigation | Planned - WSIP/System Hardening |  |  | 2024 | Tier 3 | Transformer only |  |  |  | 2535713 | Sus |  | WildfireMitigation¦PlannedWSIPSystemHardening¦¦
24-0090894 | Wildfire Mitigation | Planned - WSIP/System Hardening |  |  | 2024 | Tier 3 | Distribution Circuit |  |  |  | 2535926 | Sus |  | WildfireMitigation¦PlannedWSIPSystemHardening¦¦
24-0091516 | Company Initiated | Planned- maintenance |  |  | 2024 | Tier 2 | Distribution Circuit |  |  |  | 2535708 | Sus |  | CompanyInitiated¦Plannedmaintenance¦¦
24-0091303 | Company Initiated | Planned- maintenance |  |  | 2024 | Tier 3 | Distribution Circuit |  |  |  | 2535743 | Sus |  | CompanyInitiated¦Plannedmaintenance¦¦
24-0090885 | Company Initiated | Planned- maintenance |  |  | 2024 | Tier 2 | Transformer only |  |  |  | 2535939 | Sus |  | CompanyInitiated¦Plannedmaintenance¦¦
24-0090946 | Company Initiated | Planned- maintenance |  |  | 2024 | Tier 3 | Transformer only |  |  |  | 2535942 | Sus |  | CompanyInitiated¦Plannedmaintenance¦¦
24-0096444 | Vegetation | Tree - branch fell on line | Secondary | Broken | 2024 | Tier 2 | Distribution Circuit |  |  |  | 2535970 | Sus |  | Vegetation¦Treebranchfellonline¦Secondary¦Broken
24-0089409 | Wildfire Mitigation | Planned - WSIP/System Hardening |  |  | 2024 | Tier 3 | Distribution Circuit |  |  |  | 2536524 | Sus |  | WildfireMitigation¦PlannedWSIPSystemHardening¦¦
24-0091841 | Wildfire Mitigation | Planned - WSIP/System Hardening |  |  | 2024 | Tier 3 | Transformer only |  |  |  | 2536564 | Sus |  | WildfireMitigation¦PlannedWSIPSystemHardening¦¦
24-0091840 | Wildfire Mitigation | Planned - WSIP/System Hardening |  |  | 2024 | Tier 3 | Distribution Circuit |  |  |  | 2536572 | Sus |  | WildfireMitigation¦PlannedWSIPSystemHardening¦¦
24-0091963 | Company Initiated | Planned- maintenance |  |  | 2024 | Tier 2 | Transformer only |  |  |  | 2536739 | Sus |  | CompanyInitiated¦Plannedmaintenance¦¦
24-0092479 | Wildfire Mitigation | Planned - WSIP/System Hardening |  |  | 2024 | Tier 2 | Distribution Circuit |  |  |  | 2536559 | Sus |  | WildfireMitigation¦PlannedWSIPSystemHardening¦¦
24-0084343 | Company Initiated | Planned- maintenance |  |  | 2024 | Tier 2 | Transformer only |  |  |  | 2536580 | Sus |  | CompanyInitiated¦Plannedmaintenance¦¦
24-0091383 | Company Initiated | Planned- maintenance |  |  | 2024 | Tier 3 | Distribution Circuit |  |  |  | 2536583 | Sus |  | CompanyInitiated¦Plannedmaintenance¦¦
24-0083993 | Wildfire Mitigation | Planned - WSIP/System Hardening |  |  | 2024 | Tier 3 | Transformer only |  |  |  | 2536600 | Sus |  | WildfireMitigation¦PlannedWSIPSystemHardening¦¦
24-0090594 | Company Initiated | Planned- maintenance |  |  | 2024 | Tier 3 | Distribution Circuit |  |  |  | 2536616 | Sus |  | CompanyInitiated¦Plannedmaintenance¦¦
24-0091825 | Wildfire Mitigation | Planned - WSIP/System Hardening |  |  | 2024 | Tier 3 | Distribution Circuit |  |  |  | 2536782 | Sus |  | WildfireMitigation¦PlannedWSIPSystemHardening¦¦
24-0091847 | Wildfire Mitigation | Planned - WSIP/System Hardening |  |  | 2024 | Tier 3 | Distribution Circuit |  |  |  | 2536692 | Sus |  | WildfireMitigation¦PlannedWSIPSystemHardening¦¦
24-0091861 | Company Initiated | Planned- maintenance |  |  | 2024 | Tier 3 | Transformer only |  |  |  | 2537451 | Sus |  | CompanyInitiated¦Plannedmaintenance¦¦
24-0091087 | Company Initiated | Planned- maintenance |  |  | 2024 | Tier 2 | Distribution Circuit |  |  |  | 2537470 | Sus |  | CompanyInitiated¦Plannedmaintenance¦¦
24-0090347 | Company Initiated | Planned- maintenance |  |  | 2024 | Tier 2 | Transformer only |  |  |  | 2537492 | Sus |  | CompanyInitiated¦Plannedmaintenance¦¦
24-0083955 | Company Initiated | Planned- maintenance |  |  | 2024 | Tier 3 | Distribution Circuit |  |  |  | 2537520 | Sus |  | CompanyInitiated¦Plannedmaintenance¦¦
24-0083957 | Company Initiated | Planned- maintenance |  |  | 2024 | Tier 3 | Transformer only |  |  |  | 2537523 | Sus |  | CompanyInitiated¦Plannedmaintenance¦¦
24-0089367 | Company Initiated | Planned- maintenance |  |  | 2024 | Tier 3 | Distribution Circuit |  |  |  | 2537515 | Sus |  | CompanyInitiated¦Plannedmaintenance¦¦
24-0089433 | Company Initiated | Planned- maintenance |  |  | 2024 | Tier 2 | Distribution Circuit |  |  |  | 2537555 | Sus |  | CompanyInitiated¦Plannedmaintenance¦¦
24-0091868 | Wildfire Mitigation | Planned - WSIP/System Hardening |  |  | 2024 | Tier 3 | Transformer only |  |  |  | 2537827 | Sus |  | WildfireMitigation¦PlannedWSIPSystemHardening¦¦
24-0091085 | Wildfire Mitigation | Planned - WSIP/System Hardening |  |  | 2024 | Tier 2 | Distribution Circuit |  |  |  | 2537845 | Sus |  | WildfireMitigation¦PlannedWSIPSystemHardening¦¦
24-0097331 | 3rd Party | Customer Equipment | Conductor- Overhead | Normal | 2024 | Tier 3 | Distribution Circuit |  |  |  | 2537901 | Sus |  | 3rdParty¦CustomerEquipment¦ConductorOverhead¦Normal
24-0092383 | Company Initiated | Planned- maintenance |  |  | 2024 | Tier 2 | Transformer only |  |  |  | 2538558 | Sus |  | CompanyInitiated¦Plannedmaintenance¦¦
24-0092021 | Company Initiated | Planned- maintenance |  |  | 2024 | Tier 2 | Distribution Circuit |  |  |  | 2538568 | Sus |  | CompanyInitiated¦Plannedmaintenance¦¦
24-0092543 | Wildfire Mitigation | Planned - WSIP/System Hardening |  |  | 2024 | Tier 2 | Distribution Circuit |  |  |  | 2538579 | Sus |  | WildfireMitigation¦PlannedWSIPSystemHardening¦¦
24-0092361 | Wildfire Mitigation | Planned - WSIP/System Hardening |  |  | 2024 | Tier 3 | Transformer only |  |  |  | 2538636 | Sus |  | WildfireMitigation¦PlannedWSIPSystemHardening¦¦
24-0092518 | Company Initiated | Planned- maintenance |  |  | 2024 | Tier 2 | Transformer only |  |  |  | 2538787 | Sus |  | CompanyInitiated¦Plannedmaintenance¦¦
24-0097941 | Unknown Cause | Patrol - found nothing |  |  | 2024 | Tier 3 | Distribution Circuit |  |  |  | 2539132 | Sus |  | UnknownCause¦Patrolfoundnothing¦¦
24-0097956 | Vegetation | Tree - fell into line | Conductor- Overhead | Broken- wire on ground | 2024 | Tier 2 | Distribution Circuit |  |  |  | 2539157 | Sus |  | Vegetation¦Treefellintoline¦ConductorOverhead¦Brokenwireonground
24-0097966 | Equipment Failure/Involved | Overhead | Crossarm- Wood | Deteriorated | 2024 | Tier 2 | Transformer only |  |  |  | 2539242 | Sus |  | EquipmentFailureInvolved¦Overhead¦CrossarmWood¦Deteriorated
24-0098024 | Equipment Failure/Involved | Underground | Conductor- Underground | Broken | 2024 | Tier 2 | Distribution Circuit |  |  |  | 2539528 | Sus |  | EquipmentFailureInvolved¦Underground¦ConductorUnderground¦Broken
24-0098204 | Unknown Cause | Patrol - found nothing |  |  | 2024 | Tier 2 | Distribution Circuit |  |  |  | 2540006 | Sus |  | UnknownCause¦Patrolfoundnothing¦¦
24-0086652 | Wildfire Mitigation | Planned - WSIP/System Hardening |  |  | 2024 | Tier 3 | Distribution Circuit |  |  |  | 2540180 | Sus |  | WildfireMitigation¦PlannedWSIPSystemHardening¦¦
24-0093108 | Wildfire Mitigation | Planned - WSIP/System Hardening |  |  | 2024 | Tier 2 | Distribution Circuit |  |  |  | 2540205 | Sus |  | WildfireMitigation¦PlannedWSIPSystemHardening¦¦
24-0093560 | Company Initiated | Planned- maintenance |  |  | 2024 | Tier 2 | Transformer only |  |  |  | 2540244 | Sus |  | CompanyInitiated¦Plannedmaintenance¦¦
24-0093579 | Company Initiated | Planned- maintenance |  |  | 2024 | Tier 2 | Transformer only |  |  |  | 2540448 | Sus |  | CompanyInitiated¦Plannedmaintenance¦¦
24-0094087 | Wildfire Mitigation | Planned - WSIP/System Hardening |  |  | 2024 | Tier 2 | Transformer only |  |  |  | 2541011 | Sus |  | WildfireMitigation¦PlannedWSIPSystemHardening¦¦
24-0093194 | Company Initiated | Planned- maintenance |  |  | 2024 | Tier 2 | Distribution Circuit |  |  |  | 2541045 | Sus |  | CompanyInitiated¦Plannedmaintenance¦¦
24-0086667 | Company Initiated | Planned- maintenance |  |  | 2024 | Tier 3 | Distribution Circuit |  |  |  | 2541149 | Sus |  | CompanyInitiated¦Plannedmaintenance¦¦
24-0088400 | Company Initiated | Planned- capital |  |  | 2024 | Tier 2 | Distribution Circuit |  |  |  | 2541148 | Sus |  | CompanyInitiated¦Plannedcapital¦¦
24-0094103 | Wildfire Mitigation | Planned - WSIP/System Hardening |  |  | 2024 | Tier 2 | Transformer only |  |  |  | 2541176 | Sus |  | WildfireMitigation¦PlannedWSIPSystemHardening¦¦
24-0093763 | Company Initiated | Planned- maintenance |  |  | 2024 | Tier 3 | Distribution Circuit |  |  |  | 2541832 | Sus |  | CompanyInitiated¦Plannedmaintenance¦¦
24-0093058 | Company Initiated | Planned- maintenance |  |  | 2024 | Tier 3 | Distribution Circuit |  |  |  | 2541978 | Sus |  | CompanyInitiated¦Plannedmaintenance¦¦
24-0090768 | Wildfire Mitigation | Planned - WSIP/System Hardening |  |  | 2024 | Tier 3 | Transformer only |  |  |  | 2541923 | Sus |  | WildfireMitigation¦PlannedWSIPSystemHardening¦¦
24-0086829 | Company Initiated | Planned- capital |  |  | 2024 | Tier 3 | Distribution Circuit |  |  |  | 2541837 | Sus |  | CompanyInitiated¦Plannedcapital¦¦
24-0080481 | Company Initiated | Planned- capital |  |  | 2024 | Tier 3 | Distribution Circuit |  |  |  | 2541925 | Sus |  | CompanyInitiated¦Plannedcapital¦¦
24-0094314 | Company Initiated | Planned- maintenance |  |  | 2024 | Tier 2 | Distribution Circuit |  |  |  | 2542190 | Sus |  | CompanyInitiated¦Plannedmaintenance¦¦
24-0086713 | Company Initiated | Planned- maintenance |  |  | 2024 | Tier 3 | Transformer only |  |  |  | 2541941 | Sus |  | CompanyInitiated¦Plannedmaintenance¦¦
24-0091959 | Company Initiated | Planned- maintenance |  |  | 2024 | Tier 2 | Transformer only |  |  |  | 2542034 | Sus |  | CompanyInitiated¦Plannedmaintenance¦¦
24-0099245 | Equipment Failure/Involved | Overhead | Crossarm- Wood | Deteriorated | 2024 | Tier 2 | Transformer only |  |  |  | 2541973 | Sus |  | EquipmentFailureInvolved¦Overhead¦CrossarmWood¦Deteriorated
24-0090538 | Wildfire Mitigation | Planned - WSIP/System Hardening |  |  | 2024 | Tier 3 | Distribution Circuit |  |  |  | 2542005 | Sus |  | WildfireMitigation¦PlannedWSIPSystemHardening¦¦
24-0099352 | Equipment Failure/Involved | Overhead | Fuse | Broken | 2024 | Tier 2 | Transformer only |  |  |  | 2542159 | Sus |  | EquipmentFailureInvolved¦Overhead¦Fuse¦Broken
24-0093640 | Wildfire Mitigation | Planned - WSIP/System Hardening |  |  | 2024 | Tier 2 | Transformer only |  |  |  | 2542394 | Sus |  | WildfireMitigation¦PlannedWSIPSystemHardening¦¦
24-0099433 | Equipment Failure/Involved | Overhead | Fuse | Failed/Faulted | 2024 | Tier 2 | Transformer only |  |  |  | 2542284 | Sus |  | EquipmentFailureInvolved¦Overhead¦Fuse¦FailedFaulted
24-0095082 | Wildfire Mitigation | Planned - WSIP/System Hardening |  |  | 2024 | Tier 2 | Distribution Circuit |  |  |  | 2542798 | Sus |  | WildfireMitigation¦PlannedWSIPSystemHardening¦¦
24-0095247 | Company Initiated | Planned- maintenance |  |  | 2024 | Tier 2 | Distribution Circuit |  |  |  | 2542809 | Sus |  | CompanyInitiated¦Plannedmaintenance¦¦
24-0093287 | Company Initiated | Planned- maintenance |  |  | 2024 | Tier 3 | Transformer only |  |  |  | 2543043 | Sus |  | CompanyInitiated¦Plannedmaintenance¦¦
24-0095448 | Company Initiated | Planned- maintenance |  |  | 2024 | Tier 2 | Distribution Circuit |  |  |  | 2543128 | Sus |  | CompanyInitiated¦Plannedmaintenance¦¦
24-0086724 | Wildfire Mitigation | Planned - WSIP/System Hardening |  |  | 2024 | Tier 3 | Distribution Circuit |  |  |  | 2543475 | Sus |  | WildfireMitigation¦PlannedWSIPSystemHardening¦¦
24-0093713 | Company Initiated | Planned- maintenance |  |  | 2024 | Tier 3 | Distribution Circuit |  |  |  | 2543526 | Sus |  | CompanyInitiated¦Plannedmaintenance¦¦
24-0091980 | Company Initiated | Planned- maintenance |  |  | 2024 | Tier 2 | Transformer only |  |  |  | 2543594 | Sus |  | CompanyInitiated¦Plannedmaintenance¦¦
24-0100207 | Equipment Failure/Involved | Overhead | Transformer (OH) | Failed/Faulted | 2024 | Tier 3 | Transformer only |  |  |  | 2544077 | Sus |  | EquipmentFailureInvolved¦Overhead¦Transformer(OH)¦FailedFaulted
24-0100254 | Animal | Squirrel | Cutout- fuse holder | Normal | 2024 | Tier 3 | Distribution Circuit |  |  |  | 2544296 | Sus |  | Animal¦Squirrel¦Cutoutfuseholder¦Normal
24-0100284 | Unknown Cause | Patrol - found nothing |  |  | 2024 | Tier 2 | Distribution Circuit |  |  |  | 2544357 | Sus |  | UnknownCause¦Patrolfoundnothing¦¦
24-0100342 | Animal | Squirrel | Fuse | Normal | 2024 | Tier 3 | Distribution Circuit |  |  |  | 2544593 | Sus |  | Animal¦Squirrel¦Fuse¦Normal
24-0100439 | Vegetation | Tree - fell into line | Conductor- Overhead | Normal | 2024 | Tier 2 | Distribution Circuit |  |  |  | 2544936 | Sus |  | Vegetation¦Treefellintoline¦ConductorOverhead¦Normal
24-0100486 | Company Initiated | Personnel- company | Conductor- Overhead | Normal | 2024 | Tier 2 | Distribution Circuit |  |  |  | 2545135 | Sus |  | CompanyInitiated¦Personnelcompany¦ConductorOverhead¦Normal
24-0094130 | Wildfire Mitigation | Planned - WSIP/System Hardening |  |  | 2024 | Tier 2 | Distribution Circuit |  |  |  | 2545310 | Sus |  | WildfireMitigation¦PlannedWSIPSystemHardening¦¦
24-0100500 | Vegetation | Tree - fell into line | Conductor- Overhead | Together | 2024 | Tier 3 | Distribution Circuit |  |  |  | 2545210 | Sus |  | Vegetation¦Treefellintoline¦ConductorOverhead¦Together
24-0093848 | Company Initiated | Planned- maintenance |  |  | 2024 | Tier 3 | Distribution Circuit |  |  |  | 2545214 | Sus |  | CompanyInitiated¦Plannedmaintenance¦¦
24-0091455 | Wildfire Mitigation | Planned - WSIP/System Hardening |  |  | 2024 | Tier 3 | Distribution Circuit |  |  |  | 2545244 | Sus |  | WildfireMitigation¦PlannedWSIPSystemHardening¦¦
24-0094074 | Company Initiated | Planned- maintenance |  |  | 2024 | Tier 3 | Transformer only |  |  |  | 2545680 | Sus |  | CompanyInitiated¦Plannedmaintenance¦¦
24-0094141 | Company Initiated | Planned- maintenance |  |  | 2024 | Tier 2 | Distribution Circuit |  |  |  | 2546203 | Sus |  | CompanyInitiated¦Plannedmaintenance¦¦
24-0093867 | Company Initiated | Planned- maintenance |  |  | 2024 | Tier 3 | Transformer only |  |  |  | 2546332 | Sus |  | CompanyInitiated¦Plannedmaintenance¦¦
24-0096739 | Company Initiated | Planned- maintenance |  |  | 2024 | Tier 3 | Transformer only |  |  |  | 2546268 | Sus |  | CompanyInitiated¦Plannedmaintenance¦¦
24-0096349 | Company Initiated | Planned- maintenance |  |  | 2024 | Tier 2 | Transformer only |  |  |  | 2546320 | Sus |  | CompanyInitiated¦Plannedmaintenance¦¦
24-0093875 | Company Initiated | Planned- maintenance |  |  | 2024 | Tier 3 | Transformer only |  |  |  | 2546392 | Sus |  | CompanyInitiated¦Plannedmaintenance¦¦
24-0094641 | Wildfire Mitigation | Planned - WSIP/System Hardening |  |  | 2024 | Tier 3 | Distribution Circuit |  |  |  | 2547093 | Sus |  | WildfireMitigation¦PlannedWSIPSystemHardening¦¦
24-0094667 | Company Initiated | Planned- maintenance |  |  | 2024 | Tier 2 | Distribution Circuit |  |  |  | 2547110 | Sus |  | CompanyInitiated¦Plannedmaintenance¦¦
24-0091518 | Company Initiated | Planned- capital |  |  | 2024 | Tier 2 | Distribution Circuit |  |  |  | 2547101 | Sus |  | CompanyInitiated¦Plannedcapital¦¦
24-0094146 | Company Initiated | Planned- maintenance |  |  | 2024 | Tier 3 | Distribution Circuit |  |  |  | 2547115 | Sus |  | CompanyInitiated¦Plannedmaintenance¦¦
24-0095956 | Wildfire Mitigation | Planned - WSIP/System Hardening |  |  | 2024 | Tier 2 | Transformer only |  |  |  | 2547178 | Sus |  | WildfireMitigation¦PlannedWSIPSystemHardening¦¦
24-0093914 | Company Initiated | Planned- maintenance |  |  | 2024 | Tier 3 | Distribution Circuit |  |  |  | 2547180 | Sus |  | CompanyInitiated¦Plannedmaintenance¦¦
24-0093903 | Company Initiated | Planned- maintenance |  |  | 2024 | Tier 3 | Distribution Circuit |  |  |  | 2547216 | Sus |  | CompanyInitiated¦Plannedmaintenance¦¦
24-0094648 | Wildfire Mitigation | Planned - WSIP/System Hardening |  |  | 2024 | Tier 3 | Distribution Circuit |  |  |  | 2547221 | Sus |  | WildfireMitigation¦PlannedWSIPSystemHardening¦¦
24-0096006 | Company Initiated | Planned- maintenance |  |  | 2024 | Tier 2 | Distribution Circuit |  |  |  | 2547239 | Sus |  | CompanyInitiated¦Plannedmaintenance¦¦
24-0095984 | Company Initiated | Planned- maintenance |  |  | 2024 | Tier 2 | Distribution Circuit |  |  |  | 2547268 | Sus |  | CompanyInitiated¦Plannedmaintenance¦¦
24-0101722 | Vegetation | Tree - fell into line | Conductor- Overhead | Normal | 2024 | Tier 3 | Distribution Circuit |  |  |  | 2547819 | Sus |  | Vegetation¦Treefellintoline¦ConductorOverhead¦Normal
24-0085918 | Company Initiated | Planned- maintenance |  |  | 2024 | Tier 3 | Distribution Circuit |  |  |  | 2547802 | Sus |  | CompanyInitiated¦Plannedmaintenance¦¦
24-0101782 | 3rd Party | Customer Equipment | Conductor- Overhead | Normal | 2024 | Tier 3 | Distribution Circuit |  |  |  | 2547833 | Sus |  | 3rdParty¦CustomerEquipment¦ConductorOverhead¦Normal
24-0093088 | Company Initiated | Planned- maintenance |  |  | 2024 | Tier 3 | Distribution Circuit |  |  |  | 2547892 | Sus |  | CompanyInitiated¦Plannedmaintenance¦¦
24-0081235 | Company Initiated | Planned- maintenance |  |  | 2024 | Tier 2 | Transformer only |  |  |  | 2548848 | Sus |  | CompanyInitiated¦Plannedmaintenance¦¦
24-0094178 | Company Initiated | Planned- maintenance |  |  | 2024 | Tier 3 | Distribution Circuit |  |  |  | 2547967 | Sus |  | CompanyInitiated¦Plannedmaintenance¦¦
24-0094159 | Company Initiated | Planned- maintenance |  |  | 2024 | Tier 3 | Distribution Circuit |  |  |  | 2548006 | Sus |  | CompanyInitiated¦Plannedmaintenance¦¦
24-0095555 | Wildfire Mitigation | Planned - WSIP/System Hardening |  |  | 2024 | Tier 2 | Distribution Circuit |  |  |  | 2548285 | Sus |  | WildfireMitigation¦PlannedWSIPSystemHardening¦¦
24-0102142 | Company Initiated | Coordination failure | Conductor- Overhead | Normal | 2024 | Tier 2 | Distribution Circuit |  |  |  | 2548549 | Sus |  | CompanyInitiated¦Coordinationfailure¦ConductorOverhead¦Normal
24-0102189 | Company Initiated | Coordination failure | Conductor- Overhead | Normal | 2024 | Tier 2 | Distribution Circuit |  |  |  | 2548646 | Sus |  | CompanyInitiated¦Coordinationfailure¦ConductorOverhead¦Normal
24-0101169 | Company Initiated | Return Circuit Normal | Conductor- Underground | Normal | 2024 | Tier 2 | Distribution Circuit |  |  |  | 2548658 | Sus |  | CompanyInitiated¦ReturnCircuitNormal¦ConductorUnderground¦Normal
24-0088969 | Company Initiated | Planned- maintenance |  |  | 2024 | Tier 2 | Transformer only |  |  |  | 2549310 | Sus |  | CompanyInitiated¦Plannedmaintenance¦¦
24-0095016 | Company Initiated | Planned- maintenance |  |  | 2024 | Tier 3 | Distribution Circuit |  |  |  | 2549008 | Sus |  | CompanyInitiated¦Plannedmaintenance¦¦
24-0097647 | Company Initiated | Planned- maintenance |  |  | 2024 | Tier 3 | Distribution Circuit |  |  |  | 2549004 | Sus |  | CompanyInitiated¦Plannedmaintenance¦¦
24-0094170 | Company Initiated | Planned- maintenance |  |  | 2024 | Tier 3 | Transformer only |  |  |  | 2549026 | Sus |  | CompanyInitiated¦Plannedmaintenance¦¦
24-0089792 | Wildfire Mitigation | Planned - WSIP/System Hardening |  |  | 2024 | Tier 3 | Distribution Circuit |  |  |  | 2549030 | Sus |  | WildfireMitigation¦PlannedWSIPSystemHardening¦¦
24-0096003 | Wildfire Mitigation | Planned - WSIP/System Hardening |  |  | 2024 | Tier 3 | Distribution Circuit |  |  |  | 2549032 | Sus |  | WildfireMitigation¦PlannedWSIPSystemHardening¦¦
24-0096844 | Company Initiated | Planned- maintenance |  |  | 2024 | Tier 2 | Distribution Circuit |  |  |  | 2549058 | Sus |  | CompanyInitiated¦Plannedmaintenance¦¦
24-0094671 | Company Initiated | Planned- maintenance |  |  | 2024 | Tier 3 | Distribution Circuit |  |  |  | 2549063 | Sus |  | CompanyInitiated¦Plannedmaintenance¦¦
24-0094235 | Company Initiated | Planned- maintenance |  |  | 2024 | Tier 3 | Distribution Circuit |  |  |  | 2549305 | Sus |  | CompanyInitiated¦Plannedmaintenance¦¦
24-0102640 | Unknown Cause | Patrol - found nothing |  |  | 2024 | Tier 3 | Distribution Circuit |  |  |  | 2549383 | Sus |  | UnknownCause¦Patrolfoundnothing¦¦
24-0097238 | Company Initiated | Planned- maintenance |  |  | 2024 | Tier 3 | Distribution Circuit |  |  |  | 2550044 | Sus |  | CompanyInitiated¦Plannedmaintenance¦¦
24-0096481 | Company Initiated | Planned- maintenance |  |  | 2024 | Tier 3 | Distribution Circuit |  |  |  | 2550040 | Sus |  | CompanyInitiated¦Plannedmaintenance¦¦
24-0102796 | Equipment Failure/Involved | Overhead | Secondary | Deteriorated | 2024 | Tier 3 | Transformer only |  |  |  | 2550233 | Sus |  | EquipmentFailureInvolved¦Overhead¦Secondary¦Deteriorated
24-0091911 | Wildfire Mitigation | Planned - WSIP/System Hardening |  |  | 2024 | Tier 3 | Transformer only |  |  |  | 2551590 | Sus |  | WildfireMitigation¦PlannedWSIPSystemHardening¦¦
24-0097799 | Company Initiated | Planned- maintenance |  |  | 2024 | Tier 2 | Distribution Circuit |  |  |  | 2551121 | Sus |  | CompanyInitiated¦Plannedmaintenance¦¦
24-0088888 | Company Initiated | Planned- maintenance |  |  | 2024 | Tier 2 | Transformer only |  |  |  | 2551545 | Sus |  | CompanyInitiated¦Plannedmaintenance¦¦
24-0091549 | Wildfire Mitigation | Planned - WSIP/System Hardening |  |  | 2024 | Tier 3 | Distribution Circuit |  |  |  | 2551362 | Sus |  | WildfireMitigation¦PlannedWSIPSystemHardening¦¦
24-0096797 | Company Initiated | Planned- maintenance |  |  | 2024 | Tier 3 | Transformer only |  |  |  | 2551385 | Sus |  | CompanyInitiated¦Plannedmaintenance¦¦
24-0094885 | Company Initiated | Planned- capital |  |  | 2024 | Tier 3 | Distribution Circuit |  |  |  | 2551339 | Sus |  | CompanyInitiated¦Plannedcapital¦¦
24-0096442 | Company Initiated | Planned- maintenance |  |  | 2024 | Tier 3 | Distribution Circuit |  |  |  | 2551402 | Sus |  | CompanyInitiated¦Plannedmaintenance¦¦
24-0098599 | Company Initiated | Planned- maintenance |  |  | 2024 | Tier 2 | Distribution Circuit |  |  |  | 2551403 | Sus |  | CompanyInitiated¦Plannedmaintenance¦¦
24-0094410 | Company Initiated | Planned- maintenance |  |  | 2024 | Tier 3 | Distribution Circuit |  |  |  | 2551649 | Sus |  | CompanyInitiated¦Plannedmaintenance¦¦
24-0094754 | Wildfire Mitigation | Planned - WSIP/System Hardening |  |  | 2024 | Tier 3 | Distribution Circuit |  |  |  | 2551578 | Sus |  | WildfireMitigation¦PlannedWSIPSystemHardening¦¦
24-0101323 | Company Initiated | Planned- maintenance |  |  | 2024 | Tier 3 | Transformer only |  |  |  | 2551773 | Sus |  | CompanyInitiated¦Plannedmaintenance¦¦
24-0096464 | Company Initiated | Planned- maintenance |  |  | 2024 | Tier 3 | Transformer only |  |  |  | 2551846 | Sus |  | CompanyInitiated¦Plannedmaintenance¦¦
24-0103322 | Vegetation | Tree - branch fell on line | Conductor- Overhead | Normal | 2024 | Tier 2 | Distribution Circuit |  |  |  | 2551884 | Sus |  | Vegetation¦Treebranchfellonline¦ConductorOverhead¦Normal
24-0098712 | Wildfire Mitigation | Planned - WSIP/System Hardening |  |  | 2024 | Tier 2 | Transformer only |  |  |  | 2552941 | Sus |  | WildfireMitigation¦PlannedWSIPSystemHardening¦¦
24-0097794 | Company Initiated | Planned- maintenance |  |  | 2024 | Tier 2 | Transformer only |  |  |  | 2552438 | Sus |  | CompanyInitiated¦Plannedmaintenance¦¦
24-0095821 | Wildfire Mitigation | Planned - WSIP/System Hardening |  |  | 2024 | Tier 3 | Distribution Circuit |  |  |  | 2552443 | Sus |  | WildfireMitigation¦PlannedWSIPSystemHardening¦¦
24-0095822 | Wildfire Mitigation | Planned - WSIP/System Hardening |  |  | 2024 | Tier 3 | Transformer only |  |  |  | 2552719 | Sus |  | WildfireMitigation¦PlannedWSIPSystemHardening¦¦
24-0099598 | Company Initiated | Planned- maintenance |  |  | 2024 | Tier 2 | Distribution Circuit |  |  |  | 2552500 | Sus |  | CompanyInitiated¦Plannedmaintenance¦¦
24-0103530 | Vegetation | Tree - branch fell on line | Conductor- Overhead | Normal | 2024 | Tier 3 | Distribution Circuit |  |  |  | 2552379 | Sus |  | Vegetation¦Treebranchfellonline¦ConductorOverhead¦Normal
24-0095171 | Company Initiated | Planned- capital |  |  | 2024 | Tier 3 | Distribution Circuit |  |  |  | 2552507 | Sus |  | CompanyInitiated¦Plannedcapital¦¦
24-0095842 | Wildfire Mitigation | Planned - WSIP/System Hardening |  |  | 2024 | Tier 3 | Distribution Circuit |  |  |  | 2552543 | Sus |  | WildfireMitigation¦PlannedWSIPSystemHardening¦¦
24-0103562 | 3rd Party | Tree - cutting- 3rd party | Conductor- Overhead | Normal | 2024 | Tier 2 | Distribution Circuit |  |  |  | 2552585 | Sus |  | 3rdParty¦Treecutting3rdparty¦ConductorOverhead¦Normal
24-0103618 | Equipment Failure/Involved | Overhead | Conductor- Overhead | Broken | 2024 | Tier 2 | Distribution Circuit |  |  |  | 2552708 | Sus |  | EquipmentFailureInvolved¦Overhead¦ConductorOverhead¦Broken
24-0099811 | Company Initiated | Planned- maintenance |  |  | 2024 | Tier 2 | Distribution Circuit |  |  |  | 2552847 | Sus |  | CompanyInitiated¦Plannedmaintenance¦¦
24-0092264 | Wildfire Mitigation | Planned - WSIP/System Hardening |  |  | 2024 | Tier 3 | Distribution Circuit |  |  |  | 2553345 | Sus |  | WildfireMitigation¦PlannedWSIPSystemHardening¦¦
24-0097834 | Company Initiated | Planned- maintenance |  |  | 2024 | Tier 2 | Distribution Circuit |  |  |  | 2553443 | Sus |  | CompanyInitiated¦Plannedmaintenance¦¦
24-0095271 | Company Initiated | Planned- maintenance |  |  | 2024 | Tier 2 | Distribution Circuit |  |  |  | 2553380 | Sus |  | CompanyInitiated¦Plannedmaintenance¦¦
24-0096359 | Company Initiated | Planned- maintenance |  |  | 2024 | Tier 2 | Distribution Circuit |  |  |  | 2553592 | Sus |  | CompanyInitiated¦Plannedmaintenance¦¦
24-0097640 | Wildfire Mitigation | Planned - WSIP/System Hardening |  |  | 2024 | Tier 3 | Distribution Circuit |  |  |  | 2553571 | Sus |  | WildfireMitigation¦PlannedWSIPSystemHardening¦¦
24-0088602 | Company Initiated | Planned- capital |  |  | 2024 | Tier 2 | Distribution Circuit |  |  |  | 2553579 | Sus |  | CompanyInitiated¦Plannedcapital¦¦
24-0098886 | Wildfire Mitigation | Planned - WSIP/System Hardening |  |  | 2024 | Tier 3 | Distribution Circuit |  |  |  | 2553617 | Sus |  | WildfireMitigation¦PlannedWSIPSystemHardening¦¦
24-0098823 | Company Initiated | Planned- maintenance |  |  | 2024 | Tier 3 | Distribution Circuit |  |  |  | 2553807 | Sus |  | CompanyInitiated¦Plannedmaintenance¦¦
24-0104006 | Company Initiated | Personnel- company | Fuse | Normal | 2024 | Tier 2 | Distribution Circuit |  |  |  | 2553672 | Sus |  | CompanyInitiated¦Personnelcompany¦Fuse¦Normal
24-0100156 | Company Initiated | Planned- maintenance |  |  | 2024 | Tier 2 | Distribution Circuit |  |  |  | 2554229 | Sus |  | CompanyInitiated¦Plannedmaintenance¦¦
24-0097665 | Wildfire Mitigation | Planned - WSIP/System Hardening |  |  | 2024 | Tier 2 | Distribution Circuit |  |  |  | 2553718 | Sus |  | WildfireMitigation¦PlannedWSIPSystemHardening¦¦
24-0093649 | Company Initiated | Planned- capital |  |  | 2024 | Tier 3 | Distribution Circuit |  |  |  | 2553740 | Sus |  | CompanyInitiated¦Plannedcapital¦¦
24-0097267 | Wildfire Mitigation | Planned - WSIP/System Hardening |  |  | 2024 | Tier 3 | Transformer only |  |  |  | 2553799 | Sus |  | WildfireMitigation¦PlannedWSIPSystemHardening¦¦
24-0078612 | Company Initiated | Planned- capital |  |  | 2024 | Tier 3 | Distribution Circuit |  |  |  | 2553693 | Sus |  | CompanyInitiated¦Plannedcapital¦¦
24-0098887 | Wildfire Mitigation | Planned - WSIP/System Hardening |  |  | 2024 | Tier 3 | Transformer only |  |  |  | 2554218 | Sus |  | WildfireMitigation¦PlannedWSIPSystemHardening¦¦
24-0097843 | Wildfire Mitigation | Planned - WSIP/System Hardening |  |  | 2024 | Tier 2 | Transformer only |  |  |  | 2553871 | Sus |  | WildfireMitigation¦PlannedWSIPSystemHardening¦¦
24-0092268 | Wildfire Mitigation | Planned - WSIP/System Hardening |  |  | 2024 | Tier 3 | Distribution Circuit |  |  |  | 2554480 | Sus |  | WildfireMitigation¦PlannedWSIPSystemHardening¦¦
24-0089806 | Company Initiated | Planned- maintenance |  |  | 2024 | Tier 2 | Distribution Circuit |  |  |  | 2554580 | Sus |  | CompanyInitiated¦Plannedmaintenance¦¦
24-0094370 | Company Initiated | Planned- capital |  |  | 2024 | Tier 2 | Distribution Circuit |  |  |  | 2554726 | Sus |  | CompanyInitiated¦Plannedcapital¦¦
24-0104988 | Vegetation | Tree - grew into line | Conductor- Overhead | Normal | 2024 | Tier 3 | Distribution Circuit |  |  |  | 2555234 | Sus |  | Vegetation¦Treegrewintoline¦ConductorOverhead¦Normal
24-0097664 | Company Initiated | Planned- maintenance |  |  | 2024 | Tier 3 | Distribution Circuit |  |  |  | 2555762 | Sus |  | CompanyInitiated¦Plannedmaintenance¦¦
24-0091932 | Wildfire Mitigation | Planned - WSIP/System Hardening |  |  | 2024 | Tier 3 | Transformer only |  |  |  | 2555764 | Sus |  | WildfireMitigation¦PlannedWSIPSystemHardening¦¦
24-0096181 | Wildfire Mitigation | Planned - WSIP/System Hardening |  |  | 2024 | Tier 3 | Distribution Circuit |  |  |  | 2555786 | Sus |  | WildfireMitigation¦PlannedWSIPSystemHardening¦¦
24-0096175 | Company Initiated | Planned- capital |  |  | 2024 | Tier 3 | Distribution Circuit |  |  |  | 2555772 | Sus |  | CompanyInitiated¦Plannedcapital¦¦
24-0096441 | Company Initiated | Planned- maintenance |  |  | 2024 | Tier 2 | Distribution Circuit |  |  |  | 2555876 | Sus |  | CompanyInitiated¦Plannedmaintenance¦¦
24-0097670 | Company Initiated | Planned- maintenance |  |  | 2024 | Tier 3 | Distribution Circuit |  |  |  | 2555854 | Sus |  | CompanyInitiated¦Plannedmaintenance¦¦
24-0097697 | Company Initiated | Planned- maintenance |  |  | 2024 | Tier 3 | Transformer only |  |  |  | 2555974 | Sus |  | CompanyInitiated¦Plannedmaintenance¦¦
24-0105334 | Vegetation | Tree - grew into line | Conductor- Overhead | Normal | 2024 | Tier 3 | Distribution Circuit |  |  |  | 2555971 | Sus |  | Vegetation¦Treegrewintoline¦ConductorOverhead¦Normal
24-0097701 | Wildfire Mitigation | Planned - WSIP/System Hardening |  |  | 2024 | Tier 3 | Distribution Circuit |  |  |  | 2556051 | Sus |  | WildfireMitigation¦PlannedWSIPSystemHardening¦¦
24-0105650 | Unknown Cause | Patrol - not conducted |  |  | 2024 | Tier 3 | Transmission line |  |  |  | 2556893 | Sus |  | UnknownCause¦Patrolnotconducted¦¦
24-0105649 | Unknown Cause | Patrol - found nothing |  |  | 2024 | Tier 2 | Transmission line |  |  |  | 2556903 | Sus |  | UnknownCause¦Patrolfoundnothing¦¦
24-0105671 | Vegetation | Tree - fell into line | Pole-Wood | Broken | 2024 | Tier 2 | Distribution Circuit |  |  |  | 2557074 | Sus |  | Vegetation¦Treefellintoline¦PoleWood¦Broken
24-0105797 | Unknown Cause | Patrol - found nothing |  |  | 2024 | Tier 2 | Distribution Circuit |  |  |  | 2557487 | Sus |  | UnknownCause¦Patrolfoundnothing¦¦
24-0094063 | Wildfire Mitigation | Planned - WSIP/System Hardening |  |  | 2024 | Tier 3 | Distribution Circuit |  |  |  | 2557879 | Sus |  | WildfireMitigation¦PlannedWSIPSystemHardening¦¦
24-0099594 | Company Initiated | Planned- maintenance |  |  | 2024 | Tier 2 | Transformer only |  |  |  | 2558069 | Sus |  | CompanyInitiated¦Plannedmaintenance¦¦
24-0094052 | Company Initiated | Planned- maintenance |  |  | 2024 | Tier 3 | Transformer only |  |  |  | 2558127 | Sus |  | CompanyInitiated¦Plannedmaintenance¦¦
24-0099304 | Company Initiated | Planned- maintenance |  |  | 2024 | Tier 3 | Transformer only |  |  |  | 2558139 | Sus |  | CompanyInitiated¦Plannedmaintenance¦¦
24-0099285 | Wildfire Mitigation | Planned - WSIP/System Hardening |  |  | 2024 | Tier 3 | Transformer only |  |  |  | 2558222 | Sus |  | WildfireMitigation¦PlannedWSIPSystemHardening¦¦
24-0106438 | Unknown Cause | Patrol - found nothing |  |  | 2024 | Tier 2 | Distribution Circuit |  |  |  | 2558811 | Sus |  | UnknownCause¦Patrolfoundnothing¦¦
24-0094069 | Wildfire Mitigation | Planned - WSIP/System Hardening |  |  | 2024 | Tier 3 | Distribution Circuit |  |  |  | 2558962 | Sus |  | WildfireMitigation¦PlannedWSIPSystemHardening¦¦
24-0100850 | Company Initiated | Planned- maintenance |  |  | 2024 | Tier 3 | Distribution Circuit |  |  |  | 2559158 | Sus |  | CompanyInitiated¦Plannedmaintenance¦¦
24-0101267 | Company Initiated | Planned- maintenance |  |  | 2024 | Tier 2 | Transformer only |  |  |  | 2559166 | Sus |  | CompanyInitiated¦Plannedmaintenance¦¦
24-0100864 | Company Initiated | Planned- maintenance |  |  | 2024 | Tier 3 | Transformer only |  |  |  | 2559172 | Sus |  | CompanyInitiated¦Plannedmaintenance¦¦
24-0101337 | Wildfire Mitigation | Planned - WSIP/System Hardening |  |  | 2024 | Tier 3 | Transformer only |  |  |  | 2559400 | Sus |  | WildfireMitigation¦PlannedWSIPSystemHardening¦¦
24-0100800 | Company Initiated | Planned- maintenance |  |  | 2024 | Tier 3 | Distribution Circuit |  |  |  | 2559288 | Sus |  | CompanyInitiated¦Plannedmaintenance¦¦
24-0101355 | Company Initiated | Planned- maintenance |  |  | 2024 | Tier 3 | Transformer only |  |  |  | 2559429 | Sus |  | CompanyInitiated¦Plannedmaintenance¦¦
24-0101649 | Company Initiated | Planned- maintenance |  |  | 2024 | Tier 3 | Distribution Circuit |  |  |  | 2560139 | Sus |  | CompanyInitiated¦Plannedmaintenance¦¦
24-0099943 | Company Initiated | Planned- maintenance |  |  | 2024 | Tier 2 | Distribution Circuit |  |  |  | 2560151 | Sus |  | CompanyInitiated¦Plannedmaintenance¦¦
24-0107449 | Vegetation | Tree - branch fell on line | Conductor- Overhead | Normal | 2024 | Tier 2 | Distribution Circuit |  |  |  | 2560409 | Sus |  | Vegetation¦Treebranchfellonline¦ConductorOverhead¦Normal
24-0107480 | Equipment Failure/Involved | Overhead | Transformer | Normal | 2024 | Tier 2 | Transformer only |  |  |  | 2560334 | Sus |  | EquipmentFailureInvolved¦Overhead¦Transformer¦Normal
24-0102031 | Company Initiated | Planned- maintenance |  |  | 2024 | Tier 3 | Transformer only |  |  |  | 2560945 | Sus |  | CompanyInitiated¦Plannedmaintenance¦¦
24-0102020 | Company Initiated | Planned- maintenance |  |  | 2024 | Tier 3 | Distribution Circuit |  |  |  | 2560959 | Sus |  | CompanyInitiated¦Plannedmaintenance¦¦
24-0102277 | Company Initiated | Planned- maintenance |  |  | 2024 | Tier 2 | Distribution Circuit |  |  |  | 2561014 | Sus |  | CompanyInitiated¦Plannedmaintenance¦¦
24-0101862 | Wildfire Mitigation | Planned - WSIP/System Hardening | Conductor- Overhead | Normal | 2024 | Tier 3 | Distribution Circuit |  |  |  | 2561155 | Sus |  | WildfireMitigation¦PlannedWSIPSystemHardening¦ConductorOverhead¦Normal
24-0108129 | Unknown Cause | Patrol - found nothing |  |  | 2024 | Tier 2 | Transformer only |  |  |  | 2561546 | Sus |  | UnknownCause¦Patrolfoundnothing¦¦
24-0108292 | Vegetation | Tree - branch fell on line | Conductor- Overhead | Normal | 2024 | Tier 3 | Distribution Circuit |  |  |  | 2562130 | Sus |  | Vegetation¦Treebranchfellonline¦ConductorOverhead¦Normal
24-0108314 | Vegetation | Tree - fell into line | Conductor- Overhead | Broken- wire on ground | 2024 | Tier 3 | Distribution Circuit |  |  |  | 2562231 | Sus |  | Vegetation¦Treefellintoline¦ConductorOverhead¦Brokenwireonground
24-0108341 | Equipment Failure/Involved | Overhead | Transformer (OH) | Failed/Faulted | 2024 | Tier 3 | Distribution Circuit |  |  |  | 2562437 | Sus |  | EquipmentFailureInvolved¦Overhead¦Transformer(OH)¦FailedFaulted
24-0108402 | Vegetation | Tree - grew into line | Conductor- Overhead | Normal | 2024 | Tier 2 | Distribution Circuit |  |  |  | 2562658 | Sus |  | Vegetation¦Treegrewintoline¦ConductorOverhead¦Normal
24-0108437 | 3rd Party | Vehicle | Pole-Wood | Broken | 2024 | Tier 3 | Distribution Circuit |  |  |  | 2562895 | Sus |  | 3rdParty¦Vehicle¦PoleWood¦Broken
24-0103109 | Wildfire Mitigation | Planned - WSIP/System Hardening |  |  | 2024 | Tier 3 | Distribution Circuit |  |  |  | 2563159 | Sus |  | WildfireMitigation¦PlannedWSIPSystemHardening¦¦
24-0103073 | Company Initiated | Planned- maintenance |  |  | 2024 | Tier 3 | Transformer only |  |  |  | 2563206 | Sus |  | CompanyInitiated¦Plannedmaintenance¦¦
24-0102095 | Wildfire Mitigation | Planned - WSIP/System Hardening |  |  | 2024 | Tier 3 | Distribution Circuit |  |  |  | 2563258 | Sus |  | WildfireMitigation¦PlannedWSIPSystemHardening¦¦
24-0102425 | Wildfire Mitigation | Planned - WSIP/System Hardening |  |  | 2024 | Tier 3 | Distribution Circuit |  |  |  | 2563265 | Sus |  | WildfireMitigation¦PlannedWSIPSystemHardening¦¦
24-0108690 | Unknown Cause | Patrol - found nothing |  |  | 2024 | Tier 2 | Distribution Circuit |  |  |  | 2563431 | Sus |  | UnknownCause¦Patrolfoundnothing¦¦
24-0103261 | Wildfire Mitigation | Planned - WSIP/System Hardening |  |  | 2024 | Tier 3 | Distribution Circuit |  |  |  | 2563469 | Sus |  | WildfireMitigation¦PlannedWSIPSystemHardening¦¦
24-0103597 | Company Initiated | Planned- maintenance |  |  | 2024 | Tier 2 | Distribution Circuit |  |  |  | 2563495 | Sus |  | CompanyInitiated¦Plannedmaintenance¦¦
24-0108906 | Vegetation | Tree - branch fell on line | Conductor- Overhead | Normal | 2024 | Tier 3 | Distribution Circuit |  |  |  | 2563760 | Sus |  | Vegetation¦Treebranchfellonline¦ConductorOverhead¦Normal
24-0103437 | Wildfire Mitigation | Planned - WSIP/System Hardening |  |  | 2024 | Tier 3 | Transformer only |  |  |  | 2564365 | Sus |  | WildfireMitigation¦PlannedWSIPSystemHardening¦¦
24-0103482 | Company Initiated | Planned- maintenance |  |  | 2024 | Tier 3 | Transformer only |  |  |  | 2564509 | Sus |  | CompanyInitiated¦Plannedmaintenance¦¦
24-0104579 | Company Initiated | Planned- maintenance |  |  | 2024 | Tier 2 | Transformer only |  |  |  | 2564706 | Sus |  | CompanyInitiated¦Plannedmaintenance¦¦
24-0103487 | Company Initiated | Planned- maintenance |  |  | 2024 | Tier 3 | Transformer only |  |  |  | 2564607 | Sus |  | CompanyInitiated¦Plannedmaintenance¦¦
24-0109427 | Unknown Cause | Patrol - found nothing |  |  | 2024 | Tier 2 | Distribution Circuit |  |  |  | 2564958 | Sus |  | UnknownCause¦Patrolfoundnothing¦¦
24-0104136 | Wildfire Mitigation | Planned - WSIP/System Hardening |  |  | 2024 | Tier 3 | Distribution Circuit |  |  |  | 2565222 | Sus |  | WildfireMitigation¦PlannedWSIPSystemHardening¦¦
24-0101890 | Company Initiated | Planned- capital |  |  | 2024 | Tier 3 | Distribution Circuit |  |  |  | 2565187 | Sus |  | CompanyInitiated¦Plannedcapital¦¦
24-0100681 | Company Initiated | Planned- maintenance |  |  | 2024 | Tier 2 | Transformer only |  |  |  | 2565230 | Sus |  | CompanyInitiated¦Plannedmaintenance¦¦
24-0103970 | Wildfire Mitigation | Planned - WSIP/System Hardening |  |  | 2024 | Tier 2 | Distribution Circuit |  |  |  | 2565276 | Sus |  | WildfireMitigation¦PlannedWSIPSystemHardening¦¦
24-0104023 | Wildfire Mitigation | Planned - WSIP/System Hardening |  |  | 2024 | Tier 3 | Distribution Circuit |  |  |  | 2565295 | Sus |  | WildfireMitigation¦PlannedWSIPSystemHardening¦¦
24-0104065 | Company Initiated | Planned- maintenance |  |  | 2024 | Tier 3 | Distribution Circuit |  |  |  | 2565340 | Sus |  | CompanyInitiated¦Plannedmaintenance¦¦
24-0103988 | Wildfire Mitigation | Planned - WSIP/System Hardening |  |  | 2024 | Tier 3 | Transformer only |  |  |  | 2565444 | Sus |  | WildfireMitigation¦PlannedWSIPSystemHardening¦¦
24-0109799 | Vegetation | Tree - branch fell on line | Jumper | Normal | 2024 | Tier 3 | Transformer only |  |  |  | 2565441 | Sus |  | Vegetation¦Treebranchfellonline¦Jumper¦Normal
24-0103980 | Wildfire Mitigation | Planned - WSIP/System Hardening |  |  | 2024 | Tier 3 | Transformer only |  |  |  | 2565841 | Sus |  | WildfireMitigation¦PlannedWSIPSystemHardening¦¦
24-0109846 | Vegetation | Tree - branch fell on line | Conductor- Overhead | Normal | 2024 | Tier 3 | Distribution Circuit |  |  |  | 2565635 | Sus |  | Vegetation¦Treebranchfellonline¦ConductorOverhead¦Normal
24-0103935 | Company Initiated | Planned- maintenance |  |  | 2024 | Tier 3 | Distribution Circuit |  |  |  | 2565646 | Sus |  | CompanyInitiated¦Plannedmaintenance¦¦
24-0109907 | Equipment Failure/Involved | Overhead | Fuse | Burned Open | 2024 | Tier 2 | Transformer only |  |  |  | 2565703 | Sus |  | EquipmentFailureInvolved¦Overhead¦Fuse¦BurnedOpen
24-0109858 | Vegetation | Tree - branch fell on line | Conductor- Overhead | Normal | 2024 | Tier 3 | Distribution Circuit |  |  |  | 2565734 | Sus |  | Vegetation¦Treebranchfellonline¦ConductorOverhead¦Normal
24-0109912 | Vegetation | Tree - branch fell on line | Conductor- Overhead | Normal | 2024 | Tier 3 | Distribution Circuit |  |  |  | 2565827 | Sus |  | Vegetation¦Treebranchfellonline¦ConductorOverhead¦Normal
24-0109956 | Vegetation | Tree - fell into line | Conductor- Overhead | Normal | 2024 | Tier 3 | Distribution Circuit |  |  |  | 2565879 | Sus |  | Vegetation¦Treefellintoline¦ConductorOverhead¦Normal
24-0109983 | Unknown Cause | Patrol - found nothing |  |  | 2024 | Tier 2 | Transformer only |  |  |  | 2565937 | Sus |  | UnknownCause¦Patrolfoundnothing¦¦
24-0103556 | Company Initiated | Planned- maintenance |  |  | 2024 | Tier 2 | Distribution Circuit |  |  |  | 2566322 | Sus |  | CompanyInitiated¦Plannedmaintenance¦¦
24-0102493 | Company Initiated | Planned- maintenance |  |  | 2024 | Tier 3 | Transformer only |  |  |  | 2566420 | Sus |  | CompanyInitiated¦Plannedmaintenance¦¦
24-0104319 | Company Initiated | Planned- maintenance |  |  | 2024 | Tier 2 | Distribution Circuit |  |  |  | 2566426 | Sus |  | CompanyInitiated¦Plannedmaintenance¦¦
24-0101449 | Wildfire Mitigation | Planned - WSIP/System Hardening |  |  | 2024 | Tier 3 | Transformer only |  |  |  | 2566429 | Sus |  | WildfireMitigation¦PlannedWSIPSystemHardening¦¦
24-0104204 | Company Initiated | Planned- maintenance |  |  | 2024 | Tier 3 | Distribution Circuit |  |  |  | 2566453 | Sus |  | CompanyInitiated¦Plannedmaintenance¦¦
24-0110171 | Unknown Cause | Patrol - found nothing |  |  | 2024 | Tier 2 | Distribution Circuit |  |  |  | 2566478 | Sus |  | UnknownCause¦Patrolfoundnothing¦¦
24-0105341 | Company Initiated | Planned- maintenance |  |  | 2024 | Tier 2 | Distribution Circuit |  |  |  | 2566954 | Sus |  | CompanyInitiated¦Plannedmaintenance¦¦
24-0110525 | Equipment Failure/Involved | Overhead | Pole-Wood | Deteriorated | 2024 | Tier 2 | Distribution Circuit |  |  |  | 2566973 | Sus |  | EquipmentFailureInvolved¦Overhead¦PoleWood¦Deteriorated
24-0104737 | Wildfire Mitigation | Planned - WSIP/System Hardening |  |  | 2024 | Tier 2 | Distribution Circuit |  |  |  | 2567291 | Sus |  | WildfireMitigation¦PlannedWSIPSystemHardening¦¦
24-0099579 | Company Initiated | Planned- maintenance |  |  | 2024 | Tier 3 | Distribution Circuit |  |  |  | 2567311 | Sus |  | CompanyInitiated¦Plannedmaintenance¦¦
24-0103587 | Company Initiated | Planned- maintenance |  |  | 2024 | Tier 2 | Distribution Circuit |  |  |  | 2567314 | Sus |  | CompanyInitiated¦Plannedmaintenance¦¦
24-0104569 | Wildfire Mitigation | Planned - WSIP/System Hardening |  |  | 2024 | Tier 3 | Transformer only |  |  |  | 2567337 | Sus |  | WildfireMitigation¦PlannedWSIPSystemHardening¦¦
24-0102502 | Wildfire Mitigation | Planned - WSIP/System Hardening |  |  | 2024 | Tier 3 | Distribution Circuit |  |  |  | 2567368 | Sus |  | WildfireMitigation¦PlannedWSIPSystemHardening¦¦
24-0104545 | Wildfire Mitigation | Planned - WSIP/System Hardening |  |  | 2024 | Tier 3 | Distribution Circuit |  |  |  | 2567423 | Sus |  | WildfireMitigation¦PlannedWSIPSystemHardening¦¦
24-0104268 | Wildfire Mitigation | Planned - WSIP/System Hardening |  |  | 2024 | Tier 3 | Distribution Circuit |  |  |  | 2567535 | Sus |  | WildfireMitigation¦PlannedWSIPSystemHardening¦¦
24-0111009 | Equipment Failure/Involved | Overhead | Secondary | Burned/flashed | 2024 | Tier 2 | Transformer only |  |  |  | 2568040 | Sus |  | EquipmentFailureInvolved¦Overhead¦Secondary¦Burnedflashed
24-0104631 | Company Initiated | Planned- maintenance |  |  | 2024 | Tier 3 | Distribution Circuit |  |  |  | 2568070 | Sus |  | CompanyInitiated¦Plannedmaintenance¦¦
24-0107930 | Company Initiated | Planned- maintenance |  |  | 2024 | Tier 3 | Distribution Circuit |  |  |  | 2568094 | Sus |  | CompanyInitiated¦Plannedmaintenance¦¦
24-0111048 | Equipment Failure/Involved | Overhead | Pole-Wood | Deteriorated | 2024 | Tier 2 | Transformer only |  |  |  | 2568177 | Sus |  | EquipmentFailureInvolved¦Overhead¦PoleWood¦Deteriorated
24-0111149 | Equipment Failure/Involved | Overhead | Transformer (OH) | Failed/Faulted | 2024 | Tier 3 | Distribution Circuit |  |  |  | 2568639 | Sus |  | EquipmentFailureInvolved¦Overhead¦Transformer(OH)¦FailedFaulted
24-0111172 | Vegetation | Tree - branch fell on line | Conductor- Overhead | Broken- wire on ground | 2024 | Tier 3 | Distribution Circuit |  |  |  | 2568737 | Sus |  | Vegetation¦Treebranchfellonline¦ConductorOverhead¦Brokenwireonground
24-0111194 | Unknown Cause | Patrol - found nothing |  |  | 2024 | Tier 2 | Distribution Circuit |  |  |  | 2568871 | Sus |  | UnknownCause¦Patrolfoundnothing¦¦
24-0107519 | Wildfire Mitigation | Planned - WSIP/System Hardening |  |  | 2024 | Tier 2 | Distribution Circuit |  |  |  | 2569582 | Sus |  | WildfireMitigation¦PlannedWSIPSystemHardening¦¦
24-0105898 | Company Initiated | Planned- maintenance |  |  | 2024 | Tier 3 | Distribution Circuit |  |  |  | 2569511 | Sus |  | CompanyInitiated¦Plannedmaintenance¦¦
24-0106665 | Company Initiated | Planned- maintenance |  |  | 2024 | Tier 2 | Distribution Circuit |  |  |  | 2570050 | Sus |  | CompanyInitiated¦Plannedmaintenance¦¦
24-0103649 | Company Initiated | Planned- capital |  |  | 2024 | Tier 3 | Distribution Circuit |  |  |  | 2569472 | Sus |  | CompanyInitiated¦Plannedcapital¦¦
24-0105915 | Company Initiated | Planned- maintenance |  |  | 2024 | Tier 3 | Distribution Circuit |  |  |  | 2569530 | Sus |  | CompanyInitiated¦Plannedmaintenance¦¦
24-0105893 | Wildfire Mitigation | Planned - WSIP/System Hardening |  |  | 2024 | Tier 3 | Distribution Circuit |  |  |  | 2569540 | Sus |  | WildfireMitigation¦PlannedWSIPSystemHardening¦¦
24-0105907 | Wildfire Mitigation | Planned - WSIP/System Hardening |  |  | 2024 | Tier 3 | Transformer only |  |  |  | 2569642 | Sus |  | WildfireMitigation¦PlannedWSIPSystemHardening¦¦
24-0093119 | Company Initiated | Planned- maintenance |  |  | 2024 | Tier 3 | Distribution Circuit |  |  |  | 2569606 | Sus |  | CompanyInitiated¦Plannedmaintenance¦¦
24-0111796 | Unknown Cause | Patrol - found nothing |  |  | 2024 | Tier 2 | Distribution Circuit |  |  |  | 2570209 | Sus |  | UnknownCause¦Patrolfoundnothing¦¦
24-0099162 | Company Initiated | Planned- maintenance |  |  | 2024 | Tier 3 | Distribution Circuit |  |  |  | 2570386 | Sus |  | CompanyInitiated¦Plannedmaintenance¦¦
24-0105933 | Company Initiated | Planned- maintenance |  |  | 2024 | Tier 2 | Transformer only |  |  |  | 2570491 | Sus |  | CompanyInitiated¦Plannedmaintenance¦¦
24-0096694 | Company Initiated | Planned- maintenance |  |  | 2024 | Tier 3 | Transformer only |  |  |  | 2570546 | Sus |  | CompanyInitiated¦Plannedmaintenance¦¦
24-0101711 | Company Initiated | Planned- capital |  |  | 2024 | Tier 3 | Distribution Circuit |  |  |  | 2570526 | Sus |  | CompanyInitiated¦Plannedcapital¦¦
24-0106478 | Company Initiated | Planned- maintenance |  |  | 2024 | Tier 3 | Distribution Circuit |  |  |  | 2570572 | Sus |  | CompanyInitiated¦Plannedmaintenance¦¦
24-0106082 | Company Initiated | Planned- maintenance |  |  | 2024 | Tier 3 | Transformer only |  |  |  | 2570577 | Sus |  | CompanyInitiated¦Plannedmaintenance¦¦
24-0106206 | Wildfire Mitigation | Planned - WSIP/System Hardening |  |  | 2024 | Tier 3 | Distribution Circuit |  |  |  | 2570599 | Sus |  | WildfireMitigation¦PlannedWSIPSystemHardening¦¦
24-0106304 | Wildfire Mitigation | Planned - WSIP/System Hardening |  |  | 2024 | Tier 3 | Distribution Circuit |  |  |  | 2570696 | Sus |  | WildfireMitigation¦PlannedWSIPSystemHardening¦¦
24-0106305 | Wildfire Mitigation | Planned - WSIP/System Hardening |  |  | 2024 | Tier 3 | Transformer only |  |  |  | 2570698 | Sus |  | WildfireMitigation¦PlannedWSIPSystemHardening¦¦
24-0106295 | Wildfire Mitigation | Planned - WSIP/System Hardening |  |  | 2024 | Tier 3 | Distribution Circuit |  |  |  | 2570727 | Sus |  | WildfireMitigation¦PlannedWSIPSystemHardening¦¦
24-0112197 | Vegetation | Tree - grew into line | Conductor- Overhead | Normal | 2024 | Tier 3 | Distribution Circuit |  |  |  | 2571098 | Sus |  | Vegetation¦Treegrewintoline¦ConductorOverhead¦Normal
24-0112245 | Unknown Cause | Patrol - found nothing |  |  | 2024 | Tier 2 | Distribution Circuit |  |  |  | 2571179 | Sus |  | UnknownCause¦Patrolfoundnothing¦¦
24-0097725 | Wildfire Mitigation | Planned - WSIP/System Hardening |  |  | 2024 | Tier 3 | Distribution Circuit |  |  |  | 2571427 | Sus |  | WildfireMitigation¦PlannedWSIPSystemHardening¦¦
24-0106718 | Company Initiated | Planned- maintenance |  |  | 2024 | Tier 3 | Transformer only |  |  |  | 2571576 | Sus |  | CompanyInitiated¦Plannedmaintenance¦¦
24-0112197 | Company Initiated | Return Circuit Normal | Conductor- Overhead | Normal | 2024 | Tier 3 | Distribution Circuit |  |  |  | 2571734 | Sus |  | CompanyInitiated¦ReturnCircuitNormal¦ConductorOverhead¦Normal
24-0106744 | Wildfire Mitigation | Planned - WSIP/System Hardening |  |  | 2024 | Tier 3 | Transformer only |  |  |  | 2571767 | Sus |  | WildfireMitigation¦PlannedWSIPSystemHardening¦¦
24-0112674 | Company Initiated | Personnel- company | Capacitor | Normal | 2024 | Tier 2 | Distribution Circuit |  |  |  | 2571845 | Sus |  | CompanyInitiated¦Personnelcompany¦Capacitor¦Normal
24-0112871 | Unknown Cause | Patrol - found nothing |  |  | 2024 | Tier 2 | Distribution Circuit |  |  |  | 2572269 | Sus |  | UnknownCause¦Patrolfoundnothing¦¦
24-0109095 | Company Initiated | Planned- maintenance |  |  | 2024 | Tier 2 | Transformer only |  |  |  | 2572324 | Sus |  | CompanyInitiated¦Plannedmaintenance¦¦
24-0107053 | Company Initiated | Planned- maintenance |  |  | 2024 | Tier 3 | Transformer only |  |  |  | 2572425 | Sus |  | CompanyInitiated¦Plannedmaintenance¦¦
24-0107386 | Wildfire Mitigation | Planned - WSIP/System Hardening |  |  | 2024 | Tier 3 | Distribution Circuit |  |  |  | 2572429 | Sus |  | WildfireMitigation¦PlannedWSIPSystemHardening¦¦
24-0109271 | Company Initiated | Planned- maintenance |  |  | 2024 | Tier 2 | Transformer only |  |  |  | 2572581 | Sus |  | CompanyInitiated¦Plannedmaintenance¦¦
24-0107543 | Wildfire Mitigation | Planned - WSIP/System Hardening |  |  | 2024 | Tier 3 | Transformer only |  |  |  | 2572550 | Sus |  | WildfireMitigation¦PlannedWSIPSystemHardening¦¦
24-0107839 | Company Initiated | Planned- maintenance |  |  | 2024 | Tier 3 | Transformer only |  |  |  | 2573395 | Sus |  | CompanyInitiated¦Plannedmaintenance¦¦
24-0107909 | Company Initiated | Planned- maintenance |  |  | 2024 | Tier 2 | Distribution Circuit |  |  |  | 2573247 | Sus |  | CompanyInitiated¦Plannedmaintenance¦¦
24-0112005 | Company Initiated | Planned- maintenance |  |  | 2024 | Tier 2 | Distribution Circuit |  |  |  | 2573311 | Sus |  | CompanyInitiated¦Plannedmaintenance¦¦
24-0102325 | Company Initiated | Planned- maintenance |  |  | 2024 | Tier 2 | Transformer only |  |  |  | 2573347 | Sus |  | CompanyInitiated¦Plannedmaintenance¦¦
24-0107805 | Wildfire Mitigation | Planned - WSIP/System Hardening |  |  | 2024 | Tier 3 | Transformer only |  |  |  | 2573424 | Sus |  | WildfireMitigation¦PlannedWSIPSystemHardening¦¦
24-0095980 | Company Initiated | Planned- capital |  |  | 2024 | Tier 3 | Distribution Circuit |  |  |  | 2573403 | Sus |  | CompanyInitiated¦Plannedcapital¦¦
24-0113804 | Vegetation | Tree - branch fell on line | Transformer (OH) | Normal | 2024 | Tier 3 | Transformer only |  |  |  | 2573586 | Sus |  | Vegetation¦Treebranchfellonline¦Transformer(OH)¦Normal
24-0110184 | Company Initiated | Planned- maintenance |  |  | 2024 | Tier 2 | Distribution Circuit |  |  |  | 2573940 | Sus |  | CompanyInitiated¦Plannedmaintenance¦¦
24-0107965 | Company Initiated | Planned- maintenance |  |  | 2024 | Tier 3 | Distribution Circuit |  |  |  | 2573963 | Sus |  | CompanyInitiated¦Plannedmaintenance¦¦
24-0114120 | Animal | Squirrel | Conductor- Overhead | Normal | 2024 | Tier 3 | Distribution Circuit |  |  |  | 2574454 | Sus |  | Animal¦Squirrel¦ConductorOverhead¦Normal
24-0114160 | Unknown Cause | Patrol - found nothing |  |  | 2024 | Tier 2 | Distribution Circuit |  |  |  | 2574705 | Sus |  | UnknownCause¦Patrolfoundnothing¦¦
24-0096182 | Company Initiated | Planned- capital |  |  | 2024 | Tier 2 | Distribution Circuit |  |  |  | 2574922 | Sus |  | CompanyInitiated¦Plannedcapital¦¦
24-0099309 | Wildfire Mitigation | Planned - WSIP/System Hardening |  |  | 2024 | Tier 3 | Distribution Circuit |  |  |  | 2575079 | Sus |  | WildfireMitigation¦PlannedWSIPSystemHardening¦¦
24-0107282 | Company Initiated | Planned- maintenance |  |  | 2024 | Tier 3 | Transformer only |  |  |  | 2575116 | Sus |  | CompanyInitiated¦Plannedmaintenance¦¦
24-0109937 | Company Initiated | Planned- maintenance |  |  | 2024 | Tier 2 | Distribution Circuit |  |  |  | 2575538 | Sus |  | CompanyInitiated¦Plannedmaintenance¦¦
24-0101188 | Company Initiated | Planned- maintenance |  |  | 2024 | Tier 2 | Transformer only |  |  |  | 2575177 | Sus |  | CompanyInitiated¦Plannedmaintenance¦¦
24-0108920 | Wildfire Mitigation | Planned - WSIP/System Hardening |  |  | 2024 | Tier 3 | Distribution Circuit |  |  |  | 2575188 | Sus |  | WildfireMitigation¦PlannedWSIPSystemHardening¦¦
24-0108694 | Wildfire Mitigation | Planned - WSIP/System Hardening |  |  | 2024 | Tier 3 | Distribution Circuit |  |  |  | 2575375 | Sus |  | WildfireMitigation¦PlannedWSIPSystemHardening¦¦
24-0114427 | Vegetation | Tree - fell into line | Conductor- Overhead | Broken- wire on ground | 2024 | Tier 2 | Distribution Circuit |  |  |  | 2575446 | Sus |  | Vegetation¦Treefellintoline¦ConductorOverhead¦Brokenwireonground
24-0108743 | Company Initiated | Planned- maintenance |  |  | 2024 | Tier 3 | Distribution Circuit |  |  |  | 2575456 | Sus |  | CompanyInitiated¦Plannedmaintenance¦¦
24-0114614 | Unknown Cause | Patrol - found nothing |  |  | 2024 | Tier 3 | Distribution Circuit |  |  |  | 2575502 | Sus |  | UnknownCause¦Patrolfoundnothing¦¦
24-0099313 | Wildfire Mitigation | Planned - WSIP/System Hardening |  |  | 2024 | Tier 3 | Distribution Circuit |  |  |  | 2576118 | Sus |  | WildfireMitigation¦PlannedWSIPSystemHardening¦¦
24-0105895 | Company Initiated | Planned- capital |  |  | 2024 | Tier 3 | Distribution Circuit |  |  |  | 2576239 | Sus |  | CompanyInitiated¦Plannedcapital¦¦
24-0099350 | Company Initiated | Planned- maintenance |  |  | 2024 | Tier 3 | Distribution Circuit |  |  |  | 2576324 | Sus |  | CompanyInitiated¦Plannedmaintenance¦¦
24-0099650 | Wildfire Mitigation | Planned - WSIP/System Hardening |  |  | 2024 | Tier 3 | Distribution Circuit |  |  |  | 2577091 | Sus |  | WildfireMitigation¦PlannedWSIPSystemHardening¦¦
24-0109825 | Company Initiated | Planned- maintenance |  |  | 2024 | Tier 3 | Distribution Circuit |  |  |  | 2577190 | Sus |  | CompanyInitiated¦Plannedmaintenance¦¦
24-0110314 | Wildfire Mitigation | Planned - WSIP/System Hardening |  |  | 2024 | Tier 2 | Transformer only |  |  |  | 2577197 | Sus |  | WildfireMitigation¦PlannedWSIPSystemHardening¦¦
24-0115694 | Unknown Cause | Patrol - found nothing |  |  | 2024 | Tier 3 | Distribution Circuit |  |  |  | 2577711 | Sus |  | UnknownCause¦Patrolfoundnothing¦¦
24-0099365 | Wildfire Mitigation | Planned - WSIP/System Hardening |  |  | 2024 | Tier 3 | Distribution Circuit |  |  |  | 2578401 | Sus |  | WildfireMitigation¦PlannedWSIPSystemHardening¦¦
24-0109779 | Company Initiated | Planned- capital |  |  | 2024 | Tier 2 | Distribution Circuit |  |  |  | 2578118 | Sus |  | CompanyInitiated¦Plannedcapital¦¦
24-0110182 | Company Initiated | Planned- maintenance |  |  | 2024 | Tier 2 | Distribution Circuit |  |  |  | 2578164 | Sus |  | CompanyInitiated¦Plannedmaintenance¦¦
24-0099609 | Company Initiated | Planned- maintenance |  |  | 2024 | Tier 3 | Distribution Circuit |  |  |  | 2578211 | Sus |  | CompanyInitiated¦Plannedmaintenance¦¦
24-0112693 | Company Initiated | Planned- maintenance |  |  | 2024 | Tier 2 | Transformer only |  |  |  | 2578371 | Sus |  | CompanyInitiated¦Plannedmaintenance¦¦
24-0109561 | Company Initiated | Planned- maintenance |  |  | 2024 | Tier 3 | Transformer only |  |  |  | 2579356 | Sus |  | CompanyInitiated¦Plannedmaintenance¦¦
24-0109458 | Company Initiated | Planned- maintenance |  |  | 2024 | Tier 2 | Distribution Circuit |  |  |  | 2579229 | Sus |  | CompanyInitiated¦Plannedmaintenance¦¦
24-0110489 | Company Initiated | Planned- capital |  |  | 2024 | Tier 2 | Distribution Circuit |  |  |  | 2579251 | Sus |  | CompanyInitiated¦Plannedcapital¦¦
24-0116390 | Equipment Failure/Involved | Overhead | Crossarm- Wood | Broken | 2024 | Tier 2 | Distribution Circuit |  |  |  | 2579180 | Sus |  | EquipmentFailureInvolved¦Overhead¦CrossarmWood¦Broken
24-0110782 | Company Initiated | Planned- maintenance |  |  | 2024 | Tier 2 | Transformer only |  |  |  | 2579465 | Sus |  | CompanyInitiated¦Plannedmaintenance¦¦
24-0116782 | Equipment Failure/Involved | Overhead | Transformer (OH) | Failed/Faulted | 2024 | Tier 2 | Transformer only |  |  |  | 2579512 | Sus |  | EquipmentFailureInvolved¦Overhead¦Transformer(OH)¦FailedFaulted
24-0116836 | Vegetation | Tree - branch fell on line | Conductor- Overhead | Normal | 2024 | Tier 3 | Distribution Circuit |  |  |  | 2579711 | Sus |  | Vegetation¦Treebranchfellonline¦ConductorOverhead¦Normal
24-0116871 | Equipment Failure/Involved | Overhead | Conductor- Overhead | Together | 2024 | Tier 3 | Distribution Circuit |  |  |  | 2579970 | Sus |  | EquipmentFailureInvolved¦Overhead¦ConductorOverhead¦Together
24-0111392 | Company Initiated | Planned- maintenance |  |  | 2024 | Tier 2 | Distribution Circuit |  |  |  | 2579989 | Sus |  | CompanyInitiated¦Plannedmaintenance¦¦
24-0113692 | Company Initiated | Planned- maintenance |  |  | 2024 | Tier 2 | Distribution Circuit |  |  |  | 2580024 | Sus |  | CompanyInitiated¦Plannedmaintenance¦¦
24-0116866 | Company Initiated | Personnel- company | Conductor- Overhead | Normal | 2024 | Tier 2 | Distribution Circuit |  |  |  | 2579946 | Sus |  | CompanyInitiated¦Personnelcompany¦ConductorOverhead¦Normal
24-0110837 | Wildfire Mitigation | Planned - WSIP/System Hardening |  |  | 2024 | Tier 3 | Distribution Circuit |  |  |  | 2579963 | Sus |  | WildfireMitigation¦PlannedWSIPSystemHardening¦¦
24-0112359 | Company Initiated | Planned- maintenance |  |  | 2024 | Tier 2 | Distribution Circuit |  |  |  | 2579965 | Sus |  | CompanyInitiated¦Plannedmaintenance¦¦
24-0110250 | Company Initiated | Planned- maintenance |  |  | 2024 | Tier 3 | Distribution Circuit |  |  |  | 2579984 | Sus |  | CompanyInitiated¦Plannedmaintenance¦¦
24-0112724 | Company Initiated | Planned- maintenance |  |  | 2024 | Tier 2 | Transformer only |  |  |  | 2580309 | Sus |  | CompanyInitiated¦Plannedmaintenance¦¦
24-0112729 | Company Initiated | Planned- maintenance |  |  | 2024 | Tier 2 | Transformer only |  |  |  | 2580297 | Sus |  | CompanyInitiated¦Plannedmaintenance¦¦
24-0116936 | Equipment Failure/Involved | Overhead | Crossarm- Wood | Broken | 2024 | Tier 3 | Distribution Circuit |  |  |  | 2580184 | Sus |  | EquipmentFailureInvolved¦Overhead¦CrossarmWood¦Broken
24-0116990 | 3rd Party | Vehicle | Pole-Wood | Broken- wire on ground | 2024 | Tier 2 | Distribution Circuit |  |  |  | 2580404 | Sus |  | 3rdParty¦Vehicle¦PoleWood¦Brokenwireonground
24-0116998 | Animal | Bird found | Conductor- Overhead | Normal | 2024 | Tier 2 | Distribution Circuit |  |  |  | 2580476 | Sus |  | Animal¦Birdfound¦ConductorOverhead¦Normal
24-0117002 | Unknown Cause | Patrol - found nothing |  |  | 2024 | Tier 3 | Distribution Circuit |  |  |  | 2580500 | Sus |  | UnknownCause¦Patrolfoundnothing¦¦
24-0112149 | Company Initiated | Planned- maintenance |  |  | 2024 | Tier 2 | Distribution Circuit |  |  |  | 2580596 | Sus |  | CompanyInitiated¦Plannedmaintenance¦¦
24-0117136 | Unknown Cause | Patrol - found nothing |  |  | 2024 | Tier 2 | Distribution Circuit |  |  |  | 2580845 | Sus |  | UnknownCause¦Patrolfoundnothing¦¦
24-0111943 | Company Initiated | Planned- maintenance |  |  | 2024 | Tier 2 | Transformer only |  |  |  | 2581182 | Sus |  | CompanyInitiated¦Plannedmaintenance¦¦
24-0100610 | Company Initiated | Planned- maintenance |  |  | 2024 | Tier 3 | Transformer only |  |  |  | 2581205 | Sus |  | CompanyInitiated¦Plannedmaintenance¦¦
24-0112335 | Company Initiated | Planned- maintenance |  |  | 2024 | Tier 2 | Distribution Circuit |  |  |  | 2581320 | Sus |  | CompanyInitiated¦Plannedmaintenance¦¦
24-0109773 | Company Initiated | Planned- maintenance |  |  | 2024 | Tier 2 | Distribution Circuit |  |  |  | 2582126 | Sus |  | CompanyInitiated¦Plannedmaintenance¦¦
24-0112166 | Company Initiated | Planned- maintenance |  |  | 2024 | Tier 3 | Transformer only |  |  |  | 2582133 | Sus |  | CompanyInitiated¦Plannedmaintenance¦¦
24-0099991 | Company Initiated | Planned- maintenance |  |  | 2024 | Tier 3 | Transformer only |  |  |  | 2582809 | Sus |  | CompanyInitiated¦Plannedmaintenance¦¦
24-0113765 | Company Initiated | Planned- maintenance |  |  | 2024 | Tier 2 | Transformer only |  |  |  | 2582186 | Sus |  | CompanyInitiated¦Plannedmaintenance¦¦
24-0117693 | Equipment Failure/Involved | Overhead | Transformer (OH) | Normal | 2024 | Tier 3 | Distribution Circuit |  |  |  | 2582181 | Sus |  | EquipmentFailureInvolved¦Overhead¦Transformer(OH)¦Normal
24-0112961 | Company Initiated | Planned- maintenance |  |  | 2024 | Tier 3 | Transformer only |  |  |  | 2582370 | Sus |  | CompanyInitiated¦Plannedmaintenance¦¦
24-0117845 | 3rd Party | Fire- house or bldg. | Conductor- Overhead | Normal | 2024 | Tier 2 | Distribution Circuit |  |  |  | 2582365 | Sus |  | 3rdParty¦Firehouseorbldg¦ConductorOverhead¦Normal
24-0100031 | Company Initiated | Planned- capital |  |  | 2024 | Tier 3 | Distribution Circuit |  |  |  | 2583031 | Sus |  | CompanyInitiated¦Plannedcapital¦¦
24-0118141 | Vegetation | Tree - branch fell on line | Conductor- Overhead | Broken- wire on ground | 2024 | Tier 3 | Distribution Circuit |  |  |  | 2583032 | Sus |  | Vegetation¦Treebranchfellonline¦ConductorOverhead¦Brokenwireonground
24-0085657 | Company Initiated | Planned- capital |  |  | 2024 | Tier 2 | Distribution Circuit |  |  |  | 2583057 | Sus |  | CompanyInitiated¦Plannedcapital¦¦
24-0109767 | Company Initiated | Planned- maintenance |  |  | 2024 | Tier 2 | Distribution Circuit |  |  |  | 2583711 | Sus |  | CompanyInitiated¦Plannedmaintenance¦¦
24-0118223 | Unknown Cause | Patrol - found nothing |  |  | 2024 | Tier 2 | Distribution Circuit |  |  |  | 2583286 | Sus |  | UnknownCause¦Patrolfoundnothing¦¦
24-0114959 | Wildfire Mitigation | Planned - WSIP/System Hardening |  |  | 2024 | Tier 3 | Distribution Circuit |  |  |  | 2583313 | Sus |  | WildfireMitigation¦PlannedWSIPSystemHardening¦¦
24-0113219 | Wildfire Mitigation | Planned - WSIP/System Hardening |  |  | 2024 | Tier 3 | Distribution Circuit |  |  |  | 2583331 | Sus |  | WildfireMitigation¦PlannedWSIPSystemHardening¦¦
24-0113160 | Company Initiated | Planned- capital |  |  | 2024 | Tier 2 | Distribution Circuit |  |  |  | 2583337 | Sus |  | CompanyInitiated¦Plannedcapital¦¦
24-0106182 | Company Initiated | Planned- capital |  |  | 2024 | Tier 3 | Distribution Circuit |  |  |  | 2583398 | Sus |  | CompanyInitiated¦Plannedcapital¦¦
24-0112948 | Wildfire Mitigation | Planned - WSIP/System Hardening |  |  | 2024 | Tier 3 | Distribution Circuit |  |  |  | 2583429 | Sus |  | WildfireMitigation¦PlannedWSIPSystemHardening¦¦
24-0118357 | Company Initiated | Coordination failure | Recloser | Normal | 2024 | Tier 2 | Distribution Circuit |  |  |  | 2583564 | Sus |  | CompanyInitiated¦Coordinationfailure¦Recloser¦Normal
24-0118433 | Company Initiated | Coordination failure | Recloser | Normal | 2024 | Tier 2 | Distribution Circuit |  |  |  | 2583634 | Sus |  | CompanyInitiated¦Coordinationfailure¦Recloser¦Normal
24-0118661 | Vegetation | Tree - branch fell on line | Conductor- Overhead | Broken- wire on ground | 2024 | Tier 3 | Distribution Circuit |  |  |  | 2584143 | Sus |  | Vegetation¦Treebranchfellonline¦ConductorOverhead¦Brokenwireonground
24-0118697 | Equipment Failure/Involved | Overhead | Transformer (OH) | Leaking | 2024 | Tier 3 | Distribution Circuit |  |  |  | 2584208 | Sus |  | EquipmentFailureInvolved¦Overhead¦Transformer(OH)¦Leaking
24-0085650 | Company Initiated | Planned- capital |  |  | 2024 | Tier 2 | Distribution Circuit |  |  |  | 2584388 | Sus |  | CompanyInitiated¦Plannedcapital¦¦
24-0112856 | Company Initiated | Planned- maintenance |  |  | 2024 | Tier 2 | Distribution Circuit |  |  |  | 2584449 | Sus |  | CompanyInitiated¦Plannedmaintenance¦¦
24-0118849 | Unknown Cause | Patrol - found nothing |  |  | 2024 | Tier 3 | Distribution Circuit |  |  |  | 2584486 | Sus |  | UnknownCause¦Patrolfoundnothing¦¦
24-0113105 | Company Initiated | Planned- maintenance |  |  | 2024 | Tier 3 | Transformer only |  |  |  | 2584550 | Sus |  | CompanyInitiated¦Plannedmaintenance¦¦
24-0116700 | Company Initiated | Planned- capital |  |  | 2024 | Tier 2 | Distribution Circuit |  |  |  | 2584492 | Sus |  | CompanyInitiated¦Plannedcapital¦¦
24-0119347 | Vegetation | Tree - branch fell on line | Conductor- Overhead | Normal | 2024 | Tier 3 | Distribution Circuit |  |  |  | 2585532 | Sus |  | Vegetation¦Treebranchfellonline¦ConductorOverhead¦Normal
24-0113127 | Company Initiated | Planned- maintenance |  |  | 2024 | Tier 3 | Distribution Circuit |  |  |  | 2585607 | Sus |  | CompanyInitiated¦Plannedmaintenance¦¦
24-0113868 | Company Initiated | Planned- maintenance |  |  | 2024 | Tier 3 | Transformer only |  |  |  | 2585639 | Sus |  | CompanyInitiated¦Plannedmaintenance¦¦
24-0115009 | Company Initiated | Planned- maintenance |  |  | 2024 | Tier 2 | Distribution Circuit |  |  |  | 2585693 | Sus |  | CompanyInitiated¦Plannedmaintenance¦¦
24-0113805 | Wildfire Mitigation | Planned - WSIP/System Hardening |  |  | 2024 | Tier 3 | Distribution Circuit |  |  |  | 2585869 | Sus |  | WildfireMitigation¦PlannedWSIPSystemHardening¦¦
24-0119717 | Vegetation | Tree - branch fell on line | Conductor- Overhead | Broken- wire on ground | 2024 | Tier 3 | Distribution Circuit |  |  |  | 2586171 | Sus |  | Vegetation¦Treebranchfellonline¦ConductorOverhead¦Brokenwireonground
24-0109818 | Company Initiated | Planned- maintenance |  |  | 2024 | Tier 2 | Distribution Circuit |  |  |  | 2586651 | Sus |  | CompanyInitiated¦Plannedmaintenance¦¦
24-0114590 | Company Initiated | Planned- maintenance |  |  | 2024 | Tier 2 | Distribution Circuit |  |  |  | 2586706 | Sus |  | CompanyInitiated¦Plannedmaintenance¦¦
24-0114585 | Company Initiated | Planned- maintenance |  |  | 2024 | Tier 2 | Distribution Circuit |  |  |  | 2586784 | Sus |  | CompanyInitiated¦Plannedmaintenance¦¦
24-0119960 | Company Initiated | Coordination failure | Recloser | Normal | 2024 | Tier 2 | Distribution Circuit |  |  |  | 2587447 | Sus |  | CompanyInitiated¦Coordinationfailure¦Recloser¦Normal
24-0120045 | Vegetation | Tree - branch fell on line | Conductor- Overhead | Broken- wire on ground | 2024 | Tier 2 | Distribution Circuit |  |  |  | 2587903 | Sus |  | Vegetation¦Treebranchfellonline¦ConductorOverhead¦Brokenwireonground
24-0114348 | Company Initiated | Planned- maintenance |  |  | 2024 | Tier 2 | Transformer only |  |  |  | 2588134 | Sus |  | CompanyInitiated¦Plannedmaintenance¦¦
24-0106027 | Company Initiated | Planned- maintenance |  |  | 2024 | Tier 3 | Transformer only |  |  |  | 2588148 | Sus |  | CompanyInitiated¦Plannedmaintenance¦¦
24-0113730 | Wildfire Mitigation | Planned - WSIP/System Hardening |  |  | 2024 | Tier 2 | Distribution Circuit |  |  |  | 2588163 | Sus |  | WildfireMitigation¦PlannedWSIPSystemHardening¦¦
24-0113908 | Company Initiated | Planned- maintenance |  |  | 2024 | Tier 2 | Transformer only |  |  |  | 2588172 | Sus |  | CompanyInitiated¦Plannedmaintenance¦¦
24-0089632 | Company Initiated | Planned- maintenance |  |  | 2024 | Tier 2 | Distribution Circuit |  |  |  | 2588199 | Sus |  | CompanyInitiated¦Plannedmaintenance¦¦
24-0114333 | Wildfire Mitigation | Planned - WSIP/System Hardening |  |  | 2024 | Tier 2 | Distribution Circuit |  |  |  | 2588504 | Sus |  | WildfireMitigation¦PlannedWSIPSystemHardening¦¦
24-0114352 | Company Initiated | Planned- maintenance |  |  | 2024 | Tier 2 | Transformer only |  |  |  | 2588394 | Sus |  | CompanyInitiated¦Plannedmaintenance¦¦
24-0114478 | Company Initiated | Planned- maintenance |  |  | 2024 | Tier 2 | Transformer only |  |  |  | 2589259 | Sus |  | CompanyInitiated¦Plannedmaintenance¦¦
24-0115987 | Company Initiated | Planned- maintenance |  |  | 2024 | Tier 2 | Transformer only |  |  |  | 2589420 | Sus |  | CompanyInitiated¦Plannedmaintenance¦¦
24-0113749 | Wildfire Mitigation | Planned - WSIP/System Hardening |  |  | 2024 | Tier 3 | Distribution Circuit |  |  |  | 2589435 | Sus |  | WildfireMitigation¦PlannedWSIPSystemHardening¦¦
24-0114981 | Company Initiated | Planned- maintenance |  |  | 2024 | Tier 3 | Transformer only |  |  |  | 2589468 | Sus |  | CompanyInitiated¦Plannedmaintenance¦¦
24-0113758 | Wildfire Mitigation | Planned - WSIP/System Hardening |  |  | 2024 | Tier 3 | Distribution Circuit |  |  |  | 2589679 | Sus |  | WildfireMitigation¦PlannedWSIPSystemHardening¦¦
24-0120932 | Unknown Cause | Patrol - found nothing |  |  | 2024 | Tier 3 | Distribution Circuit |  |  |  | 2589977 | Sus |  | UnknownCause¦Patrolfoundnothing¦¦
24-0120965 | Equipment Failure/Involved | Overhead | Transformer (OH) | Failed/Faulted | 2024 | Tier 2 | Transformer only |  |  |  | 2590112 | Sus |  | EquipmentFailureInvolved¦Overhead¦Transformer(OH)¦FailedFaulted
24-0116523 | Wildfire Mitigation | Planned - WSIP/System Hardening |  |  | 2024 | Tier 3 | Transformer only |  |  |  | 2590185 | Sus |  | WildfireMitigation¦PlannedWSIPSystemHardening¦¦
24-0116353 | Wildfire Mitigation | Planned - WSIP/System Hardening |  |  | 2024 | Tier 2 | Distribution Circuit |  |  |  | 2590244 | Sus |  | WildfireMitigation¦PlannedWSIPSystemHardening¦¦
24-0114997 | Wildfire Mitigation | Planned - WSIP/System Hardening |  |  | 2024 | Tier 2 | Transformer only |  |  |  | 2590468 | Sus |  | WildfireMitigation¦PlannedWSIPSystemHardening¦¦
24-0115633 | Company Initiated | Planned- maintenance |  |  | 2024 | Tier 2 | Distribution Circuit |  |  |  | 2590431 | Sus |  | CompanyInitiated¦Plannedmaintenance¦¦
24-0116211 | Company Initiated | Planned- maintenance |  |  | 2024 | Tier 3 | Transformer only |  |  |  | 2590470 | Sus |  | CompanyInitiated¦Plannedmaintenance¦¦
24-0107286 | Company Initiated | Planned- capital |  |  | 2024 | Tier 3 | Distribution Circuit |  |  |  | 2590541 | Sus |  | CompanyInitiated¦Plannedcapital¦¦
24-0116597 | Wildfire Mitigation | Planned - WSIP/System Hardening |  |  | 2024 | Tier 3 | Distribution Circuit |  |  |  | 2590547 | Sus |  | WildfireMitigation¦PlannedWSIPSystemHardening¦¦
24-0114788 | Wildfire Mitigation | Planned - WSIP/System Hardening |  |  | 2024 | Tier 2 | Transformer only |  |  |  | 2590737 | Sus |  | WildfireMitigation¦PlannedWSIPSystemHardening¦¦
24-0105926 | Company Initiated | Planned- maintenance |  |  | 2024 | Tier 3 | Distribution Circuit |  |  |  | 2591370 | Sus |  | CompanyInitiated¦Plannedmaintenance¦¦
24-0104799 | Company Initiated | Planned- maintenance |  |  | 2024 | Tier 3 | Transformer only |  |  |  | 2591358 | Sus |  | CompanyInitiated¦Plannedmaintenance¦¦
24-0116276 | Wildfire Mitigation | Planned - WSIP/System Hardening |  |  | 2024 | Tier 3 | Transformer only |  |  |  | 2591399 | Sus |  | WildfireMitigation¦PlannedWSIPSystemHardening¦¦
24-0116140 | Company Initiated | Planned- capital |  |  | 2024 | Tier 3 | Distribution Circuit |  |  |  | 2591408 | Sus |  | CompanyInitiated¦Plannedcapital¦¦
24-0121880 | Vegetation | Tree - branch fell on line | Conductor- Overhead | Normal | 2024 | Tier 3 | Distribution Circuit |  |  |  | 2591609 | Sus |  | Vegetation¦Treebranchfellonline¦ConductorOverhead¦Normal
24-0122044 | Vegetation | Tree - fell into line | Conductor- Overhead | Broken- wire on ground | 2024 | Tier 2 | Distribution Circuit |  |  |  | 2591963 | Sus |  | Vegetation¦Treefellintoline¦ConductorOverhead¦Brokenwireonground
24-0122063 | Unknown Cause | Patrol - found nothing |  |  | 2024 | Tier 2 | Distribution Circuit |  |  |  | 2592011 | Sus |  | UnknownCause¦Patrolfoundnothing¦¦
24-0106001 | Company Initiated | Planned- maintenance |  |  | 2024 | Tier 3 | Transformer only |  |  |  | 2592184 | Sus |  | CompanyInitiated¦Plannedmaintenance¦¦
24-0115222 | Wildfire Mitigation | Planned - WSIP/System Hardening |  |  | 2024 | Tier 2 | Transformer only |  |  |  | 2592210 | Sus |  | WildfireMitigation¦PlannedWSIPSystemHardening¦¦
24-0116285 | Company Initiated | Planned- maintenance |  |  | 2024 | Tier 3 | Distribution Circuit |  |  |  | 2592228 | Sus |  | CompanyInitiated¦Plannedmaintenance¦¦
24-0116183 | Company Initiated | Planned- capital |  |  | 2024 | Tier 2 | Distribution Circuit |  |  |  | 2592157 | Sus |  | CompanyInitiated¦Plannedcapital¦¦
24-0113819 | Company Initiated | Planned- capital |  |  | 2024 | Tier 3 | Distribution Circuit |  |  |  | 2592281 | Sus |  | CompanyInitiated¦Plannedcapital¦¦
24-0122374 | Vegetation | Tree - grew into line | Conductor- Overhead | Normal | 2024 | Tier 3 | Distribution Circuit |  |  |  | 2592815 | Sus |  | Vegetation¦Treegrewintoline¦ConductorOverhead¦Normal
24-0122749 | Vegetation | Tree - grew into line | Conductor- Overhead | Normal | 2024 | Tier 3 | Distribution Circuit |  |  |  | 2593829 | Sus |  | Vegetation¦Treegrewintoline¦ConductorOverhead¦Normal
24-0098739 | Company Initiated | Planned- capital |  |  | 2024 | Tier 3 | Distribution Circuit |  |  |  | 2593922 | Sus |  | CompanyInitiated¦Plannedcapital¦¦
24-0119680 | Company Initiated | Planned- maintenance |  |  | 2024 | Tier 3 | Distribution Circuit |  |  |  | 2594237 | Sus |  | CompanyInitiated¦Plannedmaintenance¦¦
24-0117858 | Wildfire Mitigation | Planned - WSIP/System Hardening |  |  | 2024 | Tier 2 | Transformer only |  |  |  | 2594335 | Sus |  | WildfireMitigation¦PlannedWSIPSystemHardening¦¦
24-0122997 | Animal | Other | Conductor- Overhead | Arcing | 2024 | Tier 2 | Transformer only |  |  |  | 2594338 | Sus |  | Animal¦Other¦ConductorOverhead¦Arcing
24-0122998 | Unknown Cause | Patrol - found nothing |  |  | 2024 | Tier 2 | Transformer only |  |  |  | 2594348 | Sus |  | UnknownCause¦Patrolfoundnothing¦¦
24-0118013 | Wildfire Mitigation | Planned - WSIP/System Hardening |  |  | 2024 | Tier 3 | Distribution Circuit |  |  |  | 2594490 | Sus |  | WildfireMitigation¦PlannedWSIPSystemHardening¦¦
24-0119124 | Wildfire Mitigation | Planned - WSIP/System Hardening |  |  | 2024 | Tier 3 | Distribution Circuit |  |  |  | 2595109 | Sus |  | WildfireMitigation¦PlannedWSIPSystemHardening¦¦
24-0114389 | Company Initiated | Planned- capital |  |  | 2024 | Tier 2 | Distribution Circuit |  |  |  | 2595229 | Sus |  | CompanyInitiated¦Plannedcapital¦¦
24-0118046 | Wildfire Mitigation | Planned - WSIP/System Hardening |  |  | 2024 | Tier 3 | Transformer only |  |  |  | 2595240 | Sus |  | WildfireMitigation¦PlannedWSIPSystemHardening¦¦
24-0119114 | Wildfire Mitigation | Planned - WSIP/System Hardening |  |  | 2024 | Tier 3 | Transformer only |  |  |  | 2595351 | Sus |  | WildfireMitigation¦PlannedWSIPSystemHardening¦¦
24-0114389 | Company Initiated | Planned- capital |  |  | 2024 | Tier 2 | Distribution Circuit |  |  |  | 2595321 | Sus |  | CompanyInitiated¦Plannedcapital¦¦
24-0114389 | Company Initiated | Return Circuit Normal | Conductor- Overhead | Normal | 2024 | Tier 2 | Distribution Circuit |  |  |  | 2595657 | Sus |  | CompanyInitiated¦ReturnCircuitNormal¦ConductorOverhead¦Normal
24-0123650 | Equipment Failure/Involved | Overhead | Transformer (OH) | Failed/Faulted | 2024 | Tier 2 | Transformer only |  |  |  | 2595751 | Sus |  | EquipmentFailureInvolved¦Overhead¦Transformer(OH)¦FailedFaulted
24-0123766 | Unknown Cause | Patrol - found nothing |  |  | 2024 | Tier 2 | Distribution Circuit |  |  |  | 2595749 | Sus |  | UnknownCause¦Patrolfoundnothing¦¦
24-0118304 | Wildfire Mitigation | Planned - WSIP/System Hardening |  |  | 2024 | Tier 2 | Distribution Circuit |  |  |  | 2595862 | Sus |  | WildfireMitigation¦PlannedWSIPSystemHardening¦¦
24-0123791 | Equipment Failure/Involved | Overhead | Pole-Wood | Broken | 2024 | Tier 3 | Distribution Circuit |  |  |  | 2595920 | Sus |  | EquipmentFailureInvolved¦Overhead¦PoleWood¦Broken
24-0118305 | Company Initiated | Planned- maintenance |  |  | 2024 | Tier 3 | Distribution Circuit |  |  |  | 2595977 | Sus |  | CompanyInitiated¦Plannedmaintenance¦¦
24-0115931 | Company Initiated | Planned- maintenance |  |  | 2024 | Tier 3 | Distribution Circuit |  |  |  | 2596072 | Sus |  | CompanyInitiated¦Plannedmaintenance¦¦
24-0114949 | Company Initiated | Planned- capital |  |  | 2024 | Tier 2 | Distribution Circuit |  |  |  | 2596105 | Sus |  | CompanyInitiated¦Plannedcapital¦¦
24-0124108 | Unknown Cause | Patrol - found nothing |  |  | 2024 | Tier 3 | Distribution Circuit |  |  |  | 2596388 | Sus |  | UnknownCause¦Patrolfoundnothing¦¦
24-0119657 | Wildfire Mitigation | Planned - WSIP/System Hardening |  |  | 2024 | Tier 2 | Distribution Circuit |  |  |  | 2596963 | Sus |  | WildfireMitigation¦PlannedWSIPSystemHardening¦¦
24-0124441 | Equipment Failure/Involved | Overhead | Cutout- fuse holder | Broken | 2024 | Tier 3 | Distribution Circuit |  |  |  | 2596981 | Sus |  | EquipmentFailureInvolved¦Overhead¦Cutoutfuseholder¦Broken
24-0124817 | 3rd Party | Vehicle | Pothead(Riser Termination) | Broken | 2024 | Tier 2 | Distribution Circuit |  |  |  | 2598022 | Sus |  | 3rdParty¦Vehicle¦Pothead(RiserTermination)¦Broken
24-0124829 | Unknown Cause | Patrol - found nothing |  |  | 2024 | Tier 3 | Distribution Circuit |  |  |  | 2598079 | Sus |  | UnknownCause¦Patrolfoundnothing¦¦
24-0124834 | Unknown Cause | Patrol - found nothing |  |  | 2024 | Tier 3 | Distribution Circuit |  |  |  | 2598118 | Sus |  | UnknownCause¦Patrolfoundnothing¦¦
24-0124848 | Vegetation | Tree - bark fell into line | Conductor- Overhead | Normal | 2024 | Tier 3 | Distribution Circuit |  |  |  | 2598152 | Sus |  | Vegetation¦Treebarkfellintoline¦ConductorOverhead¦Normal
24-0124855 | Vegetation | Tree - branch fell on line | Conductor- Overhead | Normal | 2024 | Tier 3 | Distribution Circuit |  |  |  | 2598161 | Sus |  | Vegetation¦Treebranchfellonline¦ConductorOverhead¦Normal
24-0124869 | Unknown Cause | Patrol - found nothing |  |  | 2024 | Tier 2 | Distribution Circuit |  |  |  | 2598178 | Sus |  | UnknownCause¦Patrolfoundnothing¦¦
24-0125151 | Vegetation | Tree - branch fell on line | Conductor- Overhead | Normal | 2024 | Tier 3 | Distribution Circuit |  |  |  | 2598259 | Sus |  | Vegetation¦Treebranchfellonline¦ConductorOverhead¦Normal
24-0124985 | Vegetation | Tree - branch fell on line | Conductor- Overhead | Normal | 2024 | Tier 3 | Distribution Circuit |  |  |  | 2598377 | Sus |  | Vegetation¦Treebranchfellonline¦ConductorOverhead¦Normal
24-0124960 | Vegetation | Tree - branch fell on line | Conductor- Overhead | Normal | 2024 | Tier 3 | Distribution Circuit |  |  |  | 2598423 | Sus |  | Vegetation¦Treebranchfellonline¦ConductorOverhead¦Normal
24-0125216 | Unknown Cause | Patrol - found nothing |  |  | 2024 | Tier 2 | Distribution Circuit |  |  |  | 2598462 | Sus |  | UnknownCause¦Patrolfoundnothing¦¦
24-0115645 | Company Initiated | Planned- maintenance |  |  | 2024 | Tier 2 | Transformer only |  |  |  | 2598478 | Sus |  | CompanyInitiated¦Plannedmaintenance¦¦
24-0125222 | Vegetation | Tree - branch fell on line | Conductor- Overhead | Normal | 2024 | Tier 3 | Distribution Circuit |  |  |  | 2598493 | Sus |  | Vegetation¦Treebranchfellonline¦ConductorOverhead¦Normal
24-0125007 | Vegetation | Tree - branch fell on line | Conductor- Overhead | Normal | 2024 | Tier 2 | Distribution Circuit |  |  |  | 2598510 | Sus |  | Vegetation¦Treebranchfellonline¦ConductorOverhead¦Normal
24-0125014 | Vegetation | Tree - bark fell into line | Conductor- Overhead | Normal | 2024 | Tier 3 | Distribution Circuit |  |  |  | 2598549 | Sus |  | Vegetation¦Treebarkfellintoline¦ConductorOverhead¦Normal
24-0125132 | Vegetation | Tree - branch fell on line | Conductor- Overhead | Normal | 2024 | Tier 3 | Distribution Circuit |  |  |  | 2598581 | Sus |  | Vegetation¦Treebranchfellonline¦ConductorOverhead¦Normal
24-0125412 | Equipment Failure/Involved | Underground | Conductor- Underground | Normal | 2024 | Tier 3 | Distribution Circuit |  |  |  | 2599097 | Sus |  | EquipmentFailureInvolved¦Underground¦ConductorUnderground¦Normal
24-0118898 | Company Initiated | Planned- maintenance |  |  | 2024 | Tier 2 | Distribution Circuit |  |  |  | 2599218 | Sus |  | CompanyInitiated¦Plannedmaintenance¦¦
24-0122771 | Company Initiated | Planned- maintenance |  |  | 2024 | Tier 2 | Transformer only |  |  |  | 2599230 | Sus |  | CompanyInitiated¦Plannedmaintenance¦¦
24-0122772 | Company Initiated | Planned- maintenance |  |  | 2024 | Tier 2 | Transformer only |  |  |  | 2599235 | Sus |  | CompanyInitiated¦Plannedmaintenance¦¦
24-0125404 | Vegetation | Tree - branch fell on line | Conductor- Overhead | Normal | 2024 | Tier 3 | Distribution Circuit |  |  |  | 2599362 | Sus |  | Vegetation¦Treebranchfellonline¦ConductorOverhead¦Normal
24-0125576 | Vegetation | Tree - branch fell on line | Conductor- Overhead | Normal | 2024 | Tier 2 | Distribution Circuit |  |  |  | 2599926 | Sus |  | Vegetation¦Treebranchfellonline¦ConductorOverhead¦Normal
24-0123584 | Company Initiated | Planned- maintenance |  |  | 2024 | Tier 3 | Transformer only |  |  |  | 2600332 | Sus |  | CompanyInitiated¦Plannedmaintenance¦¦
24-0118038 | Company Initiated | Planned- maintenance |  |  | 2024 | Tier 2 | Distribution Circuit |  |  |  | 2600242 | Sus |  | CompanyInitiated¦Plannedmaintenance¦¦
24-0118279 | Company Initiated | Planned- capital |  |  | 2024 | Tier 3 | Distribution Circuit |  |  |  | 2600386 | Sus |  | CompanyInitiated¦Plannedcapital¦¦
24-0118575 | Company Initiated | Planned- capital |  |  | 2024 | Tier 2 | Distribution Circuit |  |  |  | 2600728 | Sus |  | CompanyInitiated¦Plannedcapital¦¦
24-0104263 | Company Initiated | Planned- capital |  |  | 2024 | Tier 2 | Distribution Circuit |  |  |  | 2600865 | Sus |  | CompanyInitiated¦Plannedcapital¦¦
24-0116074 | Company Initiated | Planned- maintenance |  |  | 2024 | Tier 3 | Distribution Circuit |  |  |  | 2601107 | Sus |  | CompanyInitiated¦Plannedmaintenance¦¦
24-0119403 | Company Initiated | Planned- maintenance |  |  | 2024 | Tier 2 | Distribution Circuit |  |  |  | 2601089 | Sus |  | CompanyInitiated¦Plannedmaintenance¦¦
24-0120231 | Wildfire Mitigation | Planned - WSIP/System Hardening |  |  | 2024 | Tier 3 | Distribution Circuit |  |  |  | 2601121 | Sus |  | WildfireMitigation¦PlannedWSIPSystemHardening¦¦
24-0118575 | Company Initiated | Construction Activity/equip- company | Generator | Normal | 2024 | Tier 2 | Distribution Circuit |  |  |  | 2601619 | Sus |  | CompanyInitiated¦ConstructionActivityequipcompany¦Generator¦Normal
24-0126578 | Company Initiated | Personnel- company | Recloser | Normal | 2024 | Tier 2 | Distribution Circuit |  |  |  | 2601643 | Sus |  | CompanyInitiated¦Personnelcompany¦Recloser¦Normal
24-0118575 | Company Initiated | Planned- capital |  |  | 2024 | Tier 2 | Distribution Circuit |  |  |  | 2601645 | Sus |  | CompanyInitiated¦Plannedcapital¦¦
24-0119358 | Company Initiated | Planned- maintenance |  |  | 2024 | Tier 2 | Distribution Circuit |  |  |  | 2602030 | Sus |  | CompanyInitiated¦Plannedmaintenance¦¦
24-0119542 | Company Initiated | Planned- maintenance |  |  | 2024 | Tier 3 | Transformer only |  |  |  | 2602040 | Sus |  | CompanyInitiated¦Plannedmaintenance¦¦
24-0120431 | Wildfire Mitigation | Planned - WSIP/System Hardening |  |  | 2024 | Tier 3 | Transformer only |  |  |  | 2602088 | Sus |  | WildfireMitigation¦PlannedWSIPSystemHardening¦¦
24-0126767 | Company Initiated | Personnel- company | Conductor- Overhead | Normal | 2024 | Tier 2 | Distribution Circuit |  |  |  | 2602086 | Sus |  | CompanyInitiated¦Personnelcompany¦ConductorOverhead¦Normal
24-0104427 | Company Initiated | Planned- capital |  |  | 2024 | Tier 2 | Distribution Circuit |  |  |  | 2602250 | Sus |  | CompanyInitiated¦Plannedcapital¦¦
24-0127042 | Vegetation | Tree - fell into line | Conductor- Overhead | Normal | 2024 | Tier 2 | Distribution Circuit |  |  |  | 2602391 | Sus |  | Vegetation¦Treefellintoline¦ConductorOverhead¦Normal
24-0127090 | Unknown Cause | Patrol - found nothing |  |  | 2024 | Tier 2 | Distribution Circuit |  |  |  | 2602475 | Sus |  | UnknownCause¦Patrolfoundnothing¦¦
24-0119384 | Company Initiated | Planned- maintenance |  |  | 2024 | Tier 2 | Distribution Circuit |  |  |  | 2602885 | Sus |  | CompanyInitiated¦Plannedmaintenance¦¦
24-0122219 | Company Initiated | Planned- maintenance |  |  | 2024 | Tier 3 | Distribution Circuit |  |  |  | 2602931 | Sus |  | CompanyInitiated¦Plannedmaintenance¦¦
24-0121609 | Company Initiated | Planned- maintenance |  |  | 2024 | Tier 3 | Transformer only |  |  |  | 2602999 | Sus |  | CompanyInitiated¦Plannedmaintenance¦¦
24-0119191 | Company Initiated | Planned- capital |  |  | 2024 | Tier 2 | Distribution Circuit |  |  |  | 2602909 | Sus |  | CompanyInitiated¦Plannedcapital¦¦
24-0127617 | Vegetation | Tree - branch fell on line | Conductor- Overhead | Normal | 2024 | Tier 3 | Distribution Circuit |  |  |  | 2603216 | Sus |  | Vegetation¦Treebranchfellonline¦ConductorOverhead¦Normal
24-0117679 | Company Initiated | Personnel- company |  |  | 2024 | Tier 3 | Distribution Circuit |  |  |  | 2603458 | Sus |  | CompanyInitiated¦Personnelcompany¦¦
24-0113095 | Wildfire Mitigation | Planned - WSIP/System Hardening |  |  | 2024 | Tier 3 | Distribution Circuit |  |  |  | 2603734 | Sus |  | WildfireMitigation¦PlannedWSIPSystemHardening¦¦
24-0120705 | Company Initiated | Planned- maintenance |  |  | 2024 | Tier 2 | Distribution Circuit |  |  |  | 2603792 | Sus |  | CompanyInitiated¦Plannedmaintenance¦¦
24-0124583 | Company Initiated | Planned- maintenance |  |  | 2024 | Tier 2 | Distribution Circuit |  |  |  | 2603920 | Sus |  | CompanyInitiated¦Plannedmaintenance¦¦
24-0128068 | Animal | Bird found | Conductor- Overhead | Broken- wire on ground | 2024 | Tier 2 | Distribution Circuit |  |  |  | 2604244 | Sus |  | Animal¦Birdfound¦ConductorOverhead¦Brokenwireonground
24-0124921 | Company Initiated | Planned- maintenance |  |  | 2024 | Tier 3 | Distribution Circuit |  |  |  | 2604662 | Sus |  | CompanyInitiated¦Plannedmaintenance¦¦
24-0125032 | Company Initiated | Planned- maintenance |  |  | 2024 | Tier 3 | Transformer only |  |  |  | 2604713 | Sus |  | CompanyInitiated¦Plannedmaintenance¦¦
24-0125018 | Company Initiated | Planned- maintenance |  |  | 2024 | Tier 3 | Distribution Circuit |  |  |  | 2604784 | Sus |  | CompanyInitiated¦Plannedmaintenance¦¦
24-0121897 | Company Initiated | Planned- maintenance |  |  | 2024 | Tier 2 | Distribution Circuit |  |  |  | 2604733 | Sus |  | CompanyInitiated¦Plannedmaintenance¦¦
24-0121200 | Wildfire Mitigation | Planned - WSIP/System Hardening |  |  | 2024 | Tier 2 | Distribution Circuit |  |  |  | 2604782 | Sus |  | WildfireMitigation¦PlannedWSIPSystemHardening¦¦
24-0128183 | Unknown Cause | Patrol - found nothing |  |  | 2024 | Tier 3 | Transformer only |  |  |  | 2604794 | Sus |  | UnknownCause¦Patrolfoundnothing¦¦
24-0128188 | Animal | Squirrel | Conductor- Overhead | Normal | 2024 | Tier 3 | Distribution Circuit |  |  |  | 2604800 | Sus |  | Animal¦Squirrel¦ConductorOverhead¦Normal
24-0128232 | Equipment Failure/Involved | Overhead | Transformer (OH) | Failed/Faulted | 2024 | Tier 2 | Transformer only |  |  |  | 2605124 | Sus |  | EquipmentFailureInvolved¦Overhead¦Transformer(OH)¦FailedFaulted
24-0128278 | Animal | Squirrel | Transformer (OH) | Normal | 2024 | Tier 3 | Distribution Circuit |  |  |  | 2605349 | Sus |  | Animal¦Squirrel¦Transformer(OH)¦Normal
24-0128348 | Unknown Cause | Patrol - found nothing |  |  | 2024 | Tier 3 | Distribution Circuit |  |  |  | 2605621 | Sus |  | UnknownCause¦Patrolfoundnothing¦¦
24-0121727 | Company Initiated | Planned- maintenance |  |  | 2024 | Tier 2 | Transformer only |  |  |  | 2605893 | Sus |  | CompanyInitiated¦Plannedmaintenance¦¦
24-0116665 | Company Initiated | Planned- maintenance |  |  | 2024 | Tier 3 | Transformer only |  |  |  | 2605976 | Sus |  | CompanyInitiated¦Plannedmaintenance¦¦
24-0113089 | Company Initiated | Planned- maintenance |  |  | 2024 | Tier 3 | Transformer only |  |  |  | 2605986 | Sus |  | CompanyInitiated¦Plannedmaintenance¦¦
24-0113062 | Wildfire Mitigation | Planned - WSIP/System Hardening |  |  | 2024 | Tier 3 | Distribution Circuit |  |  |  | 2606229 | Sus |  | WildfireMitigation¦PlannedWSIPSystemHardening¦¦
24-0118955 | Company Initiated | Planned- maintenance |  |  | 2024 | Tier 2 | Distribution Circuit |  |  |  | 2606976 | Sus |  | CompanyInitiated¦Plannedmaintenance¦¦
24-0114781 | Company Initiated | Planned- capital |  |  | 2024 | Tier 3 | Distribution Circuit |  |  |  | 2607094 | Sus |  | CompanyInitiated¦Plannedcapital¦¦
24-0124795 | Company Initiated | Planned- maintenance |  |  | 2024 | Tier 2 | Distribution Circuit |  |  |  | 2607189 | Sus |  | CompanyInitiated¦Plannedmaintenance¦¦
24-0122919 | Wildfire Mitigation | Planned - WSIP/System Hardening |  |  | 2024 | Tier 2 | Distribution Circuit |  |  |  | 2609206 | Sus |  | WildfireMitigation¦PlannedWSIPSystemHardening¦¦
24-0119770 | Wildfire Mitigation | Planned - WSIP/System Hardening |  |  | 2024 | Tier 2 | Transformer only |  |  |  | 2609271 | Sus |  | WildfireMitigation¦PlannedWSIPSystemHardening¦¦
24-0129951 | Vegetation | Tree - fell into line | Conductor- Overhead | Normal | 2024 | Tier 3 | Distribution Circuit |  |  |  | 2609280 | Sus |  | Vegetation¦Treefellintoline¦ConductorOverhead¦Normal
24-0130335 | Vegetation | Tree - branch fell on line | Conductor- Overhead | Normal | 2024 | Tier 3 | Distribution Circuit |  |  |  | 2609916 | Sus |  | Vegetation¦Treebranchfellonline¦ConductorOverhead¦Normal
24-0130449 | Equipment Failure/Involved | Overhead | Transformer | Broken | 2024 | Tier 2 | Transformer only |  |  |  | 2610075 | Sus |  | EquipmentFailureInvolved¦Overhead¦Transformer¦Broken
24-0124891 | Company Initiated | Planned- maintenance |  |  | 2024 | Tier 2 | Distribution Circuit |  |  |  | 2610219 | Sus |  | CompanyInitiated¦Plannedmaintenance¦¦
24-0130890 | Vegetation | Tree - branch fell on line | Conductor- Overhead | Normal | 2024 | Tier 3 | Distribution Circuit |  |  |  | 2611164 | Sus |  | Vegetation¦Treebranchfellonline¦ConductorOverhead¦Normal
24-0130848 | Equipment Failure/Involved | Overhead | Crossarm- Wood | Burned/flashed | 2024 | Tier 2 | Distribution Circuit |  |  |  | 2611357 | Sus |  | EquipmentFailureInvolved¦Overhead¦CrossarmWood¦Burnedflashed
24-0127919 | Wildfire Mitigation | Planned - WSIP/System Hardening |  |  | 2024 | Tier 3 | Distribution Circuit |  |  |  | 2611508 | Sus |  | WildfireMitigation¦PlannedWSIPSystemHardening¦¦
24-0128691 | Company Initiated | Planned- maintenance |  |  | 2024 | Tier 3 | Transformer only |  |  |  | 2611563 | Sus |  | CompanyInitiated¦Plannedmaintenance¦¦
24-0122964 | Company Initiated | Planned- maintenance |  |  | 2024 | Tier 2 | Distribution Circuit |  |  |  | 2611585 | Sus |  | CompanyInitiated¦Plannedmaintenance¦¦
24-0130963 | Vegetation | Tree - branch fell on line | Transformer (OH) | Broken | 2024 | Tier 3 | Transformer only |  |  |  | 2611649 | Sus |  | Vegetation¦Treebranchfellonline¦Transformer(OH)¦Broken
24-0131116 | Vegetation | Tree - branch fell on line | Conductor- Overhead | Normal | 2024 | Tier 3 | Distribution Circuit |  |  |  | 2612370 | Sus |  | Vegetation¦Treebranchfellonline¦ConductorOverhead¦Normal
24-0131135 | Vegetation | Tree - branch fell on line | Conductor- Overhead | Broken- wire on ground | 2024 | Tier 3 | Distribution Circuit |  |  |  | 2612437 | Sus |  | Vegetation¦Treebranchfellonline¦ConductorOverhead¦Brokenwireonground
24-0131152 | Vegetation | Tree - branch fell on line | Conductor- Overhead | Normal | 2024 | Tier 3 | Distribution Circuit |  |  |  | 2612572 | Sus |  | Vegetation¦Treebranchfellonline¦ConductorOverhead¦Normal
24-0131221 | Vegetation | Tree - branch fell on line | Conductor- Overhead | Together | 2024 | Tier 3 | Distribution Circuit |  |  |  | 2612794 | Sus |  | Vegetation¦Treebranchfellonline¦ConductorOverhead¦Together
24-0131229 | Vegetation | Tree - branch fell on line | Conductor- Overhead | Normal | 2024 | Tier 3 | Distribution Circuit |  |  |  | 2612820 | Sus |  | Vegetation¦Treebranchfellonline¦ConductorOverhead¦Normal
24-0131248 | Vegetation | Tree - branch fell on line | Service conductor | Broken | 2024 | Tier 3 | Transformer only |  |  |  | 2612810 | Sus |  | Vegetation¦Treebranchfellonline¦Serviceconductor¦Broken
24-0124440 | Company Initiated | Planned- maintenance |  |  | 2024 | Tier 3 | Distribution Circuit |  |  |  | 2613145 | Sus |  | CompanyInitiated¦Plannedmaintenance¦¦
24-0127479 | Company Initiated | Planned- maintenance |  |  | 2024 | Tier 3 | Transformer only |  |  |  | 2613167 | Sus |  | CompanyInitiated¦Plannedmaintenance¦¦
24-0122845 | Company Initiated | Planned- maintenance |  |  | 2024 | Tier 2 | Transformer only |  |  |  | 2613201 | Sus |  | CompanyInitiated¦Plannedmaintenance¦¦
24-0125849 | Company Initiated | Planned- maintenance |  |  | 2024 | Tier 2 | Distribution Circuit |  |  |  | 2613233 | Sus |  | CompanyInitiated¦Plannedmaintenance¦¦
24-0117266 | Company Initiated | Planned- maintenance |  |  | 2024 | Tier 3 | Transformer only |  |  |  | 2613359 | Sus |  | CompanyInitiated¦Plannedmaintenance¦¦
24-0100623 | Equipment Failure/Involved | Substation | Circuit Breaker | Malfunctioning | 2024 | Tier 2 | Substation - Distribution |  |  |  | 2613441 | Sus |  | EquipmentFailureInvolved¦Substation¦CircuitBreaker¦Malfunctioning
24-0132011 | Unknown Cause | Patrol - found nothing |  |  | 2024 | Tier 3 | Distribution Circuit |  |  |  | 2614011 | Sus |  | UnknownCause¦Patrolfoundnothing¦¦
24-0126748 | Company Initiated | Planned- maintenance |  |  | 2024 | Tier 2 | Transformer only |  |  |  | 2614319 | Sus |  | CompanyInitiated¦Plannedmaintenance¦¦
24-0117842 | Company Initiated | Planned- maintenance |  |  | 2024 | Tier 3 | Transformer only |  |  |  | 2614157 | Sus |  | CompanyInitiated¦Plannedmaintenance¦¦
24-0117638 | Wildfire Mitigation | Planned - WSIP/System Hardening |  |  | 2024 | Tier 3 | Distribution Circuit |  |  |  | 2614218 | Sus |  | WildfireMitigation¦PlannedWSIPSystemHardening¦¦
24-0117856 | Company Initiated | Planned- maintenance |  |  | 2024 | Tier 3 | Transformer only |  |  |  | 2614458 | Sus |  | CompanyInitiated¦Plannedmaintenance¦¦
24-0117296 | Company Initiated | Planned- maintenance |  |  | 2024 | Tier 3 | Distribution Circuit |  |  |  | 2614325 | Sus |  | CompanyInitiated¦Plannedmaintenance¦¦
24-0131208 | Wildfire Mitigation | Public Safety Power Shut-off | Conductor- Overhead | Broken- wire on ground | 2024 | Tier 3 | Distribution Circuit |  |  |  | 2615125 | Sus |  | WildfireMitigation¦PublicSafetyPowerShutoff¦ConductorOverhead¦Brokenwireonground
24-0131208 | Vegetation | Tree - branch fell on line | Conductor- Overhead | Broken- wire on ground | 2024 | Tier 3 | Distribution Circuit |  |  |  | 2617170 | Sus |  | Vegetation¦Treebranchfellonline¦ConductorOverhead¦Brokenwireonground
24-0132317 | Equipment Failure/Involved | Overhead | Conductor- Overhead | Together | 2024 | Tier 3 | Distribution Circuit |  |  |  | 2615319 | Sus |  | EquipmentFailureInvolved¦Overhead¦ConductorOverhead¦Together
24-0132323 | Vegetation | Tree - branch fell on line | Conductor- Overhead | Normal | 2024 | Tier 2 | Distribution Circuit |  |  |  | 2615344 | Sus |  | Vegetation¦Treebranchfellonline¦ConductorOverhead¦Normal
24-0132328 | Unknown Cause | Patrol - found nothing |  |  | 2024 | Tier 2 | Distribution Circuit |  |  |  | 2615353 | Sus |  | UnknownCause¦Patrolfoundnothing¦¦
24-0132330 | Vegetation | Tree - branch fell on line | Conductor- Overhead | Normal | 2024 | Tier 3 | Distribution Circuit |  |  |  | 2615359 | Sus |  | Vegetation¦Treebranchfellonline¦ConductorOverhead¦Normal
24-0132641 | Vegetation | Tree - fell into line | Conductor- Overhead | Broken- wire on ground | 2024 | Tier 3 | Distribution Circuit |  |  |  | 2616720 | Sus |  | Vegetation¦Treefellintoline¦ConductorOverhead¦Brokenwireonground
24-0132339 | Vegetation | Tree - fell into line | Conductor- Overhead | Broken- wire on ground | 2024 | Tier 3 | Distribution Circuit |  |  |  | 2615386 | Sus |  | Vegetation¦Treefellintoline¦ConductorOverhead¦Brokenwireonground
24-0132601 | Vegetation | Tree - fell into line | Conductor- Overhead | Broken- wire on ground | 2024 | Tier 3 | Distribution Circuit |  |  |  | 2616641 | Sus |  | Vegetation¦Treefellintoline¦ConductorOverhead¦Brokenwireonground
24-0132341 | Unknown Cause | Patrol - found nothing |  |  | 2024 | Tier 3 | Distribution Circuit |  |  |  | 2615388 | Sus |  | UnknownCause¦Patrolfoundnothing¦¦
24-0132342 | Unknown Cause | Patrol - found nothing |  |  | 2024 | Tier 3 | Distribution Circuit |  |  |  | 2615390 | Sus |  | UnknownCause¦Patrolfoundnothing¦¦
24-0132344 | Vegetation | Tree - branch fell on line | Conductor- Overhead | Broken- wire on ground | 2024 | Tier 3 | Distribution Circuit |  |  |  | 2615392 | Sus |  | Vegetation¦Treebranchfellonline¦ConductorOverhead¦Brokenwireonground
24-0132346 | Unknown Cause | Patrol - found nothing |  |  | 2024 | Tier 3 | Distribution Circuit |  |  |  | 2615397 | Sus |  | UnknownCause¦Patrolfoundnothing¦¦
24-0132354 | Unknown Cause | Patrol - found nothing |  |  | 2024 | Tier 3 | Distribution Circuit |  |  |  | 2615410 | Sus |  | UnknownCause¦Patrolfoundnothing¦¦
24-0132379 | Vegetation | Tree - branch fell on line | Conductor- Overhead | Normal | 2024 | Tier 3 | Distribution Circuit |  |  |  | 2615542 | Sus |  | Vegetation¦Treebranchfellonline¦ConductorOverhead¦Normal
24-0132831 | Unknown Cause | Patrol - found nothing |  |  | 2024 | Tier 3 | Distribution Circuit |  |  |  | 2615419 | Sus |  | UnknownCause¦Patrolfoundnothing¦¦
24-0132365 | Unknown Cause | Patrol - found nothing |  |  | 2024 | Tier 3 | Distribution Circuit |  |  |  | 2615438 | Sus |  | UnknownCause¦Patrolfoundnothing¦¦
24-0132373 | Vegetation | Tree - branch fell on line | Conductor- Overhead | Normal | 2024 | Tier 3 | Distribution Circuit |  |  |  | 2615555 | Sus |  | Vegetation¦Treebranchfellonline¦ConductorOverhead¦Normal
24-0132639 | Unknown Cause | Patrol - found nothing |  |  | 2024 | Tier 3 | Distribution Circuit |  |  |  | 2615601 | Sus |  | UnknownCause¦Patrolfoundnothing¦¦
24-0132380 | Unknown Cause | Patrol - found nothing |  |  | 2024 | Tier 3 | Distribution Circuit |  |  |  | 2615621 | Sus |  | UnknownCause¦Patrolfoundnothing¦¦
24-0132834 | Vegetation | Tree - branch fell on line | Jumper | Broken | 2024 | Tier 3 | Distribution Circuit |  |  |  | 2615665 | Sus |  | Vegetation¦Treebranchfellonline¦Jumper¦Broken
24-0132743 | Equipment Failure/Involved | Overhead | Conductor- Overhead | Deteriorated | 2024 | Tier 3 | Distribution Circuit |  |  |  | 2615707 | Sus |  | EquipmentFailureInvolved¦Overhead¦ConductorOverhead¦Deteriorated
24-0132560 | 3rd Party | Other | Service conductor | Normal | 2024 | Tier 2 | Transformer only |  |  |  | 2616367 | Sus |  | 3rdParty¦Other¦Serviceconductor¦Normal
24-0132889 | Unknown Cause | Patrol - found nothing |  |  | 2024 | Tier 3 | Distribution Circuit |  |  |  | 2617241 | Sus |  | UnknownCause¦Patrolfoundnothing¦¦
24-0132980 | Vegetation | Tree - branch fell on line | Conductor- Overhead | Normal | 2024 | Tier 2 | Distribution Circuit |  |  |  | 2617446 | Sus |  | Vegetation¦Treebranchfellonline¦ConductorOverhead¦Normal
24-0123305 | Company Initiated | Planned- capital |  |  | 2024 | Tier 2 | Distribution Circuit |  |  |  | 2619559 | Sus |  | CompanyInitiated¦Plannedcapital¦¦
24-0130318 | Company Initiated | Planned- capital |  |  | 2024 | Tier 2 | Distribution Circuit |  |  |  | 2619617 | Sus |  | CompanyInitiated¦Plannedcapital¦¦
24-0128750 | Company Initiated | Planned- maintenance |  |  | 2024 | Tier 2 | Transformer only |  |  |  | 2619717 | Sus |  | CompanyInitiated¦Plannedmaintenance¦¦
24-0133917 | Equipment Failure/Involved | Overhead | Jumper | Burned Open | 2024 | Tier 2 | Distribution Circuit |  |  |  | 2620057 | Sus |  | EquipmentFailureInvolved¦Overhead¦Jumper¦BurnedOpen
24-0134082 | Vegetation | Tree - fell into line | Conductor- Overhead | Normal | 2024 | Tier 2 | Distribution Circuit |  |  |  | 2620505 | Sus |  | Vegetation¦Treefellintoline¦ConductorOverhead¦Normal
24-0134085 | Vegetation | Tree - branch fell on line | Conductor- Overhead | Normal | 2024 | Tier 3 | Distribution Circuit |  |  |  | 2620815 | Sus |  | Vegetation¦Treebranchfellonline¦ConductorOverhead¦Normal
24-0134117 | Unknown Cause | Patrol - found nothing |  |  | 2024 | Tier 2 | Distribution Circuit |  |  |  | 2620980 | Sus |  | UnknownCause¦Patrolfoundnothing¦¦
24-0134124 | Vegetation | Tree - branch fell on line | Conductor- Overhead | Normal | 2024 | Tier 2 | Distribution Circuit |  |  |  | 2621074 | Sus |  | Vegetation¦Treebranchfellonline¦ConductorOverhead¦Normal
24-0134318 | Equipment Failure/Involved | Overhead | Transformer (OH) | Broken | 2024 | Tier 2 | Distribution Circuit |  |  |  | 2621892 | Sus |  | EquipmentFailureInvolved¦Overhead¦Transformer(OH)¦Broken
24-0130147 | Company Initiated | Planned- maintenance |  |  | 2024 | Tier 2 | Distribution Circuit |  |  |  | 2622660 | Sus |  | CompanyInitiated¦Plannedmaintenance¦¦
24-0121151 | Company Initiated | Planned- capital |  |  | 2024 | Tier 3 | Distribution Circuit |  |  |  | 2622667 | Sus |  | CompanyInitiated¦Plannedcapital¦¦
24-0135074 | Unknown Cause | Patrol - found nothing |  |  | 2024 | Tier 3 | Distribution Circuit |  |  |  | 2623596 | Sus |  | UnknownCause¦Patrolfoundnothing¦¦
24-0126280 | Company Initiated | Planned- maintenance |  |  | 2024 | Tier 3 | Distribution Circuit |  |  |  | 2623702 | Sus |  | CompanyInitiated¦Plannedmaintenance¦¦
24-0121377 | Company Initiated | Planned- maintenance |  |  | 2024 | Tier 2 | Distribution Circuit |  |  |  | 2624187 | Sus |  | CompanyInitiated¦Plannedmaintenance¦¦
24-0130173 | Company Initiated | Planned- maintenance |  |  | 2024 | Tier 2 | Distribution Circuit |  |  |  | 2623946 | Sus |  | CompanyInitiated¦Plannedmaintenance¦¦
24-0134986 | Unknown Cause | Patrol - found nothing |  |  | 2024 | Tier 3 | Distribution Circuit |  |  |  | 2623846 | Sus |  | UnknownCause¦Patrolfoundnothing¦¦
24-0129609 | Company Initiated | Planned- capital |  |  | 2024 | Tier 2 | Distribution Circuit |  |  |  | 2623831 | Sus |  | CompanyInitiated¦Plannedcapital¦¦
24-0100494 | Company Initiated | Planned- capital |  |  | 2024 | Tier 3 | Distribution Circuit |  |  |  | 2623913 | Sus |  | CompanyInitiated¦Plannedcapital¦¦
24-0130188 | Company Initiated | Planned- maintenance |  |  | 2024 | Tier 2 | Distribution Circuit |  |  |  | 2624162 | Sus |  | CompanyInitiated¦Plannedmaintenance¦¦
24-0128029 | Company Initiated | Planned- maintenance |  |  | 2024 | Tier 2 | Distribution Circuit |  |  |  | 2624791 | Sus |  | CompanyInitiated¦Plannedmaintenance¦¦
24-0121017 | Company Initiated | Planned- maintenance |  |  | 2024 | Tier 3 | Distribution Circuit |  |  |  | 2624841 | Sus |  | CompanyInitiated¦Plannedmaintenance¦¦
24-0125342 | Wildfire Mitigation | Planned - WSIP/System Hardening |  |  | 2024 | Tier 2 | Distribution Circuit |  |  |  | 2624853 | Sus |  | WildfireMitigation¦PlannedWSIPSystemHardening¦¦
24-0124091 | Wildfire Mitigation | Planned - WSIP/System Hardening |  |  | 2024 | Tier 2 | Transformer only |  |  |  | 2624857 | Sus |  | WildfireMitigation¦PlannedWSIPSystemHardening¦¦
24-0133965 | Company Initiated | Planned- maintenance |  |  | 2024 | Tier 2 | Distribution Circuit |  |  |  | 2624877 | Sus |  | CompanyInitiated¦Plannedmaintenance¦¦
24-0130057 | Company Initiated | Planned- maintenance |  |  | 2024 | Tier 3 | Distribution Circuit |  |  |  | 2624928 | Sus |  | CompanyInitiated¦Plannedmaintenance¦¦
24-0126981 | Company Initiated | Planned- capital |  |  | 2024 | Tier 2 | Distribution Circuit |  |  |  | 2624951 | Sus |  | CompanyInitiated¦Plannedcapital¦¦
24-0135517 | Equipment Failure/Involved | Underground | Connector or Splice (UG) | Failed/Faulted | 2024 | Tier 2 | Distribution Circuit |  |  |  | 2625083 | Sus |  | EquipmentFailureInvolved¦Underground¦ConnectororSplice(UG)¦FailedFaulted
24-0135754 | Vegetation | Tree - branch fell on line | Conductor- Overhead | Broken- wire on ground | 2024 | Tier 2 | Distribution Circuit |  |  |  | 2625577 | Sus |  | Vegetation¦Treebranchfellonline¦ConductorOverhead¦Brokenwireonground
24-0135762 | Unknown Cause | Patrol - found nothing |  |  | 2024 | Tier 2 | Distribution Circuit |  |  |  | 2625617 | Sus |  | UnknownCause¦Patrolfoundnothing¦¦
24-0128024 | Company Initiated | Planned- maintenance |  |  | 2024 | Tier 2 | Distribution Circuit |  |  |  | 2625919 | Sus |  | CompanyInitiated¦Plannedmaintenance¦¦
24-0128449 | Company Initiated | Planned- maintenance |  |  | 2024 | Tier 2 | Transformer only |  |  |  | 2626265 | Sus |  | CompanyInitiated¦Plannedmaintenance¦¦
24-0136168 | Unknown Cause | Patrol - found nothing |  |  | 2024 | Tier 2 | Distribution Circuit |  |  |  | 2626541 | Sus |  | UnknownCause¦Patrolfoundnothing¦¦
24-0129528 | Wildfire Mitigation | Planned - WSIP/System Hardening |  |  | 2024 | Tier 3 | Transformer only |  |  |  | 2626880 | Sus |  | WildfireMitigation¦PlannedWSIPSystemHardening¦¦
24-0130542 | Company Initiated | Planned- maintenance |  |  | 2024 | Tier 2 | Distribution Circuit |  |  |  | 2626836 | Sus |  | CompanyInitiated¦Plannedmaintenance¦¦
24-0132973 | Company Initiated | Planned- maintenance |  |  | 2024 | Tier 2 | Transformer only |  |  |  | 2627171 | Sus |  | CompanyInitiated¦Plannedmaintenance¦¦
24-0129527 | Wildfire Mitigation | Planned - WSIP/System Hardening |  |  | 2024 | Tier 3 | Distribution Circuit |  |  |  | 2626924 | Sus |  | WildfireMitigation¦PlannedWSIPSystemHardening¦¦
24-0107328 | Company Initiated | Planned- maintenance |  |  | 2024 | Tier 3 | Distribution Circuit |  |  |  | 2627292 | Sus |  | CompanyInitiated¦Plannedmaintenance¦¦
24-0136374 | Unknown Cause | Patrol - found nothing |  |  | 2024 | Tier 3 | Distribution Circuit |  |  |  | 2627713 | Sus |  | UnknownCause¦Patrolfoundnothing¦¦
24-0122130 | Wildfire Mitigation | Planned - WSIP/System Hardening |  |  | 2024 | Tier 3 | Distribution Circuit |  |  |  | 2627895 | Sus |  | WildfireMitigation¦PlannedWSIPSystemHardening¦¦
24-0126223 | Company Initiated | Planned- maintenance |  |  | 2024 | Tier 2 | Transformer only |  |  |  | 2628011 | Sus |  | CompanyInitiated¦Plannedmaintenance¦¦
24-0132073 | Company Initiated | Planned- maintenance |  |  | 2024 | Tier 2 | Distribution Circuit |  |  |  | 2628048 | Sus |  | CompanyInitiated¦Plannedmaintenance¦¦
24-0131738 | Company Initiated | Planned- maintenance |  |  | 2024 | Tier 2 | Distribution Circuit |  |  |  | 2628026 | Sus |  | CompanyInitiated¦Plannedmaintenance¦¦
24-0135521 | Company Initiated | Planned- maintenance |  |  | 2024 | Tier 2 | Transformer only |  |  |  | 2628528 | Sus |  | CompanyInitiated¦Plannedmaintenance¦¦
24-0136543 | Vegetation | Tree - branch fell on line | Conductor- Overhead | Normal | 2024 | Tier 3 | Distribution Circuit |  |  |  | 2628185 | Sus |  | Vegetation¦Treebranchfellonline¦ConductorOverhead¦Normal
24-0136585 | Vegetation | Tree - fell into line | Conductor- Overhead | Broken- wire on ground | 2024 | Tier 3 | Distribution Circuit |  |  |  | 2628216 | Sus |  | Vegetation¦Treefellintoline¦ConductorOverhead¦Brokenwireonground
24-0136880 | Unknown Cause | Patrol - found nothing |  |  | 2024 | Tier 3 | Distribution Circuit |  |  |  | 2628773 | Sus |  | UnknownCause¦Patrolfoundnothing¦¦
24-0136975 | Animal | Squirrel | Transformer | Failed/Faulted | 2024 | Tier 3 | Transformer only |  |  |  | 2628855 | Sus |  | Animal¦Squirrel¦Transformer¦FailedFaulted
24-0130616 | Company Initiated | Planned- maintenance |  |  | 2024 | Tier 2 | Distribution Circuit |  |  |  | 2629010 | Sus |  | CompanyInitiated¦Plannedmaintenance¦¦
24-0126668 | Wildfire Mitigation | Planned - WSIP/System Hardening |  |  | 2024 | Tier 2 | Distribution Circuit |  |  |  | 2629018 | Sus |  | WildfireMitigation¦PlannedWSIPSystemHardening¦¦
24-0132979 | Company Initiated | Planned- maintenance |  |  | 2024 | Tier 2 | Distribution Circuit |  |  |  | 2629029 | Sus |  | CompanyInitiated¦Plannedmaintenance¦¦
24-0137149 | Vegetation | Tree - grew into line | Service conductor | Broken | 2024 | Tier 2 | Transformer only |  |  |  | 2629006 | Sus |  | Vegetation¦Treegrewintoline¦Serviceconductor¦Broken
24-0128638 | Wildfire Mitigation | Planned - WSIP/System Hardening |  |  | 2024 | Tier 2 | Distribution Circuit |  |  |  | 2629369 | Sus |  | WildfireMitigation¦PlannedWSIPSystemHardening¦¦
24-0135073 | Company Initiated | Planned- maintenance |  |  | 2024 | Tier 2 | Transformer only |  |  |  | 2630396 | Sus |  | CompanyInitiated¦Plannedmaintenance¦¦
24-0129008 | Company Initiated | Planned- maintenance |  |  | 2024 | Tier 2 | Transformer only |  |  |  | 2630547 | Sus |  | CompanyInitiated¦Plannedmaintenance¦¦
24-0135130 | Company Initiated | Planned- maintenance |  |  | 2024 | Tier 2 | Transformer only |  |  |  | 2631205 | Sus |  | CompanyInitiated¦Plannedmaintenance¦¦
24-0137992 | Vegetation | Tree - branch fell on line | Conductor- Overhead | Normal | 2024 | Tier 3 | Distribution Circuit |  |  |  | 2631600 | Sus |  | Vegetation¦Treebranchfellonline¦ConductorOverhead¦Normal
24-0133723 | Company Initiated | Planned- maintenance |  |  | 2024 | Tier 2 | Distribution Circuit |  |  |  | 2632511 | Sus |  | CompanyInitiated¦Plannedmaintenance¦¦
24-0132135 | Company Initiated | Planned- maintenance |  |  | 2024 | Tier 3 | Distribution Circuit |  |  |  | 2633031 | Sus |  | CompanyInitiated¦Plannedmaintenance¦¦
24-0138491 | Equipment Failure/Involved | Overhead | Conductor- Overhead | Together | 2024 | Tier 3 | Distribution Circuit |  |  |  | 2632749 | Sus |  | EquipmentFailureInvolved¦Overhead¦ConductorOverhead¦Together
24-0138639 | Unknown Cause | Patrol - found nothing |  |  | 2024 | Tier 3 | Distribution Circuit |  |  |  | 2633241 | Sus |  | UnknownCause¦Patrolfoundnothing¦¦
24-0138961 | Animal | Bird found | Conductor- Overhead | Normal | 2024 | Tier 3 | Distribution Circuit |  |  |  | 2634243 | Sus |  | Animal¦Birdfound¦ConductorOverhead¦Normal
24-0139266 | Vegetation | Tree - branch fell on line | Conductor- Overhead | Normal | 2024 | Tier 3 | Distribution Circuit |  |  |  | 2635384 | Sus |  | Vegetation¦Treebranchfellonline¦ConductorOverhead¦Normal
24-0139433 | Equipment Failure/Involved | Overhead | Transformer (OH) | Failed/Faulted | 2024 | Tier 2 | Distribution Circuit |  |  |  | 2635883 | Sus |  | EquipmentFailureInvolved¦Overhead¦Transformer(OH)¦FailedFaulted
24-0139565 | Unknown Cause | Patrol - found nothing |  |  | 2024 | Tier 3 | Distribution Circuit |  |  |  | 2636137 | Sus |  | UnknownCause¦Patrolfoundnothing¦¦
24-0134704 | Company Initiated | Planned- maintenance |  |  | 2024 | Tier 3 | Transformer only |  |  |  | 2636363 | Sus |  | CompanyInitiated¦Plannedmaintenance¦¦
24-0139723 | Unknown Cause | Patrol - found nothing |  |  | 2024 | Tier 3 | Distribution Circuit |  |  |  | 2637032 | Sus |  | UnknownCause¦Patrolfoundnothing¦¦
24-0139809 | Unknown Cause | Patrol - found nothing |  |  | 2024 | Tier 3 | Distribution Circuit |  |  |  | 2637282 | Sus |  | UnknownCause¦Patrolfoundnothing¦¦
24-0139865 | Unknown Cause | Patrol - found nothing |  |  | 2024 | Tier 2 | Distribution Circuit |  |  |  | 2637309 | Sus |  | UnknownCause¦Patrolfoundnothing¦¦
24-0125836 | Company Initiated | Planned- maintenance |  |  | 2024 | Tier 3 | Distribution Circuit |  |  |  | 2638217 | Sus |  | CompanyInitiated¦Plannedmaintenance¦¦
24-0131997 | Wildfire Mitigation | Planned - WSIP/System Hardening |  |  | 2024 | Tier 3 | Distribution Circuit |  |  |  | 2638470 | Sus |  | WildfireMitigation¦PlannedWSIPSystemHardening¦¦
24-0140726 | Vegetation | Tree - fell into line | Service conductor | Broken- wire on ground | 2024 | Tier 3 | Transformer only |  |  |  | 2639001 | Sus |  | Vegetation¦Treefellintoline¦Serviceconductor¦Brokenwireonground
24-0140740 | Vegetation | Tree - fell into line | Crossarm- Wood | Broken | 2024 | Tier 3 | Distribution Circuit |  |  |  | 2639098 | Sus |  | Vegetation¦Treefellintoline¦CrossarmWood¦Broken
24-0140845 | Equipment Failure/Involved | Overhead | Transformer (OH) | Leaking | 2024 | Tier 3 | Distribution Circuit |  |  |  | 2639106 | Sus |  | EquipmentFailureInvolved¦Overhead¦Transformer(OH)¦Leaking
24-0140775 | Vegetation | Tree - fell into line | Conductor- Overhead | Normal | 2024 | Tier 3 | Distribution Circuit |  |  |  | 2639116 | Sus |  | Vegetation¦Treefellintoline¦ConductorOverhead¦Normal
24-0135478 | Company Initiated | Planned- maintenance |  |  | 2024 | Tier 2 | Transformer only |  |  |  | 2639498 | Sus |  | CompanyInitiated¦Plannedmaintenance¦¦
24-0141178 | Vegetation | Tree - branch fell on line | Conductor- Overhead | Normal | 2024 | Tier 2 | Distribution Circuit |  |  |  | 2639701 | Sus |  | Vegetation¦Treebranchfellonline¦ConductorOverhead¦Normal
24-0141176 | 3rd Party | Vehicle | Pole-Wood | Broken- wire on ground | 2024 | Tier 2 | Distribution Circuit |  |  |  | 2639726 | Sus |  | 3rdParty¦Vehicle¦PoleWood¦Brokenwireonground
24-0141223 | Environmental/External | Water | Transformer (UG) | Normal | 2024 | Tier 2 | Distribution Circuit |  |  |  | 2639896 | Sus |  | EnvironmentalExternal¦Water¦Transformer(UG)¦Normal
24-0141273 | Vegetation | Tree - fell into line | Conductor- Overhead | Normal | 2024 | Tier 3 | Distribution Circuit |  |  |  | 2640067 | Sus |  | Vegetation¦Treefellintoline¦ConductorOverhead¦Normal
24-0141483 | Equipment Failure/Involved | Overhead | Connector or Splice (OH) | Broken- wire on ground | 2024 | Tier 3 | Distribution Circuit |  |  |  | 2640954 | Sus |  | EquipmentFailureInvolved¦Overhead¦ConnectororSplice(OH)¦Brokenwireonground
24-0136575 | Company Initiated | Planned- maintenance |  |  | 2024 | Tier 2 | Distribution Circuit |  |  |  | 2641564 | Sus |  | CompanyInitiated¦Plannedmaintenance¦¦
24-0127423 | Company Initiated | Planned- maintenance |  |  | 2024 | Tier 3 | Transformer only |  |  |  | 2641619 | Sus |  | CompanyInitiated¦Plannedmaintenance¦¦
24-0136545 | Company Initiated | Planned- maintenance |  |  | 2024 | Tier 3 | Distribution Circuit |  |  |  | 2641683 | Sus |  | CompanyInitiated¦Plannedmaintenance¦¦
24-0141704 | Vegetation | Tree - fell into line | Conductor- Overhead | Broken- wire on ground | 2024 | Tier 2 | Distribution Circuit |  |  |  | 2641728 | Sus |  | Vegetation¦Treefellintoline¦ConductorOverhead¦Brokenwireonground
24-0140443 | Company Initiated | Planned- maintenance |  |  | 2024 | Tier 2 | Distribution Circuit |  |  |  | 2641796 | Sus |  | CompanyInitiated¦Plannedmaintenance¦¦
24-0137571 | Wildfire Mitigation | Planned - WSIP/System Hardening |  |  | 2024 | Tier 3 | Distribution Circuit |  |  |  | 2642034 | Sus |  | WildfireMitigation¦PlannedWSIPSystemHardening¦¦
24-0137588 | Wildfire Mitigation | Planned - WSIP/System Hardening |  |  | 2024 | Tier 3 | Transformer only |  |  |  | 2642350 | Sus |  | WildfireMitigation¦PlannedWSIPSystemHardening¦¦
24-0140569 | Company Initiated | Planned- maintenance |  |  | 2024 | Tier 2 | Transformer only |  |  |  | 2642251 | Sus |  | CompanyInitiated¦Plannedmaintenance¦¦
24-0140476 | Company Initiated | Planned- maintenance |  |  | 2024 | Tier 2 | Transformer only |  |  |  | 2642359 | Sus |  | CompanyInitiated¦Plannedmaintenance¦¦
24-0130219 | Company Initiated | Planned- maintenance |  |  | 2024 | Tier 2 | Distribution Circuit |  |  |  | 2642492 | Sus |  | CompanyInitiated¦Plannedmaintenance¦¦
24-0140600 | Company Initiated | Planned- maintenance |  |  | 2024 | Tier 2 | Transformer only |  |  |  | 2642583 | Sus |  | CompanyInitiated¦Plannedmaintenance¦¦
24-0131413 | Company Initiated | Planned- capital |  |  | 2024 | Tier 3 | Distribution Circuit |  |  |  | 2642599 | Sus |  | CompanyInitiated¦Plannedcapital¦¦
24-0140588 | Company Initiated | Planned- maintenance |  |  | 2024 | Tier 2 | Distribution Circuit |  |  |  | 2642704 | Sus |  | CompanyInitiated¦Plannedmaintenance¦¦
24-0135904 | Company Initiated | Planned- maintenance |  |  | 2024 | Tier 2 | Transformer only |  |  |  | 2642700 | Sus |  | CompanyInitiated¦Plannedmaintenance¦¦
24-0128392 | Company Initiated | Planned- maintenance |  |  | 2024 | Tier 3 | Transformer only |  |  |  | 2642711 | Sus |  | CompanyInitiated¦Plannedmaintenance¦¦
24-0140689 | Company Initiated | Planned- maintenance |  |  | 2024 | Tier 2 | Transformer only |  |  |  | 2643195 | Sus |  | CompanyInitiated¦Plannedmaintenance¦¦
24-0133695 | Company Initiated | Planned- maintenance |  |  | 2024 | Tier 2 | Distribution Circuit |  |  |  | 2643451 | Sus |  | CompanyInitiated¦Plannedmaintenance¦¦
24-0140680 | Company Initiated | Planned- maintenance |  |  | 2024 | Tier 2 | Distribution Circuit |  |  |  | 2643556 | Sus |  | CompanyInitiated¦Plannedmaintenance¦¦
24-0134574 | Company Initiated | Planned- maintenance |  |  | 2024 | Tier 2 | Transformer only |  |  |  | 2643734 | Sus |  | CompanyInitiated¦Plannedmaintenance¦¦
24-0135161 | Company Initiated | Planned- maintenance |  |  | 2024 | Tier 3 | Distribution Circuit |  |  |  | 2643774 | Sus |  | CompanyInitiated¦Plannedmaintenance¦¦
24-0134720 | Company Initiated | Planned- maintenance |  |  | 2024 | Tier 2 | Transformer only |  |  |  | 2643924 | Sus |  | CompanyInitiated¦Plannedmaintenance¦¦
24-0140706 | Company Initiated | Planned- maintenance |  |  | 2024 | Tier 2 | Transformer only |  |  |  | 2644052 | Sus |  | CompanyInitiated¦Plannedmaintenance¦¦
24-0001130 | Company Initiated | Personnel- company | Conductor- Overhead | Normal | 2024 | Tier 3 | Distribution Circuit |  |  |  | 2644443 | Sus |  | CompanyInitiated¦Personnelcompany¦ConductorOverhead¦Normal
24-0130690 | Company Initiated | Planned- maintenance |  |  | 2024 | Tier 2 | Distribution Circuit |  |  |  | 2644369 | Sus |  | CompanyInitiated¦Plannedmaintenance¦¦
24-0141024 | Company Initiated | Planned- maintenance |  |  | 2024 | Tier 2 | Distribution Circuit |  |  |  | 2644543 | Sus |  | CompanyInitiated¦Plannedmaintenance¦¦
24-0001130 | Company Initiated | Personnel- company | Conductor- Overhead | Normal | 2024 | Tier 3 | Distribution Circuit |  |  |  | 2644554 | Sus |  | CompanyInitiated¦Personnelcompany¦ConductorOverhead¦Normal
24-0139144 | Company Initiated | Planned- maintenance |  |  | 2024 | Tier 3 | Distribution Circuit |  |  |  | 2644557 | Sus |  | CompanyInitiated¦Plannedmaintenance¦¦
24-0128457 | Company Initiated | Planned- maintenance |  |  | 2024 | Tier 3 | Distribution Circuit |  |  |  | 2644636 | Sus |  | CompanyInitiated¦Plannedmaintenance¦¦
24-0142854 | Equipment Failure/Involved | Overhead | Secondary | Deteriorated | 2024 | Tier 3 | Transformer only |  |  |  | 2644382 | Sus |  | EquipmentFailureInvolved¦Overhead¦Secondary¦Deteriorated
24-0140938 | Company Initiated | Planned- maintenance |  |  | 2024 | Tier 3 | Distribution Circuit |  |  |  | 2644765 | Sus |  | CompanyInitiated¦Plannedmaintenance¦¦
24-0142986 | Equipment Failure/Involved | Overhead | Insulator | Broken | 2024 | Tier 3 | Distribution Circuit |  |  |  | 2645166 | Sus |  | EquipmentFailureInvolved¦Overhead¦Insulator¦Broken
24-0140155 | Company Initiated | Planned- maintenance |  |  | 2024 | Tier 3 | Transformer only |  |  |  | 2645325 | Sus |  | CompanyInitiated¦Plannedmaintenance¦¦
24-0141096 | Company Initiated | Planned- maintenance |  |  | 2024 | Tier 2 | Distribution Circuit |  |  |  | 2645654 | Sus |  | CompanyInitiated¦Plannedmaintenance¦¦
24-0135431 | Company Initiated | Planned- maintenance |  |  | 2024 | Tier 3 | Distribution Circuit |  |  |  | 2645677 | Sus |  | CompanyInitiated¦Plannedmaintenance¦¦
24-0136190 | Wildfire Mitigation | Planned - WSIP/System Hardening |  |  | 2024 | Tier 2 | Distribution Circuit |  |  |  | 2645752 | Sus |  | WildfireMitigation¦PlannedWSIPSystemHardening¦¦
24-0140003 | Company Initiated | Planned- maintenance |  |  | 2024 | Tier 3 | Transformer only |  |  |  | 2645769 | Sus |  | CompanyInitiated¦Plannedmaintenance¦¦
24-0138975 | Wildfire Mitigation | Planned - WSIP/System Hardening |  |  | 2024 | Tier 2 | Distribution Circuit |  |  |  | 2645768 | Sus |  | WildfireMitigation¦PlannedWSIPSystemHardening¦¦
24-0141064 | Company Initiated | Planned- maintenance |  |  | 2024 | Tier 3 | Distribution Circuit |  |  |  | 2645794 | Sus |  | CompanyInitiated¦Plannedmaintenance¦¦
24-0139003 | Company Initiated | Planned- maintenance |  |  | 2024 | Tier 2 | Distribution Circuit |  |  |  | 2645857 | Sus |  | CompanyInitiated¦Plannedmaintenance¦¦
24-0132978 | Wildfire Mitigation | Planned - WSIP/System Hardening |  |  | 2024 | Tier 2 | Distribution Circuit |  |  |  | 2645871 | Sus |  | WildfireMitigation¦PlannedWSIPSystemHardening¦¦
24-0138999 | Wildfire Mitigation | Planned - WSIP/System Hardening |  |  | 2024 | Tier 2 | Transformer only |  |  |  | 2646114 | Sus |  | WildfireMitigation¦PlannedWSIPSystemHardening¦¦
24-0141567 | Company Initiated | Planned- maintenance |  |  | 2024 | Tier 2 | Transformer only |  |  |  | 2646378 | Sus |  | CompanyInitiated¦Plannedmaintenance¦¦
24-0141106 | Company Initiated | Planned- maintenance |  |  | 2024 | Tier 2 | Distribution Circuit |  |  |  | 2646400 | Sus |  | CompanyInitiated¦Plannedmaintenance¦¦
24-0141093 | Company Initiated | Planned- maintenance |  |  | 2024 | Tier 2 | Distribution Circuit |  |  |  | 2646404 | Sus |  | CompanyInitiated¦Plannedmaintenance¦¦
24-0141107 | Company Initiated | Planned- maintenance |  |  | 2024 | Tier 2 | Transformer only |  |  |  | 2646407 | Sus |  | CompanyInitiated¦Plannedmaintenance¦¦
24-0141095 | Company Initiated | Planned- maintenance |  |  | 2024 | Tier 2 | Transformer only |  |  |  | 2646650 | Sus |  | CompanyInitiated¦Plannedmaintenance¦¦
24-0141569 | Company Initiated | Planned- maintenance |  |  | 2024 | Tier 3 | Transformer only |  |  |  | 2646842 | Sus |  | CompanyInitiated¦Plannedmaintenance¦¦
24-0140249 | Company Initiated | Planned- maintenance |  |  | 2024 | Tier 2 | Transformer only |  |  |  | 2646843 | Sus |  | CompanyInitiated¦Plannedmaintenance¦¦
24-0141143 | Company Initiated | Planned- maintenance |  |  | 2024 | Tier 3 | Transformer only |  |  |  | 2646892 | Sus |  | CompanyInitiated¦Plannedmaintenance¦¦
24-0129441 | Wildfire Mitigation | Planned - WSIP/System Hardening |  |  | 2024 | Tier 3 | Distribution Circuit |  |  |  | 2647419 | Sus |  | WildfireMitigation¦PlannedWSIPSystemHardening¦¦
24-0129421 | Company Initiated | Planned- maintenance |  |  | 2024 | Tier 3 | Transformer only |  |  |  | 2647535 | Sus |  | CompanyInitiated¦Plannedmaintenance¦¦
24-0141610 | Company Initiated | Planned- maintenance |  |  | 2024 | Tier 3 | Transformer only |  |  |  | 2647542 | Sus |  | CompanyInitiated¦Plannedmaintenance¦¦
24-0140025 | Company Initiated | Planned- maintenance |  |  | 2024 | Tier 2 | Distribution Circuit |  |  |  | 2647583 | Sus |  | CompanyInitiated¦Plannedmaintenance¦¦
24-0141146 | Company Initiated | Planned- maintenance |  |  | 2024 | Tier 3 | Transformer only |  |  |  | 2647604 | Sus |  | CompanyInitiated¦Plannedmaintenance¦¦
24-0140751 | Company Initiated | Planned- maintenance |  |  | 2024 | Tier 3 | Distribution Circuit |  |  |  | 2647614 | Sus |  | CompanyInitiated¦Plannedmaintenance¦¦
24-0120842 | Company Initiated | Planned- capital |  |  | 2024 | Tier 2 | Distribution Circuit |  |  |  | 2647641 | Sus |  | CompanyInitiated¦Plannedcapital¦¦
24-0139193 | Company Initiated | Planned- maintenance |  |  | 2024 | Tier 2 | Transformer only |  |  |  | 2647716 | Sus |  | CompanyInitiated¦Plannedmaintenance¦¦
24-0143933 | Equipment Failure/Involved | Overhead | Pole-Wood | Deteriorated | 2024 | Tier 2 | Transformer only |  |  |  | 2647800 | Sus |  | EquipmentFailureInvolved¦Overhead¦PoleWood¦Deteriorated
24-0141440 | Company Initiated | Planned- maintenance |  |  | 2024 | Tier 3 | Transformer only |  |  |  | 2647848 | Sus |  | CompanyInitiated¦Plannedmaintenance¦¦
24-0129483 | Company Initiated | Planned- maintenance |  |  | 2024 | Tier 3 | Distribution Circuit |  |  |  | 2648465 | Sus |  | CompanyInitiated¦Plannedmaintenance¦¦
24-0135890 | Company Initiated | Planned- maintenance |  |  | 2024 | Tier 2 | Distribution Circuit |  |  |  | 2648560 | Sus |  | CompanyInitiated¦Plannedmaintenance¦¦
24-0141441 | Company Initiated | Planned- maintenance |  |  | 2024 | Tier 3 | Transformer only |  |  |  | 2648628 | Sus |  | CompanyInitiated¦Plannedmaintenance¦¦
24-0141497 | Company Initiated | Planned- maintenance |  |  | 2024 | Tier 2 | Distribution Circuit |  |  |  | 2649136 | Sus |  | CompanyInitiated¦Plannedmaintenance¦¦
24-0137031 | Company Initiated | Planned- maintenance |  |  | 2024 | Tier 2 | Distribution Circuit |  |  |  | 2648638 | Sus |  | CompanyInitiated¦Plannedmaintenance¦¦
24-0139065 | Company Initiated | Planned- maintenance |  |  | 2024 | Tier 3 | Distribution Circuit |  |  |  | 2648634 | Sus |  | CompanyInitiated¦Plannedmaintenance¦¦
24-0141649 | Company Initiated | Planned- maintenance |  |  | 2024 | Tier 3 | Distribution Circuit |  |  |  | 2648709 | Sus |  | CompanyInitiated¦Plannedmaintenance¦¦
24-0141444 | Company Initiated | Planned- maintenance |  |  | 2024 | Tier 3 | Transformer only |  |  |  | 2649021 | Sus |  | CompanyInitiated¦Plannedmaintenance¦¦
24-0141500 | Company Initiated | Planned- maintenance |  |  | 2024 | Tier 2 | Transformer only |  |  |  | 2649114 | Sus |  | CompanyInitiated¦Plannedmaintenance¦¦
24-0141903 | Company Initiated | Planned- maintenance |  |  | 2024 | Tier 3 | Distribution Circuit |  |  |  | 2649571 | Sus |  | CompanyInitiated¦Plannedmaintenance¦¦
24-0144553 | Equipment Failure/Involved | Underground | Bushing | Failed/Faulted | 2024 | Tier 2 | Distribution Circuit |  |  |  | 2650459 | Sus |  | EquipmentFailureInvolved¦Underground¦Bushing¦FailedFaulted
24-0144562 | Equipment Failure/Involved | Underground | Bushing | Failed/Faulted | 2024 | Tier 2 | Distribution Circuit |  |  |  | 2650509 | Sus |  | EquipmentFailureInvolved¦Underground¦Bushing¦FailedFaulted
24-0141759 | Company Initiated | Planned- maintenance |  |  | 2024 | Tier 2 | Transformer only |  |  |  | 2650581 | Sus |  | CompanyInitiated¦Plannedmaintenance¦¦
24-0140503 | Wildfire Mitigation | Planned - WSIP/System Hardening |  |  | 2024 | Tier 3 | Transformer only |  |  |  | 2651053 | Sus |  | WildfireMitigation¦PlannedWSIPSystemHardening¦¦
24-0141738 | Wildfire Mitigation | Planned - WSIP/System Hardening |  |  | 2024 | Tier 3 | Distribution Circuit |  |  |  | 2650832 | Sus |  | WildfireMitigation¦PlannedWSIPSystemHardening¦¦
24-0141941 | Company Initiated | Construction Activity/equip- company | Conductor- Overhead | Broken | 2024 | Tier 3 | Distribution Circuit |  |  |  | 2651039 | Sus |  | CompanyInitiated¦ConstructionActivityequipcompany¦ConductorOverhead¦Broken
24-0140591 | Company Initiated | Planned- maintenance |  |  | 2024 | Tier 3 | Transformer only |  |  |  | 2651082 | Sus |  | CompanyInitiated¦Plannedmaintenance¦¦
24-0144743 | Unknown Cause | Patrol - found nothing |  |  | 2024 | Tier 3 | Transformer only |  |  |  | 2651262 | Sus |  | UnknownCause¦Patrolfoundnothing¦¦
24-0133067 | Company Initiated | Planned- capital |  |  | 2024 | Tier 2 | Distribution Circuit |  |  |  | 2651558 | Sus |  | CompanyInitiated¦Plannedcapital¦¦
24-0137488 | Company Initiated | Planned- capital |  |  | 2024 | Tier 2 | Distribution Circuit |  |  |  | 2651574 | Sus |  | CompanyInitiated¦Plannedcapital¦¦
24-0131412 | Wildfire Mitigation | Planned - WSIP/System Hardening |  |  | 2024 | Tier 3 | Distribution Circuit |  |  |  | 2651632 | Sus |  | WildfireMitigation¦PlannedWSIPSystemHardening¦¦
24-0142358 | Company Initiated | Planned- maintenance |  |  | 2024 | Tier 3 | Distribution Circuit |  |  |  | 2651680 | Sus |  | CompanyInitiated¦Plannedmaintenance¦¦
24-0120669 | Company Initiated | Planned- capital |  |  | 2024 | Tier 3 | Distribution Circuit |  |  |  | 2651865 | Sus |  | CompanyInitiated¦Plannedcapital¦¦
24-0144914 | Vegetation | Tree - branch fell on line | Conductor- Overhead | Normal | 2024 | Tier 3 | Distribution Circuit |  |  |  | 2652133 | Sus |  | Vegetation¦Treebranchfellonline¦ConductorOverhead¦Normal
24-0144757 | Company Initiated | Operating error | Generator | Failed/Faulted | 2024 | Tier 2 | Substation - Distribution |  |  |  | 2652169 | Sus |  | CompanyInitiated¦Operatingerror¦Generator¦FailedFaulted
24-0144958 | Equipment Failure/Involved | Overhead | Street Light Equipment | Broken | 2024 | Tier 3 | Distribution Circuit |  |  |  | 2652233 | Sus |  | EquipmentFailureInvolved¦Overhead¦StreetLightEquipment¦Broken
24-0145126 | Vegetation | Tree - branch fell on line | Conductor- Overhead | Normal | 2024 | Tier 3 | Distribution Circuit |  |  |  | 2653469 | Sus |  | Vegetation¦Treebranchfellonline¦ConductorOverhead¦Normal
24-0145118 | Unknown Cause | Patrol - not conducted |  |  | 2024 | Tier 3 | Distribution Circuit |  |  |  | 2653395 | Sus |  | UnknownCause¦Patrolnotconducted¦¦
24-0146104 | Unknown Cause | Patrol - found nothing |  |  | 2024 | Tier 3 | Distribution Circuit |  |  |  | 2660682 | Sus |  | UnknownCause¦Patrolfoundnothing¦¦
24-0145127 | Unknown Cause | Patrol - not conducted |  |  | 2024 | Tier 3 | Distribution Circuit |  |  |  | 2653463 | Sus |  | UnknownCause¦Patrolnotconducted¦¦
24-0145635 | Vegetation | Tree - fell into line | Conductor- Overhead | Broken- wire on ground | 2024 | Tier 2 | Distribution Circuit |  |  |  | 2658690 | Sus |  | Vegetation¦Treefellintoline¦ConductorOverhead¦Brokenwireonground
24-0145871 | Unknown Cause | Patrol - found nothing |  |  | 2024 | Tier 3 | Distribution Circuit |  |  |  | 2653639 | Sus |  | UnknownCause¦Patrolfoundnothing¦¦
24-0145705 | Vegetation | Tree - fell into line | Conductor- Overhead | Normal | 2024 | Tier 3 | Distribution Circuit |  |  |  | 2653690 | Sus |  | Vegetation¦Treefellintoline¦ConductorOverhead¦Normal
24-0145495 | Vegetation | Tree - fell into line | Conductor- Overhead | Broken- wire on ground | 2024 | Tier 3 | Distribution Circuit |  |  |  | 2657781 | Sus |  | Vegetation¦Treefellintoline¦ConductorOverhead¦Brokenwireonground
24-0145265 | Vegetation | Tree - branch fell on line | Conductor- Overhead | Normal | 2024 | Tier 3 | Distribution Circuit |  |  |  | 2655031 | Sus |  | Vegetation¦Treebranchfellonline¦ConductorOverhead¦Normal
24-0145220 | Unknown Cause | Patrol - found nothing |  |  | 2024 | Tier 2 | Distribution Circuit |  |  |  | 2654388 | Sus |  | UnknownCause¦Patrolfoundnothing¦¦
24-0145970 | Vegetation | Tree - branch fell on line | Conductor- Overhead | Together | 2024 | Tier 3 | Distribution Circuit |  |  |  | 2655138 | Sus |  | Vegetation¦Treebranchfellonline¦ConductorOverhead¦Together
24-0145961 | Unknown Cause | Patrol - found nothing |  |  | 2024 | Tier 2 | Distribution Circuit |  |  |  | 2656862 | Sus |  | UnknownCause¦Patrolfoundnothing¦¦
24-0146081 | Unknown Cause | Patrol - found nothing |  |  | 2024 | Tier 2 | Distribution Circuit |  |  |  | 2656349 | Sus |  | UnknownCause¦Patrolfoundnothing¦¦
24-0146039 | Unknown Cause | Patrol - found nothing |  |  | 2024 | Tier 2 | Distribution Circuit |  |  |  | 2657916 | Sus |  | UnknownCause¦Patrolfoundnothing¦¦
24-0146220 | Vegetation | Tree - fell into line | Conductor- Overhead | Broken- wire on ground | 2024 | Tier 2 | Distribution Circuit |  |  |  | 2661264 | Sus |  | Vegetation¦Treefellintoline¦ConductorOverhead¦Brokenwireonground
24-0146392 | Unknown Cause | Patrol - found nothing |  |  | 2024 | Tier 3 | Distribution Circuit |  |  |  | 2661105 | Sus |  | UnknownCause¦Patrolfoundnothing¦¦
24-0146232 | Equipment Failure/Involved | Overhead | Insulator | Broken | 2024 | Tier 3 | Distribution Circuit |  |  |  | 2661288 | Sus |  | EquipmentFailureInvolved¦Overhead¦Insulator¦Broken
24-0146389 | Vegetation | Tree - fell into line | Conductor- Overhead | Broken- wire on ground | 2024 | Tier 2 | Distribution Circuit |  |  |  | 2661712 | Sus |  | Vegetation¦Treefellintoline¦ConductorOverhead¦Brokenwireonground
24-0146376 | Unknown Cause | Patrol - found nothing |  |  | 2024 | Tier 2 | Distribution Circuit |  |  |  | 2661907 | Sus |  | UnknownCause¦Patrolfoundnothing¦¦
24-0146374 | Unknown Cause | Patrol - not conducted |  |  | 2024 | Tier 2 | Distribution Circuit |  |  |  | 2661884 | Sus |  | UnknownCause¦Patrolnotconducted¦¦
24-0146444 | Unknown Cause | Patrol - found nothing |  |  | 2024 | Tier 3 | Transformer only |  |  |  | 2661869 | Sus |  | UnknownCause¦Patrolfoundnothing¦¦
24-0146474 | Unknown Cause | Patrol - found nothing |  |  | 2024 | Tier 3 | Transformer only |  |  |  | 2662074 | Sus |  | UnknownCause¦Patrolfoundnothing¦¦
24-0146457 | Vegetation | Tree - fell into line | Conductor- Overhead | Together | 2024 | Tier 3 | Distribution Circuit |  |  |  | 2661513 | Sus |  | Vegetation¦Treefellintoline¦ConductorOverhead¦Together
24-0146520 | Unknown Cause | Patrol - found nothing |  |  | 2024 | Tier 3 | Distribution Circuit |  |  |  | 2662340 | Sus |  | UnknownCause¦Patrolfoundnothing¦¦
24-0146544 | Unknown Cause | Patrol - found nothing |  |  | 2024 | Tier 3 | Distribution Circuit |  |  |  | 2662478 | Sus |  | UnknownCause¦Patrolfoundnothing¦¦
24-0142867 | Company Initiated | Planned- maintenance |  |  | 2024 | Tier 2 | Distribution Circuit |  |  |  | 2662649 | Sus |  | CompanyInitiated¦Plannedmaintenance¦¦
24-0146663 | Equipment Failure/Involved | Overhead | Insulator | Broken- wire on object | 2024 | Tier 3 | Distribution Circuit |  |  |  | 2663238 | Sus |  | EquipmentFailureInvolved¦Overhead¦Insulator¦Brokenwireonobject
24-0146699 | Vegetation | Tree - branch fell on line | Conductor- Overhead | Normal | 2024 | Tier 2 | Distribution Circuit |  |  |  | 2663676 | Sus |  | Vegetation¦Treebranchfellonline¦ConductorOverhead¦Normal
24-0143144 | Company Initiated | Planned- maintenance |  |  | 2024 | Tier 3 | Distribution Circuit |  |  |  | 2663935 | Sus |  | CompanyInitiated¦Plannedmaintenance¦¦
24-0142724 | Company Initiated | Planned- maintenance |  |  | 2024 | Tier 2 | Transformer only |  |  |  | 2664057 | Sus |  | CompanyInitiated¦Plannedmaintenance¦¦
24-0142822 | Company Initiated | Planned- maintenance |  |  | 2024 | Tier 3 | Transformer only |  |  |  | 2664130 | Sus |  | CompanyInitiated¦Plannedmaintenance¦¦
24-0142862 | Company Initiated | Planned- maintenance |  |  | 2024 | Tier 3 | Distribution Circuit |  |  |  | 2664226 | Sus |  | CompanyInitiated¦Plannedmaintenance¦¦
24-0146796 | Vegetation | Tree - branch fell on line | Conductor- Overhead | Normal | 2024 | Tier 3 | Distribution Circuit |  |  |  | 2664251 | Sus |  | Vegetation¦Treebranchfellonline¦ConductorOverhead¦Normal
24-0146873 | Vegetation | Tree - fell into line | Conductor- Overhead | Normal | 2024 | Tier 3 | Distribution Circuit |  |  |  | 2664556 | Sus |  | Vegetation¦Treefellintoline¦ConductorOverhead¦Normal
24-0143238 | Company Initiated | Planned- maintenance |  |  | 2024 | Tier 2 | Transformer only |  |  |  | 2664982 | Sus |  | CompanyInitiated¦Plannedmaintenance¦¦
24-0146995 | 3rd Party | Tree - cutting- 3rd party | Fuse | Failed/Faulted | 2024 | Tier 2 | Transformer only |  |  |  | 2665109 | Sus |  | 3rdParty¦Treecutting3rdparty¦Fuse¦FailedFaulted
24-0147037 | Unknown Cause | Patrol - not conducted |  |  | 2024 | Tier 3 | Transformer only |  |  |  | 2665335 | Sus |  | UnknownCause¦Patrolnotconducted¦¦
24-0147029 | Vegetation | Tree - fell into line | Conductor- Overhead | Normal | 2024 | Tier 3 | Distribution Circuit |  |  |  | 2665420 | Sus |  | Vegetation¦Treefellintoline¦ConductorOverhead¦Normal
24-0147053 | Equipment Failure/Involved | Overhead | Conductor- Overhead | Together | 2024 | Tier 2 | Distribution Circuit |  |  |  | 2665540 | Sus |  | EquipmentFailureInvolved¦Overhead¦ConductorOverhead¦Together
24-0142896 | Wildfire Mitigation | Planned - WSIP/System Hardening |  |  | 2024 | Tier 3 | Distribution Circuit |  |  |  | 2665973 | Sus |  | WildfireMitigation¦PlannedWSIPSystemHardening¦¦
24-0146597 | Company Initiated | Planned- maintenance |  |  | 2024 | Tier 3 | Transformer only |  |  |  | 2665804 | Sus |  | CompanyInitiated¦Plannedmaintenance¦¦
24-0142921 | Company Initiated | Planned- maintenance |  |  | 2024 | Tier 2 | Distribution Circuit |  |  |  | 2665815 | Sus |  | CompanyInitiated¦Plannedmaintenance¦¦
24-0147106 | Animal | Squirrel | Conductor- Overhead | Normal | 2024 | Tier 3 | Distribution Circuit |  |  |  | 2665890 | Sus |  | Animal¦Squirrel¦ConductorOverhead¦Normal
24-0147120 | Unknown Cause | Patrol - found nothing |  |  | 2024 | Tier 3 | Distribution Circuit |  |  |  | 2665939 | Sus |  | UnknownCause¦Patrolfoundnothing¦¦
24-0147150 | Equipment Failure/Involved | Overhead | Transformer (OH) | Failed/Faulted | 2024 | Tier 2 | Transformer only |  |  |  | 2666070 | Sus |  | EquipmentFailureInvolved¦Overhead¦Transformer(OH)¦FailedFaulted
24-0147167 | Unknown Cause | Patrol - found nothing |  |  | 2024 | Tier 2 | Distribution Circuit |  |  |  | 2666190 | Sus |  | UnknownCause¦Patrolfoundnothing¦¦
24-0132124 | Company Initiated | Planned- maintenance |  |  | 2024 | Tier 2 | Distribution Circuit |  |  |  | 2666519 | Sus |  | CompanyInitiated¦Plannedmaintenance¦¦
24-0147230 | Company Initiated | Personnel- company | Conductor- Overhead | Normal | 2024 | Tier 2 | Distribution Circuit |  |  |  | 2666770 | Sus |  | CompanyInitiated¦Personnelcompany¦ConductorOverhead¦Normal
24-0147240 | Equipment Failure/Involved | Underground | Conductor- Underground | Broken | 2024 | Tier 2 | Distribution Circuit |  |  |  | 2666873 | Sus |  | EquipmentFailureInvolved¦Underground¦ConductorUnderground¦Broken
24-0147268 | Unknown Cause | Patrol - found nothing |  |  | 2024 | Tier 3 | Transformer only |  |  |  | 2667060 | Sus |  | UnknownCause¦Patrolfoundnothing¦¦
24-0147379 | Vegetation | Tree - fell into line | Conductor- Overhead | Broken- wire on ground | 2024 | Tier 3 | Distribution Circuit |  |  |  | 2667625 | Sus |  | Vegetation¦Treefellintoline¦ConductorOverhead¦Brokenwireonground
24-0147364 | Vegetation | Tree - branch fell on line | Conductor- Overhead | Broken | 2024 | Tier 2 | Distribution Circuit |  |  |  | 2667633 | Sus |  | Vegetation¦Treebranchfellonline¦ConductorOverhead¦Broken
24-0146746 | Company Initiated | Planned- maintenance |  |  | 2024 | Tier 2 | Transformer only |  |  |  | 2667684 | Sus |  | CompanyInitiated¦Plannedmaintenance¦¦
24-0146748 | Company Initiated | Planned- maintenance |  |  | 2024 | Tier 2 | Transformer only |  |  |  | 2667689 | Sus |  | CompanyInitiated¦Plannedmaintenance¦¦
24-0142714 | Company Initiated | Planned- capital |  |  | 2024 | Tier 2 | Distribution Circuit |  |  |  | 2667667 | Sus |  | CompanyInitiated¦Plannedcapital¦¦
24-0147396 | Vegetation | Tree - fell into line | Conductor- Overhead | Broken- wire on ground | 2024 | Tier 3 | Distribution Circuit |  |  |  | 2667804 | Sus |  | Vegetation¦Treefellintoline¦ConductorOverhead¦Brokenwireonground
24-0143192 | Wildfire Mitigation | Planned - WSIP/System Hardening |  |  | 2024 | Tier 3 | Distribution Circuit |  |  |  | 2668154 | Sus |  | WildfireMitigation¦PlannedWSIPSystemHardening¦¦
24-0143814 | Company Initiated | Planned- maintenance |  |  | 2024 | Tier 3 | Transformer only |  |  |  | 2668166 | Sus |  | CompanyInitiated¦Plannedmaintenance¦¦
24-0147523 | Equipment Failure/Involved | Overhead | Fuse | Failed/Faulted | 2024 | Tier 2 | Distribution Circuit |  |  |  | 2668624 | Sus |  | EquipmentFailureInvolved¦Overhead¦Fuse¦FailedFaulted
24-0147592 | Vegetation | Tree - branch fell on line | Conductor- Overhead | Normal | 2024 | Tier 3 | Distribution Circuit |  |  |  | 2668759 | Sus |  | Vegetation¦Treebranchfellonline¦ConductorOverhead¦Normal
24-0147571 | Unknown Cause | Patrol - found nothing |  |  | 2024 | Tier 2 | Distribution Circuit |  |  |  | 2668788 | Sus |  | UnknownCause¦Patrolfoundnothing¦¦
24-0147574 | Equipment Failure/Involved | Overhead | Transformer | Failed/Faulted | 2024 | Tier 2 | Transformer only |  |  |  | 2668796 | Sus |  | EquipmentFailureInvolved¦Overhead¦Transformer¦FailedFaulted
24-0147599 | Vegetation | Tree - branch fell on line | Conductor- Overhead | Normal | 2024 | Tier 3 | Distribution Circuit |  |  |  | 2668863 | Sus |  | Vegetation¦Treebranchfellonline¦ConductorOverhead¦Normal
24-0147600 | Vegetation | Tree - branch fell on line | Conductor- Overhead | Broken- wire on ground | 2024 | Tier 3 | Distribution Circuit |  |  |  | 2668936 | Sus |  | Vegetation¦Treebranchfellonline¦ConductorOverhead¦Brokenwireonground
24-0147704 | Vegetation | Tree - grew into line | Conductor- Overhead | Broken | 2024 | Tier 3 | Distribution Circuit |  |  |  | 2669498 | Sus |  | Vegetation¦Treegrewintoline¦ConductorOverhead¦Broken
24-0147793 | Equipment Failure/Involved | Overhead | Transformer | Failed/Faulted | 2024 | Tier 2 | Transformer only |  |  |  | 2669852 | Sus |  | EquipmentFailureInvolved¦Overhead¦Transformer¦FailedFaulted
24-0147808 | Unknown Cause | Patrol - found nothing |  |  | 2024 | Tier 3 | Distribution Circuit |  |  |  | 2670103 | Sus |  | UnknownCause¦Patrolfoundnothing¦¦
24-0147888 | Unknown Cause | Patrol - found nothing |  |  | 2024 | Tier 2 | Distribution Circuit |  |  |  | 2670434 | Sus |  | UnknownCause¦Patrolfoundnothing¦¦
24-0147928 | Vegetation | Tree - fell into line | Conductor- Overhead | Broken- wire on ground | 2024 | Tier 3 | Distribution Circuit |  |  |  | 2670535 | Sus |  | Vegetation¦Treefellintoline¦ConductorOverhead¦Brokenwireonground
24-0147944 | Unknown Cause | Patrol - found nothing |  |  | 2024 | Tier 2 | Distribution Circuit |  |  |  | 2670782 | Sus |  | UnknownCause¦Patrolfoundnothing¦¦
24-0147979 | Vegetation | Tree - fell into line | Conductor- Overhead | Normal | 2024 | Tier 3 | Distribution Circuit |  |  |  | 2671037 | Sus |  | Vegetation¦Treefellintoline¦ConductorOverhead¦Normal
24-0148048 | Unknown Cause | Patrol - found nothing |  |  | 2024 | Tier 2 | Distribution Circuit |  |  |  | 2671383 | Sus |  | UnknownCause¦Patrolfoundnothing¦¦
24-0148052 | Vegetation | Tree - fell into line | Conductor- Overhead | Broken- wire on ground | 2024 | Tier 3 | Distribution Circuit |  |  |  | 2671357 | Sus |  | Vegetation¦Treefellintoline¦ConductorOverhead¦Brokenwireonground
24-0148123 | Vegetation | Tree - fell into line | Conductor- Overhead | Together | 2024 | Tier 3 | Distribution Circuit |  |  |  | 2671625 | Sus |  | Vegetation¦Treefellintoline¦ConductorOverhead¦Together
24-0142203 | Wildfire Mitigation | Planned - WSIP/System Hardening |  |  | 2024 | Tier 3 | Distribution Circuit |  |  |  | 2672270 | Sus |  | WildfireMitigation¦PlannedWSIPSystemHardening¦¦
24-0138877 | Company Initiated | Planned- maintenance |  |  | 2024 | Tier 2 | Transformer only |  |  |  | 2672349 | Sus |  | CompanyInitiated¦Plannedmaintenance¦¦
24-0140768 | Company Initiated | Planned- maintenance |  |  | 2024 | Tier 2 | Distribution Circuit |  |  |  | 2672591 | Sus |  | CompanyInitiated¦Plannedmaintenance¦¦
24-0148209 | Vegetation | Tree - branch fell on line | Conductor- Overhead | Normal | 2024 | Tier 3 | Distribution Circuit |  |  |  | 2672422 | Sus |  | Vegetation¦Treebranchfellonline¦ConductorOverhead¦Normal
24-0148212 | Equipment Failure/Involved | Overhead | Transformer (OH) | Failed/Faulted | 2024 | Tier 2 | Transformer only |  |  |  | 2672433 | Sus |  | EquipmentFailureInvolved¦Overhead¦Transformer(OH)¦FailedFaulted
24-0148252 | Unknown Cause | Patrol - found nothing |  |  | 2024 | Tier 3 | Distribution Circuit |  |  |  | 2672768 | Sus |  | UnknownCause¦Patrolfoundnothing¦¦
24-0148329 | Vegetation | Tree - grew into line | Conductor- Overhead | Normal | 2024 | Tier 3 | Distribution Circuit |  |  |  | 2673477 | Sus |  | Vegetation¦Treegrewintoline¦ConductorOverhead¦Normal
24-0005871 | Unknown Cause | Patrol - found nothing |  |  | 2024 | Tier 3 | Distribution Circuit |  |  |  | 2304503 | Sus |  | UnknownCause¦Patrolfoundnothing¦¦
24-0006679 | Equipment Failure/Involved | Overhead | Jumper | Burned Open | 2024 | Tier 2 | Distribution Circuit |  |  |  | 2306728 | Sus |  | EquipmentFailureInvolved¦Overhead¦Jumper¦BurnedOpen
24-0006693 | 3rd Party | Vehicle | Pole-Wood | Broken- wire on ground | 2024 | Tier 3 | Distribution Circuit |  |  |  | 2306779 | Sus |  | 3rdParty¦Vehicle¦PoleWood¦Brokenwireonground
24-0003725 | Company Initiated | Planned- maintenance |  |  | 2024 | Tier 2 | Distribution Circuit |  |  |  | 2306875 | Sus |  | CompanyInitiated¦Plannedmaintenance¦¦
24-0005200 | Company Initiated | Planned- maintenance |  |  | 2024 | Tier 3 | Transformer only |  |  |  | 2306881 | Sus |  | CompanyInitiated¦Plannedmaintenance¦¦
24-0003032 | Company Initiated | Planned- capital |  |  | 2024 | Tier 2 | Distribution Circuit |  |  |  | 2307133 | Sus |  | CompanyInitiated¦Plannedcapital¦¦
24-0003812 | Company Initiated | Planned- maintenance |  |  | 2024 | Tier 2 | Transformer only |  |  |  | 2307789 | Sus |  | CompanyInitiated¦Plannedmaintenance¦¦
24-0003861 | Company Initiated | Planned- maintenance |  |  | 2024 | Tier 3 | Transformer only |  |  |  | 2308498 | Sus |  | CompanyInitiated¦Plannedmaintenance¦¦
24-0000854 | Wildfire Mitigation | Planned - WSIP/System Hardening |  |  | 2024 | Tier 3 | Transformer only |  |  |  | 2310047 | Sus |  | WildfireMitigation¦PlannedWSIPSystemHardening¦¦
24-0003684 | Company Initiated | Planned- maintenance |  |  | 2024 | Tier 3 | Distribution Circuit |  |  |  | 2309761 | Sus |  | CompanyInitiated¦Plannedmaintenance¦¦
24-0008915 | Equipment Failure/Involved | Overhead | Pole-Wood | Broken | 2024 | Tier 3 | Distribution Circuit |  |  |  | 2311647 | Sus |  | EquipmentFailureInvolved¦Overhead¦PoleWood¦Broken
24-0009106 | Equipment Failure/Involved | Overhead | Transformer (OH) | Failed/Faulted | 2024 | Tier 3 | Transformer only |  |  |  | 2311832 | Sus |  | EquipmentFailureInvolved¦Overhead¦Transformer(OH)¦FailedFaulted
24-0006125 | Company Initiated | Planned- maintenance |  |  | 2024 | Tier 3 | Transformer only |  |  |  | 2313079 | Sus |  | CompanyInitiated¦Plannedmaintenance¦¦
24-0004297 | Company Initiated | Planned- capital |  |  | 2024 | Tier 2 | Distribution Circuit |  |  |  | 2312921 | Sus |  | CompanyInitiated¦Plannedcapital¦¦
24-0001379 | Company Initiated | Planned- maintenance |  |  | 2024 | Tier 2 | Transformer only |  |  |  | 2312955 | Sus |  | CompanyInitiated¦Plannedmaintenance¦¦
24-0004302 | Company Initiated | Planned- capital |  |  | 2024 | Tier 2 | Distribution Circuit |  |  |  | 2312973 | Sus |  | CompanyInitiated¦Plannedcapital¦¦
23-0112748 | Company Initiated | Planned- capital |  |  | 2024 | Tier 3 | Distribution Circuit |  |  |  | 2314553 | Sus |  | CompanyInitiated¦Plannedcapital¦¦
24-0010644 | Equipment Failure/Involved | Overhead | Conductor- Overhead | Broken- wire on ground | 2024 | Tier 3 | Distribution Circuit |  |  |  | 2315197 | Sus |  | EquipmentFailureInvolved¦Overhead¦ConductorOverhead¦Brokenwireonground
24-0010759 | Unknown Cause | Patrol - found nothing |  |  | 2024 | Tier 3 | Distribution Circuit |  |  |  | 2315660 | Sus |  | UnknownCause¦Patrolfoundnothing¦¦
24-0003564 | Company Initiated | Planned- maintenance |  |  | 2024 | Tier 2 | Transformer only |  |  |  | 2316247 | Sus |  | CompanyInitiated¦Plannedmaintenance¦¦
24-0005074 | Company Initiated | Planned- maintenance |  |  | 2024 | Tier 2 | Distribution Circuit |  |  |  | 2318234 | Sus |  | CompanyInitiated¦Plannedmaintenance¦¦
24-0005075 | Wildfire Mitigation | Planned - WSIP/System Hardening |  |  | 2024 | Tier 2 | Distribution Circuit |  |  |  | 2318399 | Sus |  | WildfireMitigation¦PlannedWSIPSystemHardening¦¦
24-0012596 | 3rd Party | Tree - cutting- 3rd party | Conductor- Overhead | Normal | 2024 | Tier 3 | Distribution Circuit |  |  |  | 2319102 | Sus |  | 3rdParty¦Treecutting3rdparty¦ConductorOverhead¦Normal
24-0013179 | Equipment Failure/Involved | Overhead | Conductor- Overhead | Broken- wire on ground | 2024 | Tier 3 | Distribution Circuit |  |  |  | 2320821 | Sus |  | EquipmentFailureInvolved¦Overhead¦ConductorOverhead¦Brokenwireonground
24-0013380 | Equipment Failure/Involved | Overhead | Crossarm- Wood | Broken | 2024 | Tier 3 | Distribution Circuit |  |  |  | 2321214 | Sus |  | EquipmentFailureInvolved¦Overhead¦CrossarmWood¦Broken
24-0014144 | Vegetation | Tree - fell into line | Conductor- Overhead | Normal | 2024 | Tier 2 | Distribution Circuit |  |  |  | 2322515 | Sus |  | Vegetation¦Treefellintoline¦ConductorOverhead¦Normal
24-0009873 | Wildfire Mitigation | Planned - WSIP/System Hardening |  |  | 2024 | Tier 2 | Transformer only |  |  |  | 2322876 | Sus |  | WildfireMitigation¦PlannedWSIPSystemHardening¦¦
24-0009980 | Wildfire Mitigation | Planned - WSIP/System Hardening |  |  | 2024 | Tier 2 | Transformer only |  |  |  | 2322931 | Sus |  | WildfireMitigation¦PlannedWSIPSystemHardening¦¦
24-0011822 | Wildfire Mitigation | Planned - WSIP/System Hardening |  |  | 2024 | Tier 2 | Transformer only |  |  |  | 2323049 | Sus |  | WildfireMitigation¦PlannedWSIPSystemHardening¦¦
24-0010278 | Wildfire Mitigation | Planned - WSIP/System Hardening |  |  | 2024 | Tier 3 | Transformer only |  |  |  | 2323836 | Sus |  | WildfireMitigation¦PlannedWSIPSystemHardening¦¦
24-0009956 | Company Initiated | Planned- maintenance |  |  | 2024 | Tier 2 | Transformer only |  |  |  | 2323968 | Sus |  | CompanyInitiated¦Plannedmaintenance¦¦
24-0010288 | Wildfire Mitigation | Planned - WSIP/System Hardening |  |  | 2024 | Tier 3 | Transformer only |  |  |  | 2324119 | Sus |  | WildfireMitigation¦PlannedWSIPSystemHardening¦¦
24-0015743 | Equipment Failure/Involved | Overhead | Transformer (OH) | Deteriorated | 2024 | Tier 3 | Transformer only |  |  |  | 2324820 | Sus |  | EquipmentFailureInvolved¦Overhead¦Transformer(OH)¦Deteriorated
24-0015799 | Equipment Failure/Involved | Overhead | Transformer (OH) | Broken | 2024 | Tier 3 | Transformer only |  |  |  | 2325357 | Sus |  | EquipmentFailureInvolved¦Overhead¦Transformer(OH)¦Broken
24-0016280 | Equipment Failure/Involved | Overhead | Conductor- Overhead | Normal | 2024 | Tier 2 | Distribution Circuit |  |  |  | 2327332 | Sus |  | EquipmentFailureInvolved¦Overhead¦ConductorOverhead¦Normal
24-0017017 | Equipment Failure/Involved | Overhead | Crossarm- Wood | Broken | 2024 | Tier 2 | Distribution Circuit |  |  |  | 2328813 | Sus |  | EquipmentFailureInvolved¦Overhead¦CrossarmWood¦Broken
24-0017072 | Vegetation | Tree - fell into line | Conductor- Overhead | Broken- wire on ground | 2024 | Tier 2 | Distribution Circuit |  |  |  | 2328835 | Sus |  | Vegetation¦Treefellintoline¦ConductorOverhead¦Brokenwireonground
24-0017100 | Equipment Failure/Involved | Overhead | Jumper | Burned Open | 2024 | Tier 2 | Distribution Circuit |  |  |  | 2328891 | Sus |  | EquipmentFailureInvolved¦Overhead¦Jumper¦BurnedOpen
24-0017471 | Vegetation | Tree - fell into line | Jumper | Broken | 2024 | Tier 3 | Distribution Circuit |  |  |  | 2329577 | Sus |  | Vegetation¦Treefellintoline¦Jumper¦Broken
24-0017718 | Unknown Cause | Patrol - not conducted |  |  | 2024 | Tier 2 | Distribution Circuit |  |  |  | 2330606 | Sus |  | UnknownCause¦Patrolnotconducted¦¦
24-0013478 | Company Initiated | Planned- maintenance |  |  | 2024 | Tier 2 | Distribution Circuit |  |  |  | 2331035 | Sus |  | CompanyInitiated¦Plannedmaintenance¦¦
24-0011260 | Wildfire Mitigation | Planned - WSIP/System Hardening |  |  | 2024 | Tier 2 | Distribution Circuit |  |  |  | 2331065 | Sus |  | WildfireMitigation¦PlannedWSIPSystemHardening¦¦
24-0011920 | Company Initiated | Planned- maintenance |  |  | 2024 | Tier 3 | Distribution Circuit |  |  |  | 2331287 | Sus |  | CompanyInitiated¦Plannedmaintenance¦¦
24-0011247 | Wildfire Mitigation | Planned - WSIP/System Hardening |  |  | 2024 | Tier 2 | Transformer only |  |  |  | 2331338 | Sus |  | WildfireMitigation¦PlannedWSIPSystemHardening¦¦
24-0011289 | Wildfire Mitigation | Planned - WSIP/System Hardening |  |  | 2024 | Tier 2 | Distribution Circuit |  |  |  | 2332173 | Sus |  | WildfireMitigation¦PlannedWSIPSystemHardening¦¦
24-0011458 | Wildfire Mitigation | Planned - WSIP/System Hardening |  |  | 2024 | Tier 2 | Distribution Circuit |  |  |  | 2332214 | Sus |  | WildfireMitigation¦PlannedWSIPSystemHardening¦¦
24-0005860 | Company Initiated | Planned- maintenance |  |  | 2024 | Tier 3 | Transformer only |  |  |  | 2332428 | Sus |  | CompanyInitiated¦Plannedmaintenance¦¦
24-0018862 | Equipment Failure/Involved | Overhead | Fuse | Normal | 2024 | Tier 3 | Distribution Circuit |  |  |  | 2333246 | Sus |  | EquipmentFailureInvolved¦Overhead¦Fuse¦Normal
24-0018463 | Company Initiated | Return Circuit Normal | Pole-Wood | Normal | 2024 | Tier 3 | Distribution Circuit |  |  |  | 2333289 | Sus |  | CompanyInitiated¦ReturnCircuitNormal¦PoleWood¦Normal
24-0007942 | Wildfire Mitigation | Planned - WSIP/System Hardening |  |  | 2024 | Tier 2 | Distribution Circuit |  |  |  | 2333500 | Sus |  | WildfireMitigation¦PlannedWSIPSystemHardening¦¦
24-0018964 | Unknown Cause | Patrol - found nothing |  |  | 2024 | Tier 3 | Distribution Circuit |  |  |  | 2333751 | Sus |  | UnknownCause¦Patrolfoundnothing¦¦
24-0024161 | Equipment Failure/Involved | Overhead | Recloser | Malfunctioning | 2024 | Tier 3 | Distribution Circuit |  |  |  | 2367004 | Sus |  | EquipmentFailureInvolved¦Overhead¦Recloser¦Malfunctioning
24-0023556 | Equipment Failure/Involved | Overhead | Fuse | Failed/Faulted | 2024 | Tier 3 | Distribution Circuit |  |  |  | 2363090 | Sus |  | EquipmentFailureInvolved¦Overhead¦Fuse¦FailedFaulted
24-0024432 | Animal | Squirrel | Fuse | Failed/Faulted | 2024 | Tier 2 | Distribution Circuit |  |  |  | 2367779 | Sus |  | Animal¦Squirrel¦Fuse¦FailedFaulted
24-0024658 | 3rd Party | Other | Conductor- Overhead | Normal | 2024 | Tier 2 | Distribution Circuit |  |  |  | 2368433 | Sus |  | 3rdParty¦Other¦ConductorOverhead¦Normal
24-0026189 | Equipment Failure/Involved | Overhead | Pole-Wood | Broken | 2024 | Tier 3 | Transformer only |  |  |  | 2369862 | Sus |  | EquipmentFailureInvolved¦Overhead¦PoleWood¦Broken
24-0026202 | Equipment Failure/Involved | Overhead | Pole-Wood | Broken | 2024 | Tier 3 | Distribution Circuit |  |  |  | 2370142 | Sus |  | EquipmentFailureInvolved¦Overhead¦PoleWood¦Broken
24-0026887 | Company Initiated | Return Circuit Normal | Jumper | Normal | 2024 | Tier 3 | Distribution Circuit |  |  |  | 2371385 | Sus |  | CompanyInitiated¦ReturnCircuitNormal¦Jumper¦Normal
24-0026882 | Company Initiated | Construction Activity/equip- company | Anchor or Guy | Normal | 2024 | Tier 3 | Transformer only |  |  |  | 2371406 | Sus |  | CompanyInitiated¦ConstructionActivityequipcompany¦AnchororGuy¦Normal
24-0027350 | Vegetation | Tree - fell into line | Fuse | Normal | 2024 | Tier 3 | Transformer only |  |  |  | 2372510 | Sus |  | Vegetation¦Treefellintoline¦Fuse¦Normal
24-0027589 | Equipment Failure/Involved | Overhead | Secondary | Normal | 2024 | Tier 3 | Transformer only |  |  |  | 2373221 | Sus |  | EquipmentFailureInvolved¦Overhead¦Secondary¦Normal
24-0028953 | Equipment Failure/Involved | Overhead | Transformer | Arcing | 2024 | Tier 2 | Transformer only |  |  |  | 2376293 | Sus |  | EquipmentFailureInvolved¦Overhead¦Transformer¦Arcing
24-0016254 | Wildfire Mitigation | Planned - WSIP/System Hardening |  |  | 2024 | Tier 3 | Transformer only |  |  |  | 2377021 | Sus |  | WildfireMitigation¦PlannedWSIPSystemHardening¦¦
24-0029569 | Vegetation | Other ground vegetation | Conductor- Overhead | Normal | 2024 | Tier 3 | Distribution Circuit |  |  |  | 2377330 | Sus |  | Vegetation¦Othergroundvegetation¦ConductorOverhead¦Normal
24-0017558 | Company Initiated | Planned- capital |  |  | 2024 | Tier 3 | Distribution Circuit |  |  |  | 2378078 | Sus |  | CompanyInitiated¦Plannedcapital¦¦
24-0016861 | Wildfire Mitigation | Planned - WSIP/System Hardening |  |  | 2024 | Tier 3 | Distribution Circuit |  |  |  | 2380544 | Sus |  | WildfireMitigation¦PlannedWSIPSystemHardening¦¦
24-0031021 | Equipment Failure/Involved | Overhead | Jumper | Burned Open | 2024 | Tier 3 | Distribution Circuit |  |  |  | 2381822 | Sus |  | EquipmentFailureInvolved¦Overhead¦Jumper¦BurnedOpen
24-0031662 | Vegetation | Tree - fell into line | Conductor- Overhead | Normal | 2024 | Tier 2 | Distribution Circuit |  |  |  | 2383322 | Sus |  | Vegetation¦Treefellintoline¦ConductorOverhead¦Normal
24-0018966 | Wildfire Mitigation | Planned - WSIP/System Hardening |  |  | 2024 | Tier 2 | Distribution Circuit |  |  |  | 2384872 | Sus |  | WildfireMitigation¦PlannedWSIPSystemHardening¦¦
23-0129790 | Company Initiated | Planned- maintenance |  |  | 2024 | Tier 2 | Distribution Circuit |  |  |  | 2386201 | Sus |  | CompanyInitiated¦Plannedmaintenance¦¦
24-0022510 | Company Initiated | Planned- maintenance |  |  | 2024 | Tier 3 | Distribution Circuit |  |  |  | 2386071 | Sus |  | CompanyInitiated¦Plannedmaintenance¦¦
24-0033248 | Vegetation | Tree - branch fell on line | Transformer | Broken | 2024 | Tier 3 | Transformer only |  |  |  | 2386214 | Sus |  | Vegetation¦Treebranchfellonline¦Transformer¦Broken
24-0026537 | Wildfire Mitigation | Planned - WSIP/System Hardening |  |  | 2024 | Tier 2 | Distribution Circuit |  |  |  | 2387751 | Sus |  | WildfireMitigation¦PlannedWSIPSystemHardening¦¦
24-0028040 | Company Initiated | Planned- maintenance |  |  | 2024 | Tier 2 | Transformer only |  |  |  | 2387994 | Sus |  | CompanyInitiated¦Plannedmaintenance¦¦
24-0034369 | Animal | Bird found | Conductor- Overhead | Normal | 2024 | Tier 2 | Distribution Circuit |  |  |  | 2388699 | Sus |  | Animal¦Birdfound¦ConductorOverhead¦Normal
24-0029568 | Company Initiated | Planned- maintenance |  |  | 2024 | Tier 2 | Transformer only |  |  |  | 2389813 | Sus |  | CompanyInitiated¦Plannedmaintenance¦¦
24-0036660 | Vegetation | Tree - branch fell on line | Conductor- Overhead | Normal | 2024 | Tier 3 | Distribution Circuit |  |  |  | 2394164 | Sus |  | Vegetation¦Treebranchfellonline¦ConductorOverhead¦Normal
24-0036840 | Vegetation | Tree - branch fell on line | Fuse | Normal | 2024 | Tier 3 | Distribution Circuit |  |  |  | 2394681 | Sus |  | Vegetation¦Treebranchfellonline¦Fuse¦Normal
24-0037091 | Unknown Cause | Patrol - found nothing |  |  | 2024 | Tier 3 | Distribution Circuit |  |  |  | 2395673 | Sus |  | UnknownCause¦Patrolfoundnothing¦¦
24-0037642 | Equipment Failure/Involved | Overhead | Pole-Wood | Broken | 2024 | Tier 3 | Distribution Circuit |  |  |  | 2396899 | Sus |  | EquipmentFailureInvolved¦Overhead¦PoleWood¦Broken
24-0037903 | Vegetation | Tree - fell into line | Conductor- Overhead | Broken- wire on ground | 2024 | Tier 3 | Distribution Circuit |  |  |  | 2397281 | Sus |  | Vegetation¦Treefellintoline¦ConductorOverhead¦Brokenwireonground
24-0037994 | Equipment Failure/Involved | Underground | Secondary | Arcing | 2024 | Tier 2 | Transformer only |  |  |  | 2397432 | Sus |  | EquipmentFailureInvolved¦Underground¦Secondary¦Arcing
24-0012913 | Company Initiated | Planned- capital |  |  | 2024 | Tier 2 | Transformer only |  |  |  | 2397460 | Sus |  | CompanyInitiated¦Plannedcapital¦¦
24-0012916 | Company Initiated | Planned- capital |  |  | 2024 | Tier 2 | Transformer only |  |  |  | 2397477 | Sus |  | CompanyInitiated¦Plannedcapital¦¦
24-0038545 | Equipment Failure/Involved | Overhead | Conductor- Overhead | Broken- wire on ground | 2024 | Tier 2 | Distribution Circuit |  |  |  | 2398150 | Sus |  | EquipmentFailureInvolved¦Overhead¦ConductorOverhead¦Brokenwireonground
24-0038831 | Vegetation | Tree - branch fell on line | Conductor- Overhead | Normal | 2024 | Tier 3 | Distribution Circuit |  |  |  | 2398502 | Sus |  | Vegetation¦Treebranchfellonline¦ConductorOverhead¦Normal
24-0038545 | Company Initiated | Return Circuit Normal | Conductor- Overhead | Normal | 2024 | Tier 3 | Distribution Circuit |  |  |  | 2398737 | Sus |  | CompanyInitiated¦ReturnCircuitNormal¦ConductorOverhead¦Normal
24-0039366 | Vegetation | Tree - grew into line | Conductor- Overhead | Normal | 2024 | Tier 3 | Distribution Circuit |  |  |  | 2399451 | Sus |  | Vegetation¦Treegrewintoline¦ConductorOverhead¦Normal
24-0040081 | Equipment Failure/Involved | Overhead | Jumper | Burned Open | 2024 | Tier 3 | Distribution Circuit |  |  |  | 2400621 | Sus |  | EquipmentFailureInvolved¦Overhead¦Jumper¦BurnedOpen
24-0040186 | Company Initiated | Planned- maintenance |  |  | 2024 | Tier 2 | Distribution Circuit |  |  |  | 2401114 | Sus |  | CompanyInitiated¦Plannedmaintenance¦¦
24-0028738 | Company Initiated | Planned- capital |  |  | 2024 | Tier 3 | Distribution Circuit |  |  |  | 2401629 | Sus |  | CompanyInitiated¦Plannedcapital¦¦
24-0040674 | Unknown Cause | Patrol - found nothing |  |  | 2024 | Tier 3 | Distribution Circuit |  |  |  | 2402119 | Sus |  | UnknownCause¦Patrolfoundnothing¦¦
24-0040903 | Company Initiated | Planned- capital |  |  | 2024 | Tier 3 | Distribution Circuit |  |  |  | 2402636 | Sus |  | CompanyInitiated¦Plannedcapital¦¦
24-0029856 | Wildfire Mitigation | Planned - WSIP/System Hardening |  |  | 2024 | Tier 3 | Distribution Circuit |  |  |  | 2403327 | Sus |  | WildfireMitigation¦PlannedWSIPSystemHardening¦¦
24-0034434 | Company Initiated | Planned- maintenance |  |  | 2024 | Tier 2 | Distribution Circuit |  |  |  | 2403300 | Sus |  | CompanyInitiated¦Plannedmaintenance¦¦
24-0041870 | Vegetation | Tree - fell into line | Conductor- Overhead | Broken- wire on ground | 2024 | Tier 3 | Distribution Circuit |  |  |  | 2404136 | Sus |  | Vegetation¦Treefellintoline¦ConductorOverhead¦Brokenwireonground
24-0042345 | Unknown Cause | Patrol - found nothing |  |  | 2024 | Tier 3 | Distribution Circuit |  |  |  | 2404859 | Sus |  | UnknownCause¦Patrolfoundnothing¦¦
24-0042133 | Equipment Failure/Involved | Overhead | Secondary | Broken | 2024 | Tier 2 | Transformer only |  |  |  | 2405043 | Sus |  | EquipmentFailureInvolved¦Overhead¦Secondary¦Broken
24-0042415 | Equipment Failure/Involved | Overhead | Secondary | Broken- wire on ground | 2024 | Tier 3 | Transformer only |  |  |  | 2405454 | Sus |  | EquipmentFailureInvolved¦Overhead¦Secondary¦Brokenwireonground
24-0031960 | Wildfire Mitigation | Planned - WSIP/System Hardening |  |  | 2024 | Tier 2 | Transformer only |  |  |  | 2407138 | Sus |  | WildfireMitigation¦PlannedWSIPSystemHardening¦¦
24-0043239 | Equipment Failure/Involved | Overhead | Secondary | Deteriorated | 2024 | Tier 3 | Transformer only |  |  |  | 2407711 | Sus |  | EquipmentFailureInvolved¦Overhead¦Secondary¦Deteriorated
24-0041503 | Company Initiated | Planned- maintenance |  |  | 2024 | Tier 2 | Transformer only |  |  |  | 2408154 | Sus |  | CompanyInitiated¦Plannedmaintenance¦¦
24-0029897 | Company Initiated | Planned- maintenance |  |  | 2024 | Tier 3 | Distribution Circuit |  |  |  | 2408225 | Sus |  | CompanyInitiated¦Plannedmaintenance¦¦
24-0043743 | Company Initiated | Other Circuits | Relay | Normal | 2024 | Tier 2 | Distribution Circuit |  |  |  | 2408718 | Sus |  | CompanyInitiated¦OtherCircuits¦Relay¦Normal
24-0033277 | Company Initiated | Planned- capital |  |  | 2024 | Tier 3 | Distribution Circuit |  |  |  | 2409187 | Sus |  | CompanyInitiated¦Plannedcapital¦¦
24-0034482 | Company Initiated | Planned- capital |  |  | 2024 | Tier 3 | Distribution Circuit |  |  |  | 2409328 | Sus |  | CompanyInitiated¦Plannedcapital¦¦
24-0034498 | Company Initiated | Planned- capital |  |  | 2024 | Tier 3 | Distribution Circuit |  |  |  | 2409390 | Sus |  | CompanyInitiated¦Plannedcapital¦¦
24-0044325 | Equipment Failure/Involved | Fire- pole | Crossarm- Wood | Burned/flashed | 2024 | Tier 3 | Distribution Circuit |  |  |  | 2409584 | Sus |  | EquipmentFailureInvolved¦Firepole¦CrossarmWood¦Burnedflashed
24-0038638 | Company Initiated | Planned- maintenance |  |  | 2024 | Tier 2 | Transformer only |  |  |  | 2409912 | Sus |  | CompanyInitiated¦Plannedmaintenance¦¦
24-0034192 | Wildfire Mitigation | Planned - WSIP/System Hardening |  |  | 2024 | Tier 2 | Distribution Circuit |  |  |  | 2410086 | Sus |  | WildfireMitigation¦PlannedWSIPSystemHardening¦¦
24-0033472 | Company Initiated | Planned- maintenance |  |  | 2024 | Tier 3 | Transformer only |  |  |  | 2411066 | Sus |  | CompanyInitiated¦Plannedmaintenance¦¦
24-0035683 | Company Initiated | Planned- maintenance |  |  | 2024 | Tier 3 | Transformer only |  |  |  | 2411272 | Sus |  | CompanyInitiated¦Plannedmaintenance¦¦
24-0045162 | Equipment Failure/Involved | Overhead | Secondary | Arcing | 2024 | Tier 2 | Transformer only |  |  |  | 2411186 | Sus |  | EquipmentFailureInvolved¦Overhead¦Secondary¦Arcing
24-0034424 | Wildfire Mitigation | Planned - WSIP/System Hardening |  |  | 2024 | Tier 2 | Transformer only |  |  |  | 2413822 | Sus |  | WildfireMitigation¦PlannedWSIPSystemHardening¦¦
24-0046670 | Equipment Failure/Involved | Overhead | Insulator | Broken | 2024 | Tier 3 | Distribution Circuit |  |  |  | 2414480 | Sus |  | EquipmentFailureInvolved¦Overhead¦Insulator¦Broken
24-0026784 | Company Initiated | Planned- capital |  |  | 2024 | Tier 2 | Distribution Circuit |  |  |  | 2417270 | Sus |  | CompanyInitiated¦Plannedcapital¦¦
24-0026785 | Company Initiated | Planned- capital |  |  | 2024 | Tier 2 | Distribution Circuit |  |  |  | 2417471 | Sus |  | CompanyInitiated¦Plannedcapital¦¦
24-0039995 | Wildfire Mitigation | Planned - WSIP/System Hardening |  |  | 2024 | Tier 3 | Distribution Circuit |  |  |  | 2420086 | Sus |  | WildfireMitigation¦PlannedWSIPSystemHardening¦¦
24-0049188 | Vegetation | Tree - grew into line | Conductor- Overhead | Normal | 2024 | Tier 3 | Distribution Circuit |  |  |  | 2420297 | Sus |  | Vegetation¦Treegrewintoline¦ConductorOverhead¦Normal
24-0036229 | Company Initiated | Planned- maintenance |  |  | 2024 | Tier 2 | Distribution Circuit |  |  |  | 2420879 | Sus |  | CompanyInitiated¦Plannedmaintenance¦¦
24-0042924 | Company Initiated | Planned- maintenance |  |  | 2024 | Tier 3 | Distribution Circuit |  |  |  | 2422279 | Sus |  | CompanyInitiated¦Plannedmaintenance¦¦
24-0041192 | Wildfire Mitigation | Planned - WSIP/System Hardening |  |  | 2024 | Tier 3 | Distribution Circuit |  |  |  | 2422367 | Sus |  | WildfireMitigation¦PlannedWSIPSystemHardening¦¦
24-0041188 | Wildfire Mitigation | Planned - WSIP/System Hardening |  |  | 2024 | Tier 3 | Transformer only |  |  |  | 2422376 | Sus |  | WildfireMitigation¦PlannedWSIPSystemHardening¦¦
24-0042361 | Company Initiated | Planned- capital |  |  | 2024 | Tier 2 | Distribution Circuit |  |  |  | 2423885 | Sus |  | CompanyInitiated¦Plannedcapital¦¦
24-0039055 | Company Initiated | Planned- maintenance |  |  | 2024 | Tier 2 | Distribution Circuit |  |  |  | 2425182 | Sus |  | CompanyInitiated¦Plannedmaintenance¦¦
24-0043677 | Wildfire Mitigation | Planned - WSIP/System Hardening |  |  | 2024 | Tier 3 | Transformer only |  |  |  | 2426035 | Sus |  | WildfireMitigation¦PlannedWSIPSystemHardening¦¦
24-0011978 | Company Initiated | Planned- maintenance |  |  | 2024 | Tier 2 | Distribution Circuit |  |  |  | 2426821 | Sus |  | CompanyInitiated¦Plannedmaintenance¦¦
24-0039207 | Company Initiated | Planned- capital |  |  | 2024 | Tier 2 | Distribution Circuit |  |  |  | 2426921 | Sus |  | CompanyInitiated¦Plannedcapital¦¦
24-0038787 | Company Initiated | Planned- maintenance |  |  | 2024 | Tier 2 | Distribution Circuit |  |  |  | 2426890 | Sus |  | CompanyInitiated¦Plannedmaintenance¦¦
24-0044176 | Company Initiated | Planned- maintenance |  |  | 2024 | Tier 3 | Distribution Circuit |  |  |  | 2426942 | Sus |  | CompanyInitiated¦Plannedmaintenance¦¦
24-0052776 | Equipment Failure/Involved | Overhead | Transformer (OH) | Failed/Faulted | 2024 | Tier 2 | Transformer only |  |  |  | 2427245 | Sus |  | EquipmentFailureInvolved¦Overhead¦Transformer(OH)¦FailedFaulted
24-0045257 | Wildfire Mitigation | Planned - WSIP/System Hardening |  |  | 2024 | Tier 3 | Distribution Circuit |  |  |  | 2428343 | Sus |  | WildfireMitigation¦PlannedWSIPSystemHardening¦¦
24-0045966 | Wildfire Mitigation | Planned - WSIP/System Hardening |  |  | 2024 | Tier 2 | Distribution Circuit |  |  |  | 2428360 | Sus |  | WildfireMitigation¦PlannedWSIPSystemHardening¦¦
24-0053606 | Animal | Bird found | Jumper | Normal | 2024 | Tier 2 | Distribution Circuit |  |  |  | 2428563 | Sus |  | Animal¦Birdfound¦Jumper¦Normal
24-0045762 | Company Initiated | Planned- maintenance |  |  | 2024 | Tier 2 | Distribution Circuit |  |  |  | 2429217 | Sus |  | CompanyInitiated¦Plannedmaintenance¦¦
24-0054007 | Equipment Failure/Involved | Overhead | Pole-Wood | Broken | 2024 | Tier 2 | Distribution Circuit |  |  |  | 2429430 | Sus |  | EquipmentFailureInvolved¦Overhead¦PoleWood¦Broken
24-0054315 | Equipment Failure/Involved | Overhead | Jumper | Broken | 2024 | Tier 3 | Distribution Circuit |  |  |  | 2429982 | Sus |  | EquipmentFailureInvolved¦Overhead¦Jumper¦Broken
24-0054571 | Vegetation | Tree - fell into line | Secondary | Broken- wire on ground | 2024 | Tier 3 | Transformer only |  |  |  | 2430275 | Sus |  | Vegetation¦Treefellintoline¦Secondary¦Brokenwireonground
24-0048496 | Wildfire Mitigation | Planned - WSIP/System Hardening |  |  | 2024 | Tier 3 | Distribution Circuit |  |  |  | 2432498 | Sus |  | WildfireMitigation¦PlannedWSIPSystemHardening¦¦
24-0055433 | Vegetation | Tree - branch fell on line | Conductor- Overhead | Normal | 2024 | Tier 3 | Distribution Circuit |  |  |  | 2432679 | Sus |  | Vegetation¦Treebranchfellonline¦ConductorOverhead¦Normal
24-0047827 | Wildfire Mitigation | Planned - WSIP/System Hardening |  |  | 2024 | Tier 3 | Distribution Circuit |  |  |  | 2433208 | Sus |  | WildfireMitigation¦PlannedWSIPSystemHardening¦¦
24-0044130 | Company Initiated | Planned- capital |  |  | 2024 | Tier 2 | Distribution Circuit |  |  |  | 2433396 | Sus |  | CompanyInitiated¦Plannedcapital¦¦
24-0045116 | Company Initiated | Planned- maintenance |  |  | 2024 | Tier 2 | Transformer only |  |  |  | 2434872 | Sus |  | CompanyInitiated¦Plannedmaintenance¦¦
24-0047938 | Wildfire Mitigation | Planned - WSIP/System Hardening |  |  | 2024 | Tier 3 | Distribution Circuit |  |  |  | 2435736 | Sus |  | WildfireMitigation¦PlannedWSIPSystemHardening¦¦
24-0048425 | Wildfire Mitigation | Planned - WSIP/System Hardening |  |  | 2024 | Tier 3 | Distribution Circuit |  |  |  | 2436275 | Sus |  | WildfireMitigation¦PlannedWSIPSystemHardening¦¦
24-0049892 | Company Initiated | Planned- maintenance |  |  | 2024 | Tier 2 | Distribution Circuit |  |  |  | 2436292 | Sus |  | CompanyInitiated¦Plannedmaintenance¦¦
24-0047119 | Wildfire Mitigation | Planned - WSIP/System Hardening |  |  | 2024 | Tier 3 | Distribution Circuit |  |  |  | 2436346 | Sus |  | WildfireMitigation¦PlannedWSIPSystemHardening¦¦
24-0045219 | Wildfire Mitigation | Planned - WSIP/System Hardening |  |  | 2024 | Tier 2 | Distribution Circuit |  |  |  | 2437364 | Sus |  | WildfireMitigation¦PlannedWSIPSystemHardening¦¦
24-0058422 | Equipment Failure/Involved | Overhead | Pole-Wood | Deteriorated | 2024 | Tier 3 | Distribution Circuit |  |  |  | 2438094 | Sus |  | EquipmentFailureInvolved¦Overhead¦PoleWood¦Deteriorated
24-0050181 | Wildfire Mitigation | Planned - WSIP/System Hardening |  |  | 2024 | Tier 3 | Distribution Circuit |  |  |  | 2438642 | Sus |  | WildfireMitigation¦PlannedWSIPSystemHardening¦¦
24-0059166 | Animal | Other | Conductor- Overhead | Broken- wire on ground | 2024 | Tier 2 | Distribution Circuit |  |  |  | 2439461 | Sus |  | Animal¦Other¦ConductorOverhead¦Brokenwireonground
24-0049099 | Company Initiated | Planned- capital |  |  | 2024 | Tier 2 | Distribution Circuit |  |  |  | 2439633 | Sus |  | CompanyInitiated¦Plannedcapital¦¦
24-0051802 | Company Initiated | Planned- maintenance |  |  | 2024 | Tier 3 | Distribution Circuit |  |  |  | 2439666 | Sus |  | CompanyInitiated¦Plannedmaintenance¦¦
24-0050368 | Wildfire Mitigation | Planned - WSIP/System Hardening |  |  | 2024 | Tier 3 | Distribution Circuit |  |  |  | 2441441 | Sus |  | WildfireMitigation¦PlannedWSIPSystemHardening¦¦
24-0052846 | Wildfire Mitigation | Planned - WSIP/System Hardening |  |  | 2024 | Tier 2 | Distribution Circuit |  |  |  | 2441462 | Sus |  | WildfireMitigation¦PlannedWSIPSystemHardening¦¦
24-0052486 | Company Initiated | Planned- maintenance |  |  | 2024 | Tier 2 | Distribution Circuit |  |  |  | 2441519 | Sus |  | CompanyInitiated¦Plannedmaintenance¦¦
24-0055310 | Wildfire Mitigation | Planned - WSIP/System Hardening |  |  | 2024 | Tier 2 | Distribution Circuit |  |  |  | 2442514 | Sus |  | WildfireMitigation¦PlannedWSIPSystemHardening¦¦
24-0050590 | Wildfire Mitigation | Planned - WSIP/System Hardening |  |  | 2024 | Tier 3 | Distribution Circuit |  |  |  | 2443125 | Sus |  | WildfireMitigation¦PlannedWSIPSystemHardening¦¦
24-0053033 | Wildfire Mitigation | Planned - WSIP/System Hardening |  |  | 2024 | Tier 3 | Distribution Circuit |  |  |  | 2444071 | Sus |  | WildfireMitigation¦PlannedWSIPSystemHardening¦¦
24-0051564 | Company Initiated | Planned- maintenance |  |  | 2024 | Tier 3 | Distribution Circuit |  |  |  | 2444823 | Sus |  | CompanyInitiated¦Plannedmaintenance¦¦
24-0051023 | Wildfire Mitigation | Planned - WSIP/System Hardening |  |  | 2024 | Tier 3 | Distribution Circuit |  |  |  | 2444833 | Sus |  | WildfireMitigation¦PlannedWSIPSystemHardening¦¦
24-0061746 | Equipment Failure/Involved | Overhead | Crossarm- Wood | Broken | 2024 | Tier 3 | Distribution Circuit |  |  |  | 2445074 | Sus |  | EquipmentFailureInvolved¦Overhead¦CrossarmWood¦Broken
24-0058217 | Wildfire Mitigation | Planned - WSIP/System Hardening |  |  | 2024 | Tier 3 | Distribution Circuit |  |  |  | 2445178 | Sus |  | WildfireMitigation¦PlannedWSIPSystemHardening¦¦
24-0051587 | Wildfire Mitigation | Planned - WSIP/System Hardening |  |  | 2024 | Tier 3 | Distribution Circuit |  |  |  | 2446813 | Sus |  | WildfireMitigation¦PlannedWSIPSystemHardening¦¦
24-0057576 | Company Initiated | Planned- capital |  |  | 2024 | Tier 3 | Distribution Circuit |  |  |  | 2446947 | Sus |  | CompanyInitiated¦Plannedcapital¦¦
24-0063388 | Vegetation | Tree - branch fell on line | Conductor- Overhead | Normal | 2024 | Tier 3 | Distribution Circuit |  |  |  | 2448363 | Sus |  | Vegetation¦Treebranchfellonline¦ConductorOverhead¦Normal
24-0053893 | Wildfire Mitigation | Planned - WSIP/System Hardening |  |  | 2024 | Tier 3 | Distribution Circuit |  |  |  | 2448555 | Sus |  | WildfireMitigation¦PlannedWSIPSystemHardening¦¦
24-0053907 | Wildfire Mitigation | Planned - WSIP/System Hardening |  |  | 2024 | Tier 3 | Distribution Circuit |  |  |  | 2448612 | Sus |  | WildfireMitigation¦PlannedWSIPSystemHardening¦¦
24-0054996 | Wildfire Mitigation | Planned - WSIP/System Hardening |  |  | 2024 | Tier 3 | Distribution Circuit |  |  |  | 2449432 | Sus |  | WildfireMitigation¦PlannedWSIPSystemHardening¦¦
24-0058187 | Company Initiated | Planned- capital |  |  | 2024 | Tier 2 | Distribution Circuit |  |  |  | 2449683 | Sus |  | CompanyInitiated¦Plannedcapital¦¦
24-0057149 | Company Initiated | Planned- maintenance |  |  | 2024 | Tier 2 | Transformer only |  |  |  | 2450491 | Sus |  | CompanyInitiated¦Plannedmaintenance¦¦
24-0057637 | Company Initiated | Planned- capital |  |  | 2024 | Tier 3 | Distribution Circuit |  |  |  | 2450485 | Sus |  | CompanyInitiated¦Plannedcapital¦¦
24-0056223 | Company Initiated | Planned- capital |  |  | 2024 | Tier 2 | Distribution Circuit |  |  |  | 2450498 | Sus |  | CompanyInitiated¦Plannedcapital¦¦
24-0054132 | Wildfire Mitigation | Planned - WSIP/System Hardening |  |  | 2024 | Tier 3 | Distribution Circuit |  |  |  | 2450493 | Sus |  | WildfireMitigation¦PlannedWSIPSystemHardening¦¦
24-0054042 | Company Initiated | Planned- capital |  |  | 2024 | Tier 2 | Distribution Circuit |  |  |  | 2451352 | Sus |  | CompanyInitiated¦Plannedcapital¦¦
24-0058981 | Company Initiated | Planned- maintenance |  |  | 2024 | Tier 2 | Distribution Circuit |  |  |  | 2451799 | Sus |  | CompanyInitiated¦Plannedmaintenance¦¦
24-0065575 | Equipment Failure/Involved | Overhead | Transformer (OH) | Failed/Faulted | 2024 | Tier 2 | Distribution Circuit |  |  |  | 2452888 | Sus |  | EquipmentFailureInvolved¦Overhead¦Transformer(OH)¦FailedFaulted
24-0063413 | Wildfire Mitigation | Planned - WSIP/System Hardening |  |  | 2024 | Tier 3 | Transformer only |  |  |  | 2453365 | Sus |  | WildfireMitigation¦PlannedWSIPSystemHardening¦¦
24-0061744 | Wildfire Mitigation | Planned - WSIP/System Hardening |  |  | 2024 | Tier 3 | Transformer only |  |  |  | 2454180 | Sus |  | WildfireMitigation¦PlannedWSIPSystemHardening¦¦
24-0058004 | Wildfire Mitigation | Planned - WSIP/System Hardening |  |  | 2024 | Tier 3 | Distribution Circuit |  |  |  | 2454277 | Sus |  | WildfireMitigation¦PlannedWSIPSystemHardening¦¦
24-0066319 | Company Initiated | Planned- maintenance |  |  | 2024 | Tier 3 | Transformer only |  |  |  | 2454391 | Sus |  | CompanyInitiated¦Plannedmaintenance¦¦
24-0062753 | Wildfire Mitigation | Planned - WSIP/System Hardening |  |  | 2024 | Tier 3 | Transformer only |  |  |  | 2462105 | Sus |  | WildfireMitigation¦PlannedWSIPSystemHardening¦¦
24-0061222 | Wildfire Mitigation | Planned - WSIP/System Hardening |  |  | 2024 | Tier 2 | Distribution Circuit |  |  |  | 2463060 | Sus |  | WildfireMitigation¦PlannedWSIPSystemHardening¦¦
24-0061426 | Company Initiated | Planned- maintenance |  |  | 2024 | Tier 3 | Distribution Circuit |  |  |  | 2463136 | Sus |  | CompanyInitiated¦Plannedmaintenance¦¦
24-0058223 | Company Initiated | Planned- maintenance |  |  | 2024 | Tier 3 | Distribution Circuit |  |  |  | 2463217 | Sus |  | CompanyInitiated¦Plannedmaintenance¦¦
24-0058656 | Wildfire Mitigation | Planned - WSIP/System Hardening |  |  | 2024 | Tier 2 | Distribution Circuit |  |  |  | 2464024 | Sus |  | WildfireMitigation¦PlannedWSIPSystemHardening¦¦
24-0058615 | Wildfire Mitigation | Planned - WSIP/System Hardening |  |  | 2024 | Tier 3 | Distribution Circuit |  |  |  | 2464056 | Sus |  | WildfireMitigation¦PlannedWSIPSystemHardening¦¦
24-0068255 | Animal | Squirrel | Fuse | Failed/Faulted | 2024 | Tier 2 | Distribution Circuit |  |  |  | 2464156 | Sus |  | Animal¦Squirrel¦Fuse¦FailedFaulted
24-0058645 | Wildfire Mitigation | Planned - WSIP/System Hardening |  |  | 2024 | Tier 2 | Distribution Circuit |  |  |  | 2464262 | Sus |  | WildfireMitigation¦PlannedWSIPSystemHardening¦¦
24-0068344 | Equipment Failure/Involved | Overhead | Crossarm- Wood | Broken | 2024 | Tier 3 | Distribution Circuit |  |  |  | 2464402 | Sus |  | EquipmentFailureInvolved¦Overhead¦CrossarmWood¦Broken
24-0063889 | Wildfire Mitigation | Planned - WSIP/System Hardening |  |  | 2024 | Tier 3 | Distribution Circuit |  |  |  | 2464908 | Sus |  | WildfireMitigation¦PlannedWSIPSystemHardening¦¦
24-0057574 | Company Initiated | Planned- maintenance |  |  | 2024 | Tier 3 | Transformer only |  |  |  | 2464921 | Sus |  | CompanyInitiated¦Plannedmaintenance¦¦
24-0058758 | Company Initiated | Planned- capital |  |  | 2024 | Tier 2 | Distribution Circuit |  |  |  | 2464984 | Sus |  | CompanyInitiated¦Plannedcapital¦¦
24-0058760 | Wildfire Mitigation | Planned - WSIP/System Hardening |  |  | 2024 | Tier 2 | Distribution Circuit |  |  |  | 2465676 | Sus |  | WildfireMitigation¦PlannedWSIPSystemHardening¦¦
24-0064206 | Wildfire Mitigation | Planned - WSIP/System Hardening |  |  | 2024 | Tier 2 | Distribution Circuit |  |  |  | 2465702 | Sus |  | WildfireMitigation¦PlannedWSIPSystemHardening¦¦
24-0061027 | Company Initiated | Planned- capital |  |  | 2024 | Tier 3 | Distribution Circuit |  |  |  | 2465717 | Sus |  | CompanyInitiated¦Plannedcapital¦¦
24-0061073 | Wildfire Mitigation | Planned - WSIP/System Hardening |  |  | 2024 | Tier 3 | Distribution Circuit |  |  |  | 2466460 | Sus |  | WildfireMitigation¦PlannedWSIPSystemHardening¦¦
24-0063756 | Company Initiated | Planned- maintenance |  |  | 2024 | Tier 2 | Distribution Circuit |  |  |  | 2466490 | Sus |  | CompanyInitiated¦Plannedmaintenance¦¦
24-0060753 | Wildfire Mitigation | Planned - WSIP/System Hardening |  |  | 2024 | Tier 3 | Distribution Circuit |  |  |  | 2466483 | Sus |  | WildfireMitigation¦PlannedWSIPSystemHardening¦¦
24-0064699 | Company Initiated | Planned- maintenance |  |  | 2024 | Tier 2 | Transformer only |  |  |  | 2466501 | Sus |  | CompanyInitiated¦Plannedmaintenance¦¦
24-0062791 | Wildfire Mitigation | Planned - WSIP/System Hardening |  |  | 2024 | Tier 3 | Transformer only |  |  |  | 2468709 | Sus |  | WildfireMitigation¦PlannedWSIPSystemHardening¦¦
24-0060169 | Company Initiated | Planned- maintenance |  |  | 2024 | Tier 3 | Distribution Circuit |  |  |  | 2469013 | Sus |  | CompanyInitiated¦Plannedmaintenance¦¦
24-0062749 | Wildfire Mitigation | Planned - WSIP/System Hardening |  |  | 2024 | Tier 3 | Transformer only |  |  |  | 2470030 | Sus |  | WildfireMitigation¦PlannedWSIPSystemHardening¦¦
24-0060013 | Wildfire Mitigation | Planned - WSIP/System Hardening |  |  | 2024 | Tier 3 | Distribution Circuit |  |  |  | 2469513 | Sus |  | WildfireMitigation¦PlannedWSIPSystemHardening¦¦
24-0063693 | Company Initiated | Planned- maintenance |  |  | 2024 | Tier 2 | Distribution Circuit |  |  |  | 2469664 | Sus |  | CompanyInitiated¦Plannedmaintenance¦¦
24-0062671 | Wildfire Mitigation | Planned - WSIP/System Hardening |  |  | 2024 | Tier 3 | Transformer only |  |  |  | 2469717 | Sus |  | WildfireMitigation¦PlannedWSIPSystemHardening¦¦
24-0070957 | Vegetation | Tree - fell into line | Crossarm- Wood | Normal | 2024 | Tier 3 | Distribution Circuit |  |  |  | 2469747 | Sus |  | Vegetation¦Treefellintoline¦CrossarmWood¦Normal
24-0062472 | Wildfire Mitigation | Planned - WSIP/System Hardening |  |  | 2024 | Tier 3 | Distribution Circuit |  |  |  | 2470623 | Sus |  | WildfireMitigation¦PlannedWSIPSystemHardening¦¦
24-0063274 | Wildfire Mitigation | Planned - WSIP/System Hardening |  |  | 2024 | Tier 3 | Distribution Circuit |  |  |  | 2470689 | Sus |  | WildfireMitigation¦PlannedWSIPSystemHardening¦¦
24-0064780 | Wildfire Mitigation | Planned - WSIP/System Hardening |  |  | 2024 | Tier 3 | Distribution Circuit |  |  |  | 2471748 | Sus |  | WildfireMitigation¦PlannedWSIPSystemHardening¦¦
24-0066558 | Company Initiated | Planned- maintenance |  |  | 2024 | Tier 3 | Distribution Circuit |  |  |  | 2473843 | Sus |  | CompanyInitiated¦Plannedmaintenance¦¦
24-0066200 | Wildfire Mitigation | Planned - WSIP/System Hardening |  |  | 2024 | Tier 3 | Transformer only |  |  |  | 2474748 | Sus |  | WildfireMitigation¦PlannedWSIPSystemHardening¦¦
24-0068181 | Wildfire Mitigation | Planned - WSIP/System Hardening |  |  | 2024 | Tier 3 | Distribution Circuit |  |  |  | 2474714 | Sus |  | WildfireMitigation¦PlannedWSIPSystemHardening¦¦
24-0063264 | Wildfire Mitigation | Planned - WSIP/System Hardening |  |  | 2024 | Tier 3 | Distribution Circuit |  |  |  | 2474808 | Sus |  | WildfireMitigation¦PlannedWSIPSystemHardening¦¦
24-0072947 | Animal | Squirrel | Pothead(Riser Termination) | Normal | 2024 | Tier 2 | Distribution Circuit |  |  |  | 2474933 | Sus |  | Animal¦Squirrel¦Pothead(RiserTermination)¦Normal
24-0073062 | Company Initiated | Coordination failure | Conductor- Overhead | Normal | 2024 | Tier 3 | Distribution Circuit |  |  |  | 2475092 | Sus |  | CompanyInitiated¦Coordinationfailure¦ConductorOverhead¦Normal
24-0073275 | Vegetation | Tree - branch fell on line | Conductor- Overhead | Normal | 2024 | Tier 2 | Distribution Circuit |  |  |  | 2475411 | Sus |  | Vegetation¦Treebranchfellonline¦ConductorOverhead¦Normal
24-0069840 | Wildfire Mitigation | Planned - WSIP/System Hardening |  |  | 2024 | Tier 3 | Distribution Circuit |  |  |  | 2475821 | Sus |  | WildfireMitigation¦PlannedWSIPSystemHardening¦¦
24-0063168 | Wildfire Mitigation | Planned - WSIP/System Hardening |  |  | 2024 | Tier 2 | Transformer only |  |  |  | 2475928 | Sus |  | WildfireMitigation¦PlannedWSIPSystemHardening¦¦
24-0068370 | Wildfire Mitigation | Planned - WSIP/System Hardening |  |  | 2024 | Tier 3 | Distribution Circuit |  |  |  | 2475953 | Sus |  | WildfireMitigation¦PlannedWSIPSystemHardening¦¦
24-0063649 | Wildfire Mitigation | Planned - WSIP/System Hardening |  |  | 2024 | Tier 3 | Transformer only |  |  |  | 2476044 | Sus |  | WildfireMitigation¦PlannedWSIPSystemHardening¦¦
24-0073527 | Equipment Failure/Involved | Overhead | Crossarm- Wood | Broken | 2024 | Tier 2 | Distribution Circuit |  |  |  | 2476133 | Sus |  | EquipmentFailureInvolved¦Overhead¦CrossarmWood¦Broken
24-0062896 | Wildfire Mitigation | Planned - WSIP/System Hardening |  |  | 2024 | Tier 2 | Distribution Circuit |  |  |  | 2476210 | Sus |  | WildfireMitigation¦PlannedWSIPSystemHardening¦¦
24-0069871 | Wildfire Mitigation | Planned - WSIP/System Hardening |  |  | 2024 | Tier 3 | Distribution Circuit |  |  |  | 2477465 | Sus |  | WildfireMitigation¦PlannedWSIPSystemHardening¦¦
24-0063858 | Wildfire Mitigation | Planned - WSIP/System Hardening |  |  | 2024 | Tier 3 | Distribution Circuit |  |  |  | 2477571 | Sus |  | WildfireMitigation¦PlannedWSIPSystemHardening¦¦
24-0063227 | Company Initiated | Planned- capital |  |  | 2024 | Tier 2 | Distribution Circuit |  |  |  | 2477621 | Sus |  | CompanyInitiated¦Plannedcapital¦¦
24-0074456 | Vegetation | Tree - fell into line | Conductor- Overhead | Together | 2024 | Tier 3 | Distribution Circuit |  |  |  | 2478671 | Sus |  | Vegetation¦Treefellintoline¦ConductorOverhead¦Together
24-0068972 | Wildfire Mitigation | Planned - WSIP/System Hardening |  |  | 2024 | Tier 3 | Distribution Circuit |  |  |  | 2478959 | Sus |  | WildfireMitigation¦PlannedWSIPSystemHardening¦¦
24-0071570 | Wildfire Mitigation | Planned - WSIP/System Hardening |  |  | 2024 | Tier 2 | Transformer only |  |  |  | 2478968 | Sus |  | WildfireMitigation¦PlannedWSIPSystemHardening¦¦
24-0068508 | Wildfire Mitigation | Planned - WSIP/System Hardening |  |  | 2024 | Tier 3 | Distribution Circuit |  |  |  | 2479004 | Sus |  | WildfireMitigation¦PlannedWSIPSystemHardening¦¦
24-0066391 | Wildfire Mitigation | Planned - WSIP/System Hardening |  |  | 2024 | Tier 3 | Transformer only |  |  |  | 2479025 | Sus |  | WildfireMitigation¦PlannedWSIPSystemHardening¦¦
24-0067527 | Wildfire Mitigation | Planned - WSIP/System Hardening |  |  | 2024 | Tier 2 | Distribution Circuit |  |  |  | 2479983 | Sus |  | WildfireMitigation¦PlannedWSIPSystemHardening¦¦
24-0072981 | Wildfire Mitigation | Planned - WSIP/System Hardening |  |  | 2024 | Tier 2 | Distribution Circuit |  |  |  | 2480488 | Sus |  | WildfireMitigation¦PlannedWSIPSystemHardening¦¦
24-0073195 | Wildfire Mitigation | Planned - WSIP/System Hardening |  |  | 2024 | Tier 3 | Transformer only |  |  |  | 2480509 | Sus |  | WildfireMitigation¦PlannedWSIPSystemHardening¦¦
24-0075090 | Company Initiated | Planned- maintenance |  |  | 2024 | Tier 3 | Transformer only |  |  |  | 2480529 | Sus |  | CompanyInitiated¦Plannedmaintenance¦¦
24-0073201 | Wildfire Mitigation | Planned - WSIP/System Hardening |  |  | 2024 | Tier 2 | Transformer only |  |  |  | 2481075 | Sus |  | WildfireMitigation¦PlannedWSIPSystemHardening¦¦
24-0069882 | Wildfire Mitigation | Planned - WSIP/System Hardening |  |  | 2024 | Tier 3 | Distribution Circuit |  |  |  | 2481017 | Sus |  | WildfireMitigation¦PlannedWSIPSystemHardening¦¦
24-0069886 | Wildfire Mitigation | Planned - WSIP/System Hardening |  |  | 2024 | Tier 3 | Distribution Circuit |  |  |  | 2481093 | Sus |  | WildfireMitigation¦PlannedWSIPSystemHardening¦¦
24-0066638 | Wildfire Mitigation | Planned - WSIP/System Hardening |  |  | 2024 | Tier 3 | Distribution Circuit |  |  |  | 2481103 | Sus |  | WildfireMitigation¦PlannedWSIPSystemHardening¦¦
24-0075314 | Company Initiated | Personnel- company | Jumper | Normal | 2024 | Tier 3 | Distribution Circuit |  |  |  | 2481395 | Sus |  | CompanyInitiated¦Personnelcompany¦Jumper¦Normal
24-0073203 | Wildfire Mitigation | Planned - WSIP/System Hardening |  |  | 2024 | Tier 2 | Transformer only |  |  |  | 2481408 | Sus |  | WildfireMitigation¦PlannedWSIPSystemHardening¦¦
24-0066669 | Wildfire Mitigation | Planned - WSIP/System Hardening |  |  | 2024 | Tier 3 | Distribution Circuit |  |  |  | 2481477 | Sus |  | WildfireMitigation¦PlannedWSIPSystemHardening¦¦
24-0075497 | Unknown Cause | Patrol - found nothing |  |  | 2024 | Tier 3 | Distribution Circuit |  |  |  | 2481733 | Sus |  | UnknownCause¦Patrolfoundnothing¦¦
24-0070339 | Wildfire Mitigation | Planned - WSIP/System Hardening |  |  | 2024 | Tier 3 | Distribution Circuit |  |  |  | 2481967 | Sus |  | WildfireMitigation¦PlannedWSIPSystemHardening¦¦
24-0068816 | Wildfire Mitigation | Planned - WSIP/System Hardening |  |  | 2024 | Tier 3 | Distribution Circuit |  |  |  | 2482047 | Sus |  | WildfireMitigation¦PlannedWSIPSystemHardening¦¦
24-0068922 | Wildfire Mitigation | Planned - WSIP/System Hardening |  |  | 2024 | Tier 3 | Distribution Circuit |  |  |  | 2482237 | Sus |  | WildfireMitigation¦PlannedWSIPSystemHardening¦¦
24-0069114 | Wildfire Mitigation | Planned - WSIP/System Hardening |  |  | 2024 | Tier 3 | Distribution Circuit |  |  |  | 2482317 | Sus |  | WildfireMitigation¦PlannedWSIPSystemHardening¦¦
24-0076101 | 3rd Party | Vehicle | Conductor- Overhead | Normal | 2024 | Tier 3 | Distribution Circuit |  |  |  | 2483171 | Sus |  | 3rdParty¦Vehicle¦ConductorOverhead¦Normal
24-0070568 | Wildfire Mitigation | Planned - WSIP/System Hardening |  |  | 2024 | Tier 3 | Distribution Circuit |  |  |  | 2483342 | Sus |  | WildfireMitigation¦PlannedWSIPSystemHardening¦¦
24-0070499 | Wildfire Mitigation | Planned - WSIP/System Hardening |  |  | 2024 | Tier 3 | Transformer only |  |  |  | 2483371 | Sus |  | WildfireMitigation¦PlannedWSIPSystemHardening¦¦
24-0076203 | Vegetation | Tree - fell into line | Conductor- Overhead | Normal | 2024 | Tier 3 | Distribution Circuit |  |  |  | 2483539 | Sus |  | Vegetation¦Treefellintoline¦ConductorOverhead¦Normal
24-0070707 | Wildfire Mitigation | Planned - WSIP/System Hardening |  |  | 2024 | Tier 3 | Distribution Circuit |  |  |  | 2484277 | Sus |  | WildfireMitigation¦PlannedWSIPSystemHardening¦¦
24-0070714 | Wildfire Mitigation | Planned - WSIP/System Hardening |  |  | 2024 | Tier 3 | Distribution Circuit |  |  |  | 2484358 | Sus |  | WildfireMitigation¦PlannedWSIPSystemHardening¦¦
24-0072544 | Wildfire Mitigation | Planned - WSIP/System Hardening |  |  | 2024 | Tier 3 | Transformer only |  |  |  | 2484447 | Sus |  | WildfireMitigation¦PlannedWSIPSystemHardening¦¦
24-0077058 | Company Initiated | Construction Activity/equip- company | Other | Normal | 2024 | Tier 2 | Transformer only |  |  |  | 2485439 | Sus |  | CompanyInitiated¦ConstructionActivityequipcompany¦Other¦Normal
24-0073668 | Wildfire Mitigation | Planned - WSIP/System Hardening |  |  | 2024 | Tier 3 | Distribution Circuit |  |  |  | 2486307 | Sus |  | WildfireMitigation¦PlannedWSIPSystemHardening¦¦
24-0068895 | Wildfire Mitigation | Planned - WSIP/System Hardening |  |  | 2024 | Tier 3 | Distribution Circuit |  |  |  | 2486268 | Sus |  | WildfireMitigation¦PlannedWSIPSystemHardening¦¦
24-0077346 | Equipment Failure/Involved | Overhead | Secondary | Broken | 2024 | Tier 2 | Transformer only |  |  |  | 2486379 | Sus |  | EquipmentFailureInvolved¦Overhead¦Secondary¦Broken
24-0070636 | Wildfire Mitigation | Planned - WSIP/System Hardening |  |  | 2024 | Tier 2 | Distribution Circuit |  |  |  | 2487556 | Sus |  | WildfireMitigation¦PlannedWSIPSystemHardening¦¦
24-0063138 | Company Initiated | Planned- maintenance |  |  | 2024 | Tier 3 | Distribution Circuit |  |  |  | 2487632 | Sus |  | CompanyInitiated¦Plannedmaintenance¦¦
24-0068645 | Company Initiated | Planned- maintenance |  |  | 2024 | Tier 2 | Transformer only |  |  |  | 2487815 | Sus |  | CompanyInitiated¦Plannedmaintenance¦¦
24-0070972 | Wildfire Mitigation | Planned - WSIP/System Hardening |  |  | 2024 | Tier 3 | Transformer only |  |  |  | 2487914 | Sus |  | WildfireMitigation¦PlannedWSIPSystemHardening¦¦
24-0071046 | Wildfire Mitigation | Planned - WSIP/System Hardening |  |  | 2024 | Tier 2 | Transformer only |  |  |  | 2489026 | Sus |  | WildfireMitigation¦PlannedWSIPSystemHardening¦¦
24-0071047 | Wildfire Mitigation | Planned - WSIP/System Hardening |  |  | 2024 | Tier 2 | Transformer only |  |  |  | 2489027 | Sus |  | WildfireMitigation¦PlannedWSIPSystemHardening¦¦
24-0072744 | Wildfire Mitigation | Planned - WSIP/System Hardening |  |  | 2024 | Tier 3 | Distribution Circuit |  |  |  | 2489008 | Sus |  | WildfireMitigation¦PlannedWSIPSystemHardening¦¦
24-0072562 | Company Initiated | Planned- maintenance |  |  | 2024 | Tier 3 | Distribution Circuit |  |  |  | 2489157 | Sus |  | CompanyInitiated¦Plannedmaintenance¦¦
24-0065382 | Company Initiated | Planned- capital |  |  | 2024 | Tier 3 | Distribution Circuit |  |  |  | 2489884 | Sus |  | CompanyInitiated¦Plannedcapital¦¦
24-0071404 | Wildfire Mitigation | Planned - WSIP/System Hardening |  |  | 2024 | Tier 3 | Transformer only |  |  |  | 2489909 | Sus |  | WildfireMitigation¦PlannedWSIPSystemHardening¦¦
24-0069753 | Wildfire Mitigation | Planned - WSIP/System Hardening |  |  | 2024 | Tier 3 | Distribution Circuit |  |  |  | 2489821 | Sus |  | WildfireMitigation¦PlannedWSIPSystemHardening¦¦
24-0071959 | Wildfire Mitigation | Planned - WSIP/System Hardening |  |  | 2024 | Tier 3 | Transformer only |  |  |  | 2490689 | Sus |  | WildfireMitigation¦PlannedWSIPSystemHardening¦¦
24-0069708 | Company Initiated | Planned- maintenance |  |  | 2024 | Tier 2 | Distribution Circuit |  |  |  | 2491404 | Sus |  | CompanyInitiated¦Plannedmaintenance¦¦
24-0074742 | Company Initiated | Planned- maintenance |  |  | 2024 | Tier 2 | Distribution Circuit |  |  |  | 2492374 | Sus |  | CompanyInitiated¦Plannedmaintenance¦¦
24-0074745 | Company Initiated | Planned- maintenance |  |  | 2024 | Tier 2 | Distribution Circuit |  |  |  | 2492511 | Sus |  | CompanyInitiated¦Plannedmaintenance¦¦
24-0072585 | Company Initiated | Planned- capital |  |  | 2024 | Tier 3 | Distribution Circuit |  |  |  | 2492836 | Sus |  | CompanyInitiated¦Plannedcapital¦¦
24-0072585 | Company Initiated | Coordination failure | Recloser | Normal | 2024 | Tier 3 | Distribution Circuit |  |  |  | 2492881 | Sus |  | CompanyInitiated¦Coordinationfailure¦Recloser¦Normal
24-0079698 | Animal | Bird found | Transformer (OH) | Normal | 2024 | Tier 3 | Distribution Circuit |  |  |  | 2493335 | Sus |  | Animal¦Birdfound¦Transformer(OH)¦Normal
24-0074171 | Wildfire Mitigation | Planned - WSIP/System Hardening |  |  | 2024 | Tier 3 | Distribution Circuit |  |  |  | 2493458 | Sus |  | WildfireMitigation¦PlannedWSIPSystemHardening¦¦
24-0074328 | Company Initiated | Planned- maintenance |  |  | 2024 | Tier 2 | Distribution Circuit |  |  |  | 2493493 | Sus |  | CompanyInitiated¦Plannedmaintenance¦¦
24-0074132 | Company Initiated | Planned- capital |  |  | 2024 | Tier 2 | Distribution Circuit |  |  |  | 2493560 | Sus |  | CompanyInitiated¦Plannedcapital¦¦
24-0079798 | Animal | Bird found | Fuse | Burned Open | 2024 | Tier 2 | Transformer only |  |  |  | 2493695 | Sus |  | Animal¦Birdfound¦Fuse¦BurnedOpen
24-0074788 | Wildfire Mitigation | Planned - WSIP/System Hardening |  |  | 2024 | Tier 2 | Transformer only |  |  |  | 2495099 | Sus |  | WildfireMitigation¦PlannedWSIPSystemHardening¦¦
24-0075592 | Wildfire Mitigation | Planned - WSIP/System Hardening |  |  | 2024 | Tier 2 | Transformer only |  |  |  | 2495116 | Sus |  | WildfireMitigation¦PlannedWSIPSystemHardening¦¦
24-0069787 | Wildfire Mitigation | Planned - WSIP/System Hardening |  |  | 2024 | Tier 3 | Distribution Circuit |  |  |  | 2494982 | Sus |  | WildfireMitigation¦PlannedWSIPSystemHardening¦¦
24-0080210 | Vegetation | Tree - branch fell on line | Conductor- Overhead | Together | 2024 | Tier 3 | Distribution Circuit |  |  |  | 2495198 | Sus |  | Vegetation¦Treebranchfellonline¦ConductorOverhead¦Together
24-0077247 | Company Initiated | Planned- maintenance |  |  | 2024 | Tier 2 | Distribution Circuit |  |  |  | 2495421 | Sus |  | CompanyInitiated¦Plannedmaintenance¦¦
24-0076330 | Wildfire Mitigation | Planned - WSIP/System Hardening |  |  | 2024 | Tier 3 | Distribution Circuit |  |  |  | 2496206 | Sus |  | WildfireMitigation¦PlannedWSIPSystemHardening¦¦
24-0074151 | Wildfire Mitigation | Planned - WSIP/System Hardening |  |  | 2024 | Tier 3 | Distribution Circuit |  |  |  | 2496440 | Sus |  | WildfireMitigation¦PlannedWSIPSystemHardening¦¦
24-0070318 | Wildfire Mitigation | Planned - WSIP/System Hardening |  |  | 2024 | Tier 3 | Distribution Circuit |  |  |  | 2496520 | Sus |  | WildfireMitigation¦PlannedWSIPSystemHardening¦¦
24-0077253 | Wildfire Mitigation | Planned - WSIP/System Hardening |  |  | 2024 | Tier 2 | Distribution Circuit |  |  |  | 2496509 | Sus |  | WildfireMitigation¦PlannedWSIPSystemHardening¦¦
24-0076084 | Wildfire Mitigation | Planned - WSIP/System Hardening |  |  | 2024 | Tier 3 | Distribution Circuit |  |  |  | 2497469 | Sus |  | WildfireMitigation¦PlannedWSIPSystemHardening¦¦
24-0070320 | Wildfire Mitigation | Planned - WSIP/System Hardening |  |  | 2024 | Tier 3 | Distribution Circuit |  |  |  | 2497544 | Sus |  | WildfireMitigation¦PlannedWSIPSystemHardening¦¦
24-0077632 | Wildfire Mitigation | Planned - WSIP/System Hardening |  |  | 2024 | Tier 2 | Distribution Circuit |  |  |  | 2498321 | Sus |  | WildfireMitigation¦PlannedWSIPSystemHardening¦¦
24-0082184 | Equipment Failure/Involved | Overhead | Transformer (OH) | Failed/Faulted | 2024 | Tier 2 | Transformer only |  |  |  | 2499702 | Sus |  | EquipmentFailureInvolved¦Overhead¦Transformer(OH)¦FailedFaulted
24-0077378 | Company Initiated | Planned- maintenance |  |  | 2024 | Tier 2 | Distribution Circuit |  |  |  | 2500797 | Sus |  | CompanyInitiated¦Plannedmaintenance¦¦
24-0082863 | Vegetation | Tree - branch fell on line | Conductor- Overhead | Normal | 2024 | Tier 3 | Distribution Circuit |  |  |  | 2501680 | Sus |  | Vegetation¦Treebranchfellonline¦ConductorOverhead¦Normal
24-0084835 | Vegetation | Tree - cutting- PG&E contractor | Conductor- Overhead | Normal | 2024 | Tier 2 | Distribution Circuit |  |  |  | 2508820 | Sus |  | Vegetation¦TreecuttingPG&Econtractor¦ConductorOverhead¦Normal
24-0079808 | Wildfire Mitigation | Planned - WSIP/System Hardening |  |  | 2024 | Tier 2 | Transformer only |  |  |  | 2509971 | Sus |  | WildfireMitigation¦PlannedWSIPSystemHardening¦¦
24-0077165 | Wildfire Mitigation | Planned - WSIP/System Hardening |  |  | 2024 | Tier 3 | Transformer only |  |  |  | 2510006 | Sus |  | WildfireMitigation¦PlannedWSIPSystemHardening¦¦
24-0077164 | Wildfire Mitigation | Planned - WSIP/System Hardening |  |  | 2024 | Tier 3 | Transformer only |  |  |  | 2510007 | Sus |  | WildfireMitigation¦PlannedWSIPSystemHardening¦¦
24-0085169 | Equipment Failure/Involved | Overhead | Conductor- Overhead | Deteriorated | 2024 | Tier 3 | Distribution Circuit |  |  |  | 2510201 | Sus |  | EquipmentFailureInvolved¦Overhead¦ConductorOverhead¦Deteriorated
24-0077817 | Wildfire Mitigation | Planned - WSIP/System Hardening |  |  | 2024 | Tier 3 | Distribution Circuit |  |  |  | 2511273 | Sus |  | WildfireMitigation¦PlannedWSIPSystemHardening¦¦
24-0077689 | Wildfire Mitigation | Planned - WSIP/System Hardening |  |  | 2024 | Tier 3 | Transformer only |  |  |  | 2511309 | Sus |  | WildfireMitigation¦PlannedWSIPSystemHardening¦¦
24-0079684 | Wildfire Mitigation | Planned - WSIP/System Hardening |  |  | 2024 | Tier 3 | Distribution Circuit |  |  |  | 2512126 | Sus |  | WildfireMitigation¦PlannedWSIPSystemHardening¦¦
24-0079727 | Company Initiated | Planned- maintenance |  |  | 2024 | Tier 3 | Distribution Circuit |  |  |  | 2512390 | Sus |  | CompanyInitiated¦Plannedmaintenance¦¦
24-0086064 | Company Initiated | Personnel- company | Jumper | Normal | 2024 | Tier 3 | Distribution Circuit |  |  |  | 2512400 | Sus |  | CompanyInitiated¦Personnelcompany¦Jumper¦Normal
24-0086144 | Vegetation | Tree - fell into line | Conductor- Overhead | Normal | 2024 | Tier 3 | Distribution Circuit |  |  |  | 2512495 | Sus |  | Vegetation¦Treefellintoline¦ConductorOverhead¦Normal
24-0086465 | Equipment Failure/Involved | Overhead | Cutout- fuse holder | Broken | 2024 | Tier 2 | Distribution Circuit |  |  |  | 2513025 | Sus |  | EquipmentFailureInvolved¦Overhead¦Cutoutfuseholder¦Broken
24-0080166 | Wildfire Mitigation | Planned - WSIP/System Hardening |  |  | 2024 | Tier 3 | Distribution Circuit |  |  |  | 2513351 | Sus |  | WildfireMitigation¦PlannedWSIPSystemHardening¦¦
24-0079835 | Wildfire Mitigation | Planned - WSIP/System Hardening |  |  | 2024 | Tier 3 | Transformer only |  |  |  | 2513511 | Sus |  | WildfireMitigation¦PlannedWSIPSystemHardening¦¦
24-0079834 | Wildfire Mitigation | Planned - WSIP/System Hardening |  |  | 2024 | Tier 3 | Transformer only |  |  |  | 2513513 | Sus |  | WildfireMitigation¦PlannedWSIPSystemHardening¦¦
24-0079768 | Wildfire Mitigation | Planned - WSIP/System Hardening |  |  | 2024 | Tier 3 | Distribution Circuit |  |  |  | 2514704 | Sus |  | WildfireMitigation¦PlannedWSIPSystemHardening¦¦
24-0087400 | Equipment Failure/Involved | Overhead | Transformer (OH) | Failed/Faulted | 2024 | Tier 2 | Distribution Circuit |  |  |  | 2514838 | Sus |  | EquipmentFailureInvolved¦Overhead¦Transformer(OH)¦FailedFaulted
24-0077211 | Company Initiated | Planned- capital |  |  | 2024 | Tier 2 | Distribution Circuit |  |  |  | 2514893 | Sus |  | CompanyInitiated¦Plannedcapital¦¦
24-0079871 | Wildfire Mitigation | Planned - WSIP/System Hardening |  |  | 2024 | Tier 3 | Transformer only |  |  |  | 2515893 | Sus |  | WildfireMitigation¦PlannedWSIPSystemHardening¦¦
24-0079930 | Wildfire Mitigation | Planned - WSIP/System Hardening |  |  | 2024 | Tier 3 | Transformer only |  |  |  | 2517079 | Sus |  | WildfireMitigation¦PlannedWSIPSystemHardening¦¦
24-0081952 | Wildfire Mitigation | Planned - WSIP/System Hardening |  |  | 2024 | Tier 3 | Transformer only |  |  |  | 2517133 | Sus |  | WildfireMitigation¦PlannedWSIPSystemHardening¦¦
24-0079948 | Wildfire Mitigation | Planned - WSIP/System Hardening |  |  | 2024 | Tier 3 | Transformer only |  |  |  | 2517146 | Sus |  | WildfireMitigation¦PlannedWSIPSystemHardening¦¦
24-0079934 | Wildfire Mitigation | Planned - WSIP/System Hardening |  |  | 2024 | Tier 3 | Transformer only |  |  |  | 2517500 | Sus |  | WildfireMitigation¦PlannedWSIPSystemHardening¦¦
24-0078294 | Wildfire Mitigation | Planned - WSIP/System Hardening |  |  | 2024 | Tier 3 | Transformer only |  |  |  | 2518096 | Sus |  | WildfireMitigation¦PlannedWSIPSystemHardening¦¦
24-0081947 | Wildfire Mitigation | Planned - WSIP/System Hardening |  |  | 2024 | Tier 3 | Distribution Circuit |  |  |  | 2519230 | Sus |  | WildfireMitigation¦PlannedWSIPSystemHardening¦¦
24-0083627 | Wildfire Mitigation | Planned - WSIP/System Hardening |  |  | 2024 | Tier 3 | Distribution Circuit |  |  |  | 2519250 | Sus |  | WildfireMitigation¦PlannedWSIPSystemHardening¦¦
24-0081390 | Wildfire Mitigation | Planned - WSIP/System Hardening |  |  | 2024 | Tier 2 | Transformer only |  |  |  | 2519265 | Sus |  | WildfireMitigation¦PlannedWSIPSystemHardening¦¦
24-0082686 | Wildfire Mitigation | Planned - WSIP/System Hardening |  |  | 2024 | Tier 3 | Distribution Circuit |  |  |  | 2519071 | Sus |  | WildfireMitigation¦PlannedWSIPSystemHardening¦¦
24-0089548 | Vegetation | Tree - fell into line | Conductor- Overhead | Broken- wire on ground | 2024 | Tier 3 | Distribution Circuit |  |  |  | 2520697 | Sus |  | Vegetation¦Treefellintoline¦ConductorOverhead¦Brokenwireonground
24-0084366 | Company Initiated | Planned- maintenance |  |  | 2024 | Tier 2 | Distribution Circuit |  |  |  | 2520857 | Sus |  | CompanyInitiated¦Plannedmaintenance¦¦
24-0083034 | Wildfire Mitigation | Planned - WSIP/System Hardening |  |  | 2024 | Tier 3 | Distribution Circuit |  |  |  | 2520792 | Sus |  | WildfireMitigation¦PlannedWSIPSystemHardening¦¦
24-0083140 | Wildfire Mitigation | Planned - WSIP/System Hardening |  |  | 2024 | Tier 3 | Transformer only |  |  |  | 2520941 | Sus |  | WildfireMitigation¦PlannedWSIPSystemHardening¦¦
24-0074242 | Company Initiated | Planned- maintenance |  |  | 2024 | Tier 2 | Distribution Circuit |  |  |  | 2520961 | Sus |  | CompanyInitiated¦Plannedmaintenance¦¦
24-0081255 | Company Initiated | Planned- maintenance |  |  | 2024 | Tier 3 | Distribution Circuit |  |  |  | 2521687 | Sus |  | CompanyInitiated¦Plannedmaintenance¦¦
24-0084310 | Wildfire Mitigation | Planned - WSIP/System Hardening |  |  | 2024 | Tier 3 | Distribution Circuit |  |  |  | 2522850 | Sus |  | WildfireMitigation¦PlannedWSIPSystemHardening¦¦
24-0083799 | Wildfire Mitigation | Planned - WSIP/System Hardening |  |  | 2024 | Tier 2 | Transformer only |  |  |  | 2522986 | Sus |  | WildfireMitigation¦PlannedWSIPSystemHardening¦¦
24-0083745 | Wildfire Mitigation | Planned - WSIP/System Hardening |  |  | 2024 | Tier 3 | Distribution Circuit |  |  |  | 2522857 | Sus |  | WildfireMitigation¦PlannedWSIPSystemHardening¦¦
24-0090400 | Company Initiated | Planned- maintenance |  |  | 2024 | Tier 3 | Transformer only |  |  |  | 2523142 | Sus |  | CompanyInitiated¦Plannedmaintenance¦¦
24-0083803 | Wildfire Mitigation | Planned - WSIP/System Hardening |  |  | 2024 | Tier 2 | Transformer only |  |  |  | 2523238 | Sus |  | WildfireMitigation¦PlannedWSIPSystemHardening¦¦
24-0084311 | Wildfire Mitigation | Planned - WSIP/System Hardening |  |  | 2024 | Tier 3 | Distribution Circuit |  |  |  | 2523362 | Sus |  | WildfireMitigation¦PlannedWSIPSystemHardening¦¦
24-0090697 | Unknown Cause | Patrol - found nothing |  |  | 2024 | Tier 3 | Transformer only |  |  |  | 2523707 | Sus |  | UnknownCause¦Patrolfoundnothing¦¦
24-0084329 | Wildfire Mitigation | Planned - WSIP/System Hardening |  |  | 2024 | Tier 3 | Distribution Circuit |  |  |  | 2523880 | Sus |  | WildfireMitigation¦PlannedWSIPSystemHardening¦¦
24-0084321 | Wildfire Mitigation | Planned - WSIP/System Hardening |  |  | 2024 | Tier 3 | Transformer only |  |  |  | 2524404 | Sus |  | WildfireMitigation¦PlannedWSIPSystemHardening¦¦
24-0085094 | Company Initiated | Planned- maintenance |  |  | 2024 | Tier 3 | Transformer only |  |  |  | 2524417 | Sus |  | CompanyInitiated¦Plannedmaintenance¦¦
24-0084369 | Wildfire Mitigation | Planned - WSIP/System Hardening |  |  | 2024 | Tier 3 | Distribution Circuit |  |  |  | 2525389 | Sus |  | WildfireMitigation¦PlannedWSIPSystemHardening¦¦
24-0084349 | Wildfire Mitigation | Planned - WSIP/System Hardening |  |  | 2024 | Tier 3 | Distribution Circuit |  |  |  | 2525363 | Sus |  | WildfireMitigation¦PlannedWSIPSystemHardening¦¦
24-0091314 | Company Initiated | Planned- maintenance |  |  | 2024 | Tier 3 | Transformer only |  |  |  | 2525298 | Sus |  | CompanyInitiated¦Plannedmaintenance¦¦
24-0085424 | Wildfire Mitigation | Planned - WSIP/System Hardening |  |  | 2024 | Tier 2 | Distribution Circuit |  |  |  | 2526199 | Sus |  | WildfireMitigation¦PlannedWSIPSystemHardening¦¦
24-0091808 | Company Initiated | Planned- maintenance |  |  | 2024 | Tier 3 | Transformer only |  |  |  | 2526404 | Sus |  | CompanyInitiated¦Plannedmaintenance¦¦
24-0091849 | Vegetation | Tree - branch fell on line | Other | Failed/Faulted | 2024 | Tier 2 | Transformer only |  |  |  | 2526406 | Sus |  | Vegetation¦Treebranchfellonline¦Other¦FailedFaulted
24-0085315 | Wildfire Mitigation | Planned - WSIP/System Hardening |  |  | 2024 | Tier 3 | Distribution Circuit |  |  |  | 2526367 | Sus |  | WildfireMitigation¦PlannedWSIPSystemHardening¦¦
24-0083832 | Company Initiated | Planned- maintenance |  |  | 2024 | Tier 2 | Distribution Circuit |  |  |  | 2528214 | Sus |  | CompanyInitiated¦Plannedmaintenance¦¦
24-0086807 | Wildfire Mitigation | Planned - WSIP/System Hardening |  |  | 2024 | Tier 3 | Distribution Circuit |  |  |  | 2528201 | Sus |  | WildfireMitigation¦PlannedWSIPSystemHardening¦¦
24-0084568 | Wildfire Mitigation | Planned - WSIP/System Hardening |  |  | 2024 | Tier 2 | Distribution Circuit |  |  |  | 2528614 | Sus |  | WildfireMitigation¦PlannedWSIPSystemHardening¦¦
24-0091851 | Wildfire Mitigation | Planned - WSIP/System Hardening |  |  | 2024 | Tier 2 | Distribution Circuit |  |  |  | 2528999 | Sus |  | WildfireMitigation¦PlannedWSIPSystemHardening¦¦
24-0087385 | Wildfire Mitigation | Planned - WSIP/System Hardening |  |  | 2024 | Tier 3 | Transformer only |  |  |  | 2529064 | Sus |  | WildfireMitigation¦PlannedWSIPSystemHardening¦¦
24-0086702 | Company Initiated | Planned- maintenance |  |  | 2024 | Tier 3 | Distribution Circuit |  |  |  | 2528896 | Sus |  | CompanyInitiated¦Plannedmaintenance¦¦
24-0087408 | Wildfire Mitigation | Planned - WSIP/System Hardening |  |  | 2024 | Tier 3 | Transformer only |  |  |  | 2529433 | Sus |  | WildfireMitigation¦PlannedWSIPSystemHardening¦¦
24-0093421 | Vegetation | Tree - fell into line | Conductor- Overhead | Broken | 2024 | Tier 3 | Distribution Circuit |  |  |  | 2529778 | Sus |  | Vegetation¦Treefellintoline¦ConductorOverhead¦Broken
24-0087350 | Wildfire Mitigation | Planned - WSIP/System Hardening |  |  | 2024 | Tier 2 | Distribution Circuit |  |  |  | 2530054 | Sus |  | WildfireMitigation¦PlannedWSIPSystemHardening¦¦
24-0088485 | Wildfire Mitigation | Planned - WSIP/System Hardening |  |  | 2024 | Tier 3 | Distribution Circuit |  |  |  | 2530080 | Sus |  | WildfireMitigation¦PlannedWSIPSystemHardening¦¦
24-0086039 | Company Initiated | Planned- maintenance |  |  | 2024 | Tier 2 | Distribution Circuit |  |  |  | 2530430 | Sus |  | CompanyInitiated¦Plannedmaintenance¦¦
24-0083474 | Company Initiated | Planned- capital |  |  | 2024 | Tier 2 | Distribution Circuit |  |  |  | 2531071 | Sus |  | CompanyInitiated¦Plannedcapital¦¦
24-0090961 | Wildfire Mitigation | Planned - WSIP/System Hardening |  |  | 2024 | Tier 3 | Distribution Circuit |  |  |  | 2531081 | Sus |  | WildfireMitigation¦PlannedWSIPSystemHardening¦¦
24-0088735 | Wildfire Mitigation | Planned - WSIP/System Hardening |  |  | 2024 | Tier 2 | Distribution Circuit |  |  |  | 2531159 | Sus |  | WildfireMitigation¦PlannedWSIPSystemHardening¦¦
24-0065736 | Company Initiated | Planned- capital |  |  | 2024 | Tier 3 | Distribution Circuit |  |  |  | 2531675 | Sus |  | CompanyInitiated¦Plannedcapital¦¦
24-0083575 | Company Initiated | Planned- maintenance |  |  | 2024 | Tier 2 | Distribution Circuit |  |  |  | 2531888 | Sus |  | CompanyInitiated¦Plannedmaintenance¦¦
24-0094959 | Equipment Failure/Involved | Overhead | Anchor or Guy | Broken | 2024 | Tier 3 | Distribution Circuit |  |  |  | 2532903 | Sus |  | EquipmentFailureInvolved¦Overhead¦AnchororGuy¦Broken
24-0078755 | Company Initiated | Planned- capital |  |  | 2024 | Tier 3 | Distribution Circuit |  |  |  | 2534056 | Sus |  | CompanyInitiated¦Plannedcapital¦¦
24-0095921 | Equipment Failure/Involved | Overhead | Pole-Wood | Deteriorated | 2024 | Tier 3 | Transformer only |  |  |  | 2535046 | Sus |  | EquipmentFailureInvolved¦Overhead¦PoleWood¦Deteriorated
24-0096147 | Equipment Failure/Involved | Overhead | Pole-Wood | Broken | 2024 | Tier 3 | Distribution Circuit |  |  |  | 2535871 | Sus |  | EquipmentFailureInvolved¦Overhead¦PoleWood¦Broken
24-0096690 | Equipment Failure/Involved | Overhead | Secondary | Bent or Twisted | 2024 | Tier 2 | Transformer only |  |  |  | 2536608 | Sus |  | EquipmentFailureInvolved¦Overhead¦Secondary¦BentorTwisted
24-0089848 | Company Initiated | Planned- capital |  |  | 2024 | Tier 2 | Distribution Circuit |  |  |  | 2536552 | Sus |  | CompanyInitiated¦Plannedcapital¦¦
24-0091802 | Wildfire Mitigation | Planned - WSIP/System Hardening |  |  | 2024 | Tier 3 | Distribution Circuit |  |  |  | 2538474 | Sus |  | WildfireMitigation¦PlannedWSIPSystemHardening¦¦
24-0077014 | Company Initiated | Planned- capital |  |  | 2024 | Tier 2 | Distribution Circuit |  |  |  | 2538599 | Sus |  | CompanyInitiated¦Plannedcapital¦¦
24-0097933 | Equipment Failure/Involved | Overhead | Fuse | Failed/Faulted | 2024 | Tier 2 | Transformer only |  |  |  | 2539101 | Sus |  | EquipmentFailureInvolved¦Overhead¦Fuse¦FailedFaulted
24-0090508 | Wildfire Mitigation | Planned - WSIP/System Hardening |  |  | 2024 | Tier 2 | Distribution Circuit |  |  |  | 2540974 | Sus |  | WildfireMitigation¦PlannedWSIPSystemHardening¦¦
24-0094253 | Wildfire Mitigation | Planned - WSIP/System Hardening |  |  | 2024 | Tier 3 | Transformer only |  |  |  | 2541014 | Sus |  | WildfireMitigation¦PlannedWSIPSystemHardening¦¦
24-0094267 | Wildfire Mitigation | Planned - WSIP/System Hardening |  |  | 2024 | Tier 3 | Transformer only |  |  |  | 2541041 | Sus |  | WildfireMitigation¦PlannedWSIPSystemHardening¦¦
24-0094296 | Wildfire Mitigation | Planned - WSIP/System Hardening |  |  | 2024 | Tier 2 | Transformer only |  |  |  | 2541774 | Sus |  | WildfireMitigation¦PlannedWSIPSystemHardening¦¦
24-0092734 | Wildfire Mitigation | Planned - WSIP/System Hardening |  |  | 2024 | Tier 2 | Distribution Circuit |  |  |  | 2541855 | Sus |  | WildfireMitigation¦PlannedWSIPSystemHardening¦¦
24-0090451 | Company Initiated | Planned- capital |  |  | 2024 | Tier 2 | Distribution Circuit |  |  |  | 2541894 | Sus |  | CompanyInitiated¦Plannedcapital¦¦
24-0099514 | Vegetation | Tree - fell into line | Conductor- Overhead | Broken- wire on ground | 2024 | Tier 3 | Distribution Circuit |  |  |  | 2542571 | Sus |  | Vegetation¦Treefellintoline¦ConductorOverhead¦Brokenwireonground
24-0094362 | Wildfire Mitigation | Planned - WSIP/System Hardening |  |  | 2024 | Tier 3 | Transformer only |  |  |  | 2542784 | Sus |  | WildfireMitigation¦PlannedWSIPSystemHardening¦¦
24-0099728 | Vegetation | Tree - grew into line | Conductor- Overhead | Contaminated | 2024 | Tier 3 | Distribution Circuit |  |  |  | 2543022 | Sus |  | Vegetation¦Treegrewintoline¦ConductorOverhead¦Contaminated
24-0094452 | Wildfire Mitigation | Planned - WSIP/System Hardening |  |  | 2024 | Tier 2 | Distribution Circuit |  |  |  | 2543465 | Sus |  | WildfireMitigation¦PlannedWSIPSystemHardening¦¦
24-0094835 | Wildfire Mitigation | Planned - WSIP/System Hardening |  |  | 2024 | Tier 2 | Distribution Circuit |  |  |  | 2543557 | Sus |  | WildfireMitigation¦PlannedWSIPSystemHardening¦¦
24-0099946 | Equipment Failure/Involved | Overhead | Crossarm- Wood | Broken | 2024 | Tier 3 | Transformer only |  |  |  | 2543596 | Sus |  | EquipmentFailureInvolved¦Overhead¦CrossarmWood¦Broken
24-0094551 | Wildfire Mitigation | Planned - WSIP/System Hardening |  |  | 2024 | Tier 2 | Distribution Circuit |  |  |  | 2543676 | Sus |  | WildfireMitigation¦PlannedWSIPSystemHardening¦¦
24-0098183 | Wildfire Mitigation | Planned - WSIP/System Hardening |  |  | 2024 | Tier 2 | Distribution Circuit |  |  |  | 2544194 | Sus |  | WildfireMitigation¦PlannedWSIPSystemHardening¦¦
24-0100739 | Vegetation | Tree - branch fell on line | Conductor- Overhead | Contaminated | 2024 | Tier 2 | Distribution Circuit |  |  |  | 2545741 | Sus |  | Vegetation¦Treebranchfellonline¦ConductorOverhead¦Contaminated
24-0100769 | Equipment Failure/Involved | Overhead | Secondary | Deteriorated | 2024 | Tier 3 | Transformer only |  |  |  | 2545796 | Sus |  | EquipmentFailureInvolved¦Overhead¦Secondary¦Deteriorated
24-0096961 | Wildfire Mitigation | Planned - WSIP/System Hardening |  |  | 2024 | Tier 3 | Transformer only |  |  |  | 2546478 | Sus |  | WildfireMitigation¦PlannedWSIPSystemHardening¦¦
24-0096957 | Wildfire Mitigation | Planned - WSIP/System Hardening |  |  | 2024 | Tier 3 | Transformer only |  |  |  | 2546482 | Sus |  | WildfireMitigation¦PlannedWSIPSystemHardening¦¦
24-0096494 | Wildfire Mitigation | Planned - WSIP/System Hardening |  |  | 2024 | Tier 2 | Transformer only |  |  |  | 2546447 | Sus |  | WildfireMitigation¦PlannedWSIPSystemHardening¦¦
24-0096361 | Wildfire Mitigation | Planned - WSIP/System Hardening |  |  | 2024 | Tier 2 | Distribution Circuit |  |  |  | 2547056 | Sus |  | WildfireMitigation¦PlannedWSIPSystemHardening¦¦
24-0091021 | Wildfire Mitigation | Planned - WSIP/System Hardening |  |  | 2024 | Tier 3 | Distribution Circuit |  |  |  | 2547132 | Sus |  | WildfireMitigation¦PlannedWSIPSystemHardening¦¦
24-0097013 | Wildfire Mitigation | Planned - WSIP/System Hardening |  |  | 2024 | Tier 3 | Transformer only |  |  |  | 2547134 | Sus |  | WildfireMitigation¦PlannedWSIPSystemHardening¦¦
24-0097032 | Wildfire Mitigation | Planned - WSIP/System Hardening |  |  | 2024 | Tier 3 | Transformer only |  |  |  | 2547146 | Sus |  | WildfireMitigation¦PlannedWSIPSystemHardening¦¦
24-0097035 | Wildfire Mitigation | Planned - WSIP/System Hardening |  |  | 2024 | Tier 3 | Transformer only |  |  |  | 2547274 | Sus |  | WildfireMitigation¦PlannedWSIPSystemHardening¦¦
24-0101762 | Equipment Failure/Involved | Overhead | Conductor- Overhead | Normal | 2024 | Tier 3 | Transformer only |  |  |  | 2547796 | Sus |  | EquipmentFailureInvolved¦Overhead¦ConductorOverhead¦Normal
24-0102126 | Equipment Failure/Involved | Overhead | Secondary | Broken | 2024 | Tier 2 | Transformer only |  |  |  | 2548517 | Sus |  | EquipmentFailureInvolved¦Overhead¦Secondary¦Broken
24-0097810 | Wildfire Mitigation | Planned - WSIP/System Hardening |  |  | 2024 | Tier 3 | Distribution Circuit |  |  |  | 2549049 | Sus |  | WildfireMitigation¦PlannedWSIPSystemHardening¦¦
24-0094206 | Company Initiated | Planned- maintenance |  |  | 2024 | Tier 3 | Transformer only |  |  |  | 2549122 | Sus |  | CompanyInitiated¦Plannedmaintenance¦¦
24-0094204 | Company Initiated | Planned- maintenance |  |  | 2024 | Tier 3 | Distribution Circuit |  |  |  | 2549151 | Sus |  | CompanyInitiated¦Plannedmaintenance¦¦
24-0098786 | Wildfire Mitigation | Planned - WSIP/System Hardening |  |  | 2024 | Tier 3 | Distribution Circuit |  |  |  | 2551257 | Sus |  | WildfireMitigation¦PlannedWSIPSystemHardening¦¦
24-0093188 | Company Initiated | Planned- maintenance |  |  | 2024 | Tier 3 | Distribution Circuit |  |  |  | 2551399 | Sus |  | CompanyInitiated¦Plannedmaintenance¦¦
24-0098424 | Wildfire Mitigation | Planned - WSIP/System Hardening |  |  | 2024 | Tier 2 | Distribution Circuit |  |  |  | 2552384 | Sus |  | WildfireMitigation¦PlannedWSIPSystemHardening¦¦
24-0100014 | Wildfire Mitigation | Planned - WSIP/System Hardening |  |  | 2024 | Tier 3 | Distribution Circuit |  |  |  | 2553482 | Sus |  | WildfireMitigation¦PlannedWSIPSystemHardening¦¦
24-0100101 | Wildfire Mitigation | Planned - WSIP/System Hardening |  |  | 2024 | Tier 3 | Distribution Circuit |  |  |  | 2553490 | Sus |  | WildfireMitigation¦PlannedWSIPSystemHardening¦¦
24-0100130 | Wildfire Mitigation | Planned - WSIP/System Hardening |  |  | 2024 | Tier 3 | Distribution Circuit |  |  |  | 2553593 | Sus |  | WildfireMitigation¦PlannedWSIPSystemHardening¦¦
24-0100010 | Company Initiated | Planned- maintenance |  |  | 2024 | Tier 2 | Distribution Circuit |  |  |  | 2553580 | Sus |  | CompanyInitiated¦Plannedmaintenance¦¦
24-0095833 | Wildfire Mitigation | Planned - WSIP/System Hardening |  |  | 2024 | Tier 2 | Distribution Circuit |  |  |  | 2553628 | Sus |  | WildfireMitigation¦PlannedWSIPSystemHardening¦¦
24-0104158 | Equipment Failure/Involved | Overhead | Transformer (OH) | Failed/Faulted | 2024 | Tier 2 | Transformer only |  |  |  | 2553783 | Sus |  | EquipmentFailureInvolved¦Overhead¦Transformer(OH)¦FailedFaulted
24-0098440 | Wildfire Mitigation | Planned - WSIP/System Hardening |  |  | 2024 | Tier 3 | Transformer only |  |  |  | 2554619 | Sus |  | WildfireMitigation¦PlannedWSIPSystemHardening¦¦
24-0100154 | Wildfire Mitigation | Planned - WSIP/System Hardening |  |  | 2024 | Tier 3 | Distribution Circuit |  |  |  | 2554559 | Sus |  | WildfireMitigation¦PlannedWSIPSystemHardening¦¦
24-0100162 | Wildfire Mitigation | Planned - WSIP/System Hardening |  |  | 2024 | Tier 3 | Distribution Circuit |  |  |  | 2554697 | Sus |  | WildfireMitigation¦PlannedWSIPSystemHardening¦¦
24-0080153 | Company Initiated | Planned- capital |  |  | 2024 | Tier 3 | Distribution Circuit |  |  |  | 2554722 | Sus |  | CompanyInitiated¦Plannedcapital¦¦
24-0105058 | Company Initiated | Personnel- company | Fuse | Normal | 2024 | Tier 2 | Distribution Circuit |  |  |  | 2555502 | Sus |  | CompanyInitiated¦Personnelcompany¦Fuse¦Normal
24-0100171 | Wildfire Mitigation | Planned - WSIP/System Hardening |  |  | 2024 | Tier 3 | Distribution Circuit |  |  |  | 2555617 | Sus |  | WildfireMitigation¦PlannedWSIPSystemHardening¦¦
24-0091019 | Company Initiated | Planned- capital |  |  | 2024 | Tier 3 | Distribution Circuit |  |  |  | 2555788 | Sus |  | CompanyInitiated¦Plannedcapital¦¦
24-0098466 | Wildfire Mitigation | Planned - WSIP/System Hardening |  |  | 2024 | Tier 3 | Distribution Circuit |  |  |  | 2558098 | Sus |  | WildfireMitigation¦PlannedWSIPSystemHardening¦¦
24-0098476 | Wildfire Mitigation | Planned - WSIP/System Hardening |  |  | 2024 | Tier 2 | Distribution Circuit |  |  |  | 2558548 | Sus |  | WildfireMitigation¦PlannedWSIPSystemHardening¦¦
24-0098471 | Wildfire Mitigation | Planned - WSIP/System Hardening |  |  | 2024 | Tier 3 | Distribution Circuit |  |  |  | 2558428 | Sus |  | WildfireMitigation¦PlannedWSIPSystemHardening¦¦
24-0098520 | Wildfire Mitigation | Planned - WSIP/System Hardening |  |  | 2024 | Tier 2 | Distribution Circuit |  |  |  | 2559360 | Sus |  | WildfireMitigation¦PlannedWSIPSystemHardening¦¦
24-0106949 | Vegetation | Tree - grew into line | Conductor- Overhead | Normal | 2024 | Tier 3 | Distribution Circuit |  |  |  | 2559619 | Sus |  | Vegetation¦Treegrewintoline¦ConductorOverhead¦Normal
24-0097938 | Company Initiated | Planned- maintenance |  |  | 2024 | Tier 3 | Distribution Circuit |  |  |  | 2560288 | Sus |  | CompanyInitiated¦Plannedmaintenance¦¦
24-0107094 | Equipment Failure/Involved | Overhead | Transformer (OH) | Failed/Faulted | 2024 | Tier 2 | Distribution Circuit |  |  |  | 2559971 | Sus |  | EquipmentFailureInvolved¦Overhead¦Transformer(OH)¦FailedFaulted
24-0107096 | Company Initiated | Personnel- company | Recloser | Normal | 2024 | Tier 2 | Distribution Circuit |  |  |  | 2560012 | Sus |  | CompanyInitiated¦Personnelcompany¦Recloser¦Normal
24-0107195 | Equipment Failure/Involved | Overhead | Pole-Wood | Broken | 2024 | Tier 2 | Distribution Circuit |  |  |  | 2560194 | Sus |  | EquipmentFailureInvolved¦Overhead¦PoleWood¦Broken
24-0102136 | Wildfire Mitigation | Planned - WSIP/System Hardening |  |  | 2024 | Tier 3 | Distribution Circuit |  |  |  | 2560886 | Sus |  | WildfireMitigation¦PlannedWSIPSystemHardening¦¦
24-0104754 | Company Initiated | Planned- maintenance |  |  | 2024 | Tier 3 | Transformer only |  |  |  | 2560957 | Sus |  | CompanyInitiated¦Plannedmaintenance¦¦
24-0108246 | Equipment Failure/Involved | Overhead | Secondary | Normal | 2024 | Tier 3 | Transformer only |  |  |  | 2562022 | Sus |  | EquipmentFailureInvolved¦Overhead¦Secondary¦Normal
24-0100598 | Wildfire Mitigation | Planned - WSIP/System Hardening |  |  | 2024 | Tier 2 | Distribution Circuit |  |  |  | 2562442 | Sus |  | WildfireMitigation¦PlannedWSIPSystemHardening¦¦
24-0108372 | Company Initiated | Planned- maintenance |  |  | 2024 | Tier 3 | Transformer only |  |  |  | 2562538 | Sus |  | CompanyInitiated¦Plannedmaintenance¦¦
24-0103034 | Wildfire Mitigation | Planned - WSIP/System Hardening |  |  | 2024 | Tier 2 | Distribution Circuit |  |  |  | 2563220 | Sus |  | WildfireMitigation¦PlannedWSIPSystemHardening¦¦
24-0100347 | Company Initiated | Planned- capital |  |  | 2024 | Tier 2 | Distribution Circuit |  |  |  | 2563231 | Sus |  | CompanyInitiated¦Plannedcapital¦¦
24-0102670 | Company Initiated | Planned- capital |  |  | 2024 | Tier 2 | Distribution Circuit |  |  |  | 2563249 | Sus |  | CompanyInitiated¦Plannedcapital¦¦
24-0108909 | Animal | Squirrel | Pothead(Riser Termination) | Normal | 2024 | Tier 3 | Distribution Circuit |  |  |  | 2563776 | Sus |  | Animal¦Squirrel¦Pothead(RiserTermination)¦Normal
24-0098613 | Company Initiated | Planned- maintenance |  |  | 2024 | Tier 3 | Distribution Circuit |  |  |  | 2564271 | Sus |  | CompanyInitiated¦Plannedmaintenance¦¦
24-0103797 | Wildfire Mitigation | Planned - WSIP/System Hardening |  |  | 2024 | Tier 3 | Transformer only |  |  |  | 2564636 | Sus |  | WildfireMitigation¦PlannedWSIPSystemHardening¦¦
24-0104803 | Wildfire Mitigation | Planned - WSIP/System Hardening |  |  | 2024 | Tier 2 | Transformer only |  |  |  | 2565226 | Sus |  | WildfireMitigation¦PlannedWSIPSystemHardening¦¦
24-0099581 | Wildfire Mitigation | Planned - WSIP/System Hardening |  |  | 2024 | Tier 2 | Transformer only |  |  |  | 2565237 | Sus |  | WildfireMitigation¦PlannedWSIPSystemHardening¦¦
24-0102781 | Wildfire Mitigation | Planned - WSIP/System Hardening |  |  | 2024 | Tier 2 | Distribution Circuit |  |  |  | 2565243 | Sus |  | WildfireMitigation¦PlannedWSIPSystemHardening¦¦
24-0101972 | Company Initiated | Planned- capital |  |  | 2024 | Tier 2 | Distribution Circuit |  |  |  | 2566411 | Sus |  | CompanyInitiated¦Plannedcapital¦¦
24-0104794 | Wildfire Mitigation | Planned - WSIP/System Hardening |  |  | 2024 | Tier 2 | Distribution Circuit |  |  |  | 2567204 | Sus |  | WildfireMitigation¦PlannedWSIPSystemHardening¦¦
24-0100878 | Company Initiated | Planned- maintenance |  |  | 2024 | Tier 2 | Transformer only |  |  |  | 2567363 | Sus |  | CompanyInitiated¦Plannedmaintenance¦¦
24-0104793 | Wildfire Mitigation | Planned - WSIP/System Hardening |  |  | 2024 | Tier 3 | Distribution Circuit |  |  |  | 2568039 | Sus |  | WildfireMitigation¦PlannedWSIPSystemHardening¦¦
24-0111341 | Vegetation | Tree - grew into line | Conductor- Overhead | Normal | 2024 | Tier 3 | Distribution Circuit |  |  |  | 2569335 | Sus |  | Vegetation¦Treegrewintoline¦ConductorOverhead¦Normal
24-0104713 | Wildfire Mitigation | Planned - WSIP/System Hardening |  |  | 2024 | Tier 3 | Distribution Circuit |  |  |  | 2569239 | Sus |  | WildfireMitigation¦PlannedWSIPSystemHardening¦¦
24-0107488 | Wildfire Mitigation | Planned - WSIP/System Hardening |  |  | 2024 | Tier 2 | Transformer only |  |  |  | 2569431 | Sus |  | WildfireMitigation¦PlannedWSIPSystemHardening¦¦
24-0111575 | Equipment Failure/Involved | Overhead | Secondary | Deteriorated | 2024 | Tier 2 | Transformer only |  |  |  | 2569706 | Sus |  | EquipmentFailureInvolved¦Overhead¦Secondary¦Deteriorated
24-0107188 | Wildfire Mitigation | Planned - WSIP/System Hardening |  |  | 2024 | Tier 3 | Distribution Circuit |  |  |  | 2570241 | Sus |  | WildfireMitigation¦PlannedWSIPSystemHardening¦¦
24-0107365 | Wildfire Mitigation | Planned - WSIP/System Hardening |  |  | 2024 | Tier 2 | Transformer only |  |  |  | 2571394 | Sus |  | WildfireMitigation¦PlannedWSIPSystemHardening¦¦
24-0107905 | Wildfire Mitigation | Planned - WSIP/System Hardening |  |  | 2024 | Tier 3 | Distribution Circuit |  |  |  | 2571197 | Sus |  | WildfireMitigation¦PlannedWSIPSystemHardening¦¦
24-0103000 | Company Initiated | Planned- maintenance |  |  | 2024 | Tier 2 | Distribution Circuit |  |  |  | 2571494 | Sus |  | CompanyInitiated¦Plannedmaintenance¦¦
24-0107898 | Wildfire Mitigation | Planned - WSIP/System Hardening |  |  | 2024 | Tier 2 | Distribution Circuit |  |  |  | 2573892 | Sus |  | WildfireMitigation¦PlannedWSIPSystemHardening¦¦
24-0113961 | Equipment Failure/Involved | Overhead | Crossarm- Wood | Broken | 2024 | Tier 3 | Distribution Circuit |  |  |  | 2574023 | Sus |  | EquipmentFailureInvolved¦Overhead¦CrossarmWood¦Broken
24-0091888 | Company Initiated | Planned- maintenance |  |  | 2024 | Tier 2 | Distribution Circuit |  |  |  | 2574275 | Sus |  | CompanyInitiated¦Plannedmaintenance¦¦
24-0114105 | Animal | Squirrel | Conductor- Overhead | Normal | 2024 | Tier 3 | Distribution Circuit |  |  |  | 2574399 | Sus |  | Animal¦Squirrel¦ConductorOverhead¦Normal
24-0108907 | Company Initiated | Planned- capital |  |  | 2024 | Tier 2 | Distribution Circuit |  |  |  | 2575199 | Sus |  | CompanyInitiated¦Plannedcapital¦¦
24-0114541 | Equipment Failure/Involved | Overhead | Transformer (OH) | Deteriorated | 2024 | Tier 3 | Distribution Circuit |  |  |  | 2575602 | Sus |  | EquipmentFailureInvolved¦Overhead¦Transformer(OH)¦Deteriorated
24-0107052 | Wildfire Mitigation | Planned - WSIP/System Hardening |  |  | 2024 | Tier 2 | Distribution Circuit |  |  |  | 2576282 | Sus |  | WildfireMitigation¦PlannedWSIPSystemHardening¦¦
24-0110652 | Wildfire Mitigation | Planned - WSIP/System Hardening |  |  | 2024 | Tier 2 | Distribution Circuit |  |  |  | 2577144 | Sus |  | WildfireMitigation¦PlannedWSIPSystemHardening¦¦
24-0110477 | Wildfire Mitigation | Planned - WSIP/System Hardening |  |  | 2024 | Tier 3 | Distribution Circuit |  |  |  | 2577135 | Sus |  | WildfireMitigation¦PlannedWSIPSystemHardening¦¦
24-0110680 | Wildfire Mitigation | Planned - WSIP/System Hardening |  |  | 2024 | Tier 3 | Distribution Circuit |  |  |  | 2576988 | Sus |  | WildfireMitigation¦PlannedWSIPSystemHardening¦¦
24-0100596 | Wildfire Mitigation | Planned - WSIP/System Hardening |  |  | 2024 | Tier 2 | Distribution Circuit |  |  |  | 2579265 | Sus |  | WildfireMitigation¦PlannedWSIPSystemHardening¦¦
24-0112538 | Wildfire Mitigation | Planned - WSIP/System Hardening |  |  | 2024 | Tier 2 | Distribution Circuit |  |  |  | 2581156 | Sus |  | WildfireMitigation¦PlannedWSIPSystemHardening¦¦
24-0107734 | Company Initiated | Planned- maintenance |  |  | 2024 | Tier 3 | Transformer only |  |  |  | 2581277 | Sus |  | CompanyInitiated¦Plannedmaintenance¦¦
24-0107392 | Company Initiated | Planned- maintenance |  |  | 2024 | Tier 2 | Transformer only |  |  |  | 2582110 | Sus |  | CompanyInitiated¦Plannedmaintenance¦¦
24-0118138 | Vegetation | Tree - fell into line | Conductor- Overhead | Broken- wire on ground | 2024 | Tier 2 | Distribution Circuit |  |  |  | 2583028 | Sus |  | Vegetation¦Treefellintoline¦ConductorOverhead¦Brokenwireonground
24-0112923 | Company Initiated | Planned- maintenance |  |  | 2024 | Tier 2 | Distribution Circuit |  |  |  | 2583370 | Sus |  | CompanyInitiated¦Plannedmaintenance¦¦
24-0113896 | Wildfire Mitigation | Planned - WSIP/System Hardening |  |  | 2024 | Tier 2 | Distribution Circuit |  |  |  | 2583375 | Sus |  | WildfireMitigation¦PlannedWSIPSystemHardening¦¦
24-0112923 | Company Initiated | Planned- maintenance |  |  | 2024 | Tier 2 | Distribution Circuit |  |  |  | 2583545 | Sus |  | CompanyInitiated¦Plannedmaintenance¦¦
24-0109771 | Company Initiated | Planned- maintenance |  |  | 2024 | Tier 2 | Distribution Circuit |  |  |  | 2584566 | Sus |  | CompanyInitiated¦Plannedmaintenance¦¦
24-0107379 | Company Initiated | Planned- capital |  |  | 2024 | Tier 2 | Distribution Circuit |  |  |  | 2585674 | Sus |  | CompanyInitiated¦Plannedcapital¦¦
24-0115160 | Company Initiated | Planned- maintenance |  |  | 2024 | Tier 2 | Distribution Circuit |  |  |  | 2588015 | Sus |  | CompanyInitiated¦Plannedmaintenance¦¦
24-0115138 | Wildfire Mitigation | Planned - WSIP/System Hardening |  |  | 2024 | Tier 2 | Distribution Circuit |  |  |  | 2588073 | Sus |  | WildfireMitigation¦PlannedWSIPSystemHardening¦¦
24-0112508 | Company Initiated | Planned- maintenance |  |  | 2024 | Tier 2 | Distribution Circuit |  |  |  | 2589281 | Sus |  | CompanyInitiated¦Plannedmaintenance¦¦
24-0112514 | Company Initiated | Planned- maintenance |  |  | 2024 | Tier 2 | Transformer only |  |  |  | 2589294 | Sus |  | CompanyInitiated¦Plannedmaintenance¦¦
24-0109494 | Wildfire Mitigation | Planned - WSIP/System Hardening |  |  | 2024 | Tier 3 | Distribution Circuit |  |  |  | 2589362 | Sus |  | WildfireMitigation¦PlannedWSIPSystemHardening¦¦
24-0120968 | Equipment Failure/Involved | Underground | Transformer (UG) | Broken | 2024 | Tier 2 | Distribution Circuit |  |  |  | 2590129 | Sus |  | EquipmentFailureInvolved¦Underground¦Transformer(UG)¦Broken
24-0121648 | Animal | Squirrel | Pothead(Riser Termination) | Normal | 2024 | Tier 2 | Distribution Circuit |  |  |  | 2591256 | Sus |  | Animal¦Squirrel¦Pothead(RiserTermination)¦Normal
24-0117314 | Wildfire Mitigation | Planned - WSIP/System Hardening |  |  | 2024 | Tier 3 | Distribution Circuit |  |  |  | 2593978 | Sus |  | WildfireMitigation¦PlannedWSIPSystemHardening¦¦
24-0113426 | Wildfire Mitigation | Planned - WSIP/System Hardening |  |  | 2024 | Tier 2 | Distribution Circuit |  |  |  | 2595079 | Sus |  | WildfireMitigation¦PlannedWSIPSystemHardening¦¦
24-0119306 | Wildfire Mitigation | Planned - WSIP/System Hardening |  |  | 2024 | Tier 3 | Distribution Circuit |  |  |  | 2595797 | Sus |  | WildfireMitigation¦PlannedWSIPSystemHardening¦¦
24-0112250 | Company Initiated | Planned- maintenance |  |  | 2024 | Tier 2 | Distribution Circuit |  |  |  | 2596208 | Sus |  | CompanyInitiated¦Plannedmaintenance¦¦
24-0112333 | Company Initiated | Planned- maintenance |  |  | 2024 | Tier 2 | Distribution Circuit |  |  |  | 2597164 | Sus |  | CompanyInitiated¦Plannedmaintenance¦¦
24-0124843 | Vegetation | Tree - fell into line | Conductor- Overhead | Normal | 2024 | Tier 3 | Transformer only |  |  |  | 2598078 | Sus |  | Vegetation¦Treefellintoline¦ConductorOverhead¦Normal
24-0124831 | Equipment Failure/Involved | Overhead | Conductor- Overhead | Broken | 2024 | Tier 3 | Distribution Circuit |  |  |  | 2598102 | Sus |  | EquipmentFailureInvolved¦Overhead¦ConductorOverhead¦Broken
24-0124838 | Unknown Cause | Patrol - found nothing |  |  | 2024 | Tier 3 | Distribution Circuit |  |  |  | 2598121 | Sus |  | UnknownCause¦Patrolfoundnothing¦¦
24-0116027 | Company Initiated | Planned- maintenance |  |  | 2024 | Tier 2 | Transformer only |  |  |  | 2600228 | Sus |  | CompanyInitiated¦Plannedmaintenance¦¦
24-0112719 | Wildfire Mitigation | Planned - WSIP/System Hardening |  |  | 2024 | Tier 2 | Distribution Circuit |  |  |  | 2600440 | Sus |  | WildfireMitigation¦PlannedWSIPSystemHardening¦¦
24-0121982 | Wildfire Mitigation | Planned - WSIP/System Hardening |  |  | 2024 | Tier 2 | Distribution Circuit |  |  |  | 2600880 | Sus |  | WildfireMitigation¦PlannedWSIPSystemHardening¦¦
24-0120533 | Wildfire Mitigation | Planned - WSIP/System Hardening |  |  | 2024 | Tier 2 | Distribution Circuit |  |  |  | 2601037 | Sus |  | WildfireMitigation¦PlannedWSIPSystemHardening¦¦
24-0120532 | Company Initiated | Improper Construction | Other | Failed/Faulted | 2024 | Tier 2 | Distribution Circuit |  |  |  | 2601214 | Sus |  | CompanyInitiated¦ImproperConstruction¦Other¦FailedFaulted
24-0127856 | Unknown Cause | Patrol - found nothing |  |  | 2024 | Tier 3 | Transformer only |  |  |  | 2603632 | Sus |  | UnknownCause¦Patrolfoundnothing¦¦
24-0124924 | Wildfire Mitigation | Planned - WSIP/System Hardening |  |  | 2024 | Tier 3 | Distribution Circuit |  |  |  | 2604618 | Sus |  | WildfireMitigation¦PlannedWSIPSystemHardening¦¦
24-0125988 | Wildfire Mitigation | Planned - WSIP/System Hardening |  |  | 2024 | Tier 2 | Distribution Circuit |  |  |  | 2605314 | Sus |  | WildfireMitigation¦PlannedWSIPSystemHardening¦¦
24-0123143 | Wildfire Mitigation | Planned - WSIP/System Hardening |  |  | 2024 | Tier 3 | Distribution Circuit |  |  |  | 2605321 | Sus |  | WildfireMitigation¦PlannedWSIPSystemHardening¦¦
24-0123145 | Wildfire Mitigation | Planned - WSIP/System Hardening |  |  | 2024 | Tier 3 | Distribution Circuit |  |  |  | 2605985 | Sus |  | WildfireMitigation¦PlannedWSIPSystemHardening¦¦
24-0128775 | 3rd Party | Vehicle | Pole-Wood | Broken | 2024 | Tier 3 | Distribution Circuit |  |  |  | 2606625 | Sus |  | 3rdParty¦Vehicle¦PoleWood¦Broken
24-0128901 | Animal | Squirrel | Conductor- Overhead | Normal | 2024 | Tier 2 | Distribution Circuit |  |  |  | 2607124 | Sus |  | Animal¦Squirrel¦ConductorOverhead¦Normal
24-0129206 | Equipment Failure/Involved | Overhead | Fuse | Burned Open | 2024 | Tier 3 | Transformer only |  |  |  | 2607401 | Sus |  | EquipmentFailureInvolved¦Overhead¦Fuse¦BurnedOpen
24-0129805 | Equipment Failure/Involved | Overhead | Transformer | Normal | 2024 | Tier 2 | Transformer only |  |  |  | 2608819 | Sus |  | EquipmentFailureInvolved¦Overhead¦Transformer¦Normal
24-0125258 | Company Initiated | Planned- capital |  |  | 2024 | Tier 2 | Distribution Circuit |  |  |  | 2609256 | Sus |  | CompanyInitiated¦Plannedcapital¦¦
24-0125322 | Wildfire Mitigation | Planned - WSIP/System Hardening |  |  | 2024 | Tier 3 | Distribution Circuit |  |  |  | 2609102 | Sus |  | WildfireMitigation¦PlannedWSIPSystemHardening¦¦
24-0125577 | Wildfire Mitigation | Planned - WSIP/System Hardening |  |  | 2024 | Tier 2 | Distribution Circuit |  |  |  | 2609423 | Sus |  | WildfireMitigation¦PlannedWSIPSystemHardening¦¦
24-0126110 | Wildfire Mitigation | Planned - WSIP/System Hardening |  |  | 2024 | Tier 2 | Distribution Circuit |  |  |  | 2610081 | Sus |  | WildfireMitigation¦PlannedWSIPSystemHardening¦¦
24-0130819 | Vegetation | Tree - grew into line | Conductor- Overhead | Normal | 2024 | Tier 3 | Distribution Circuit |  |  |  | 2611161 | Sus |  | Vegetation¦Treegrewintoline¦ConductorOverhead¦Normal
24-0130881 | Equipment Failure/Involved | Overhead | Pole-Wood | Broken | 2024 | Tier 3 | Distribution Circuit |  |  |  | 2611506 | Sus |  | EquipmentFailureInvolved¦Overhead¦PoleWood¦Broken
24-0125553 | Wildfire Mitigation | Planned - WSIP/System Hardening |  |  | 2024 | Tier 2 | Distribution Circuit |  |  |  | 2611545 | Sus |  | WildfireMitigation¦PlannedWSIPSystemHardening¦¦
24-0130947 | Equipment Failure/Involved | Overhead | Pole-Wood | Deteriorated | 2024 | Tier 3 | Distribution Circuit |  |  |  | 2611717 | Sus |  | EquipmentFailureInvolved¦Overhead¦PoleWood¦Deteriorated
24-0126639 | Wildfire Mitigation | Planned - WSIP/System Hardening |  |  | 2024 | Tier 2 | Transformer only |  |  |  | 2613047 | Sus |  | WildfireMitigation¦PlannedWSIPSystemHardening¦¦
24-0127911 | Wildfire Mitigation | Planned - WSIP/System Hardening |  |  | 2024 | Tier 3 | Distribution Circuit |  |  |  | 2613086 | Sus |  | WildfireMitigation¦PlannedWSIPSystemHardening¦¦
24-0126513 | Wildfire Mitigation | Planned - WSIP/System Hardening |  |  | 2024 | Tier 2 | Transformer only |  |  |  | 2613124 | Sus |  | WildfireMitigation¦PlannedWSIPSystemHardening¦¦
24-0127391 | Wildfire Mitigation | Planned - WSIP/System Hardening |  |  | 2024 | Tier 2 | Distribution Circuit |  |  |  | 2613213 | Sus |  | WildfireMitigation¦PlannedWSIPSystemHardening¦¦
24-0124201 | Company Initiated | Planned- maintenance |  |  | 2024 | Tier 3 | Distribution Circuit |  |  |  | 2613228 | Sus |  | CompanyInitiated¦Plannedmaintenance¦¦
24-0127410 | Wildfire Mitigation | Planned - WSIP/System Hardening |  |  | 2024 | Tier 2 | Transformer only |  |  |  | 2613315 | Sus |  | WildfireMitigation¦PlannedWSIPSystemHardening¦¦
24-0125729 | Company Initiated | Planned- capital |  |  | 2024 | Tier 2 | Distribution Circuit |  |  |  | 2613273 | Sus |  | CompanyInitiated¦Plannedcapital¦¦
24-0125975 | Wildfire Mitigation | Planned - WSIP/System Hardening |  |  | 2024 | Tier 2 | Distribution Circuit |  |  |  | 2613518 | Sus |  | WildfireMitigation¦PlannedWSIPSystemHardening¦¦
24-0125995 | Wildfire Mitigation | Planned - WSIP/System Hardening |  |  | 2024 | Tier 2 | Transformer only |  |  |  | 2614065 | Sus |  | WildfireMitigation¦PlannedWSIPSystemHardening¦¦
24-0130636 | Company Initiated | Planned- maintenance |  |  | 2024 | Tier 3 | Distribution Circuit |  |  |  | 2614028 | Sus |  | CompanyInitiated¦Plannedmaintenance¦¦
24-0124998 | Company Initiated | Planned- maintenance |  |  | 2024 | Tier 2 | Transformer only |  |  |  | 2614104 | Sus |  | CompanyInitiated¦Plannedmaintenance¦¦
24-0131751 | Wildfire Mitigation | Public Safety Power Shut-off |  |  | 2024 | Tier 3 | Distribution Circuit |  |  |  | 2615127 | Sus |  | WildfireMitigation¦PublicSafetyPowerShutoff¦¦
24-0131751 | Wildfire Mitigation | Public Safety Power Shut-off | Conductor- Overhead | Normal | 2024 | Tier 3 | Distribution Circuit |  |  |  | 2615133 | Sus |  | WildfireMitigation¦PublicSafetyPowerShutoff¦ConductorOverhead¦Normal
24-0131751 | Wildfire Mitigation | Public Safety Power Shut-off |  |  | 2024 | Tier 3 | Distribution Circuit |  |  |  | 2615131 | Sus |  | WildfireMitigation¦PublicSafetyPowerShutoff¦¦
24-0132361 | Equipment Failure/Involved | Fire- pole | Crossarm- Wood | Broken | 2024 | Tier 3 | Distribution Circuit |  |  |  | 2615431 | Sus |  | EquipmentFailureInvolved¦Firepole¦CrossarmWood¦Broken
24-0132483 | Vegetation | Tree - branch fell on line | Jumper | Broken | 2024 | Tier 3 | Distribution Circuit |  |  |  | 2616171 | Sus |  | Vegetation¦Treebranchfellonline¦Jumper¦Broken
24-0132376 | Vegetation | Tree - fell into line | Secondary | Broken- wire on ground | 2024 | Tier 3 | Distribution Circuit |  |  |  | 2615602 | Sus |  | Vegetation¦Treefellintoline¦Secondary¦Brokenwireonground
24-0132509 | Environmental/External | Fire- Forest/Grass | Transformer | Broken- wire on ground | 2024 | Tier 3 | Transformer only |  |  |  | 2615795 | Sus |  | EnvironmentalExternal¦FireForestGrass¦Transformer¦Brokenwireonground
24-0132568 | Vegetation | Tree - fell into line | Conductor- Overhead | Broken- wire on ground | 2024 | Tier 3 | Distribution Circuit |  |  |  | 2615699 | Sus |  | Vegetation¦Treefellintoline¦ConductorOverhead¦Brokenwireonground
24-0132660 | Unknown Cause | Patrol - found nothing |  |  | 2024 | Tier 3 | Distribution Circuit |  |  |  | 2615744 | Sus |  | UnknownCause¦Patrolfoundnothing¦¦
24-0132619 | Vegetation | Tree - fell into line | Conductor- Overhead | Broken- wire on ground | 2024 | Tier 3 | Distribution Circuit |  |  |  | 2615809 | Sus |  | Vegetation¦Treefellintoline¦ConductorOverhead¦Brokenwireonground
24-0128065 | Wildfire Mitigation | Planned - WSIP/System Hardening |  |  | 2024 | Tier 2 | Transformer only |  |  |  | 2616345 | Sus |  | WildfireMitigation¦PlannedWSIPSystemHardening¦¦
24-0132629 | Vegetation | Tree - grew into line | Conductor- Overhead | Normal | 2024 | Tier 3 | Distribution Circuit |  |  |  | 2616697 | Sus |  | Vegetation¦Treegrewintoline¦ConductorOverhead¦Normal
24-0128230 | Wildfire Mitigation | Planned - WSIP/System Hardening |  |  | 2024 | Tier 2 | Transformer only |  |  |  | 2617550 | Sus |  | WildfireMitigation¦PlannedWSIPSystemHardening¦¦
24-0133101 | Vegetation | Tree - fell into line | Conductor- Overhead | Normal | 2024 | Tier 3 | Distribution Circuit |  |  |  | 2617886 | Sus |  | Vegetation¦Treefellintoline¦ConductorOverhead¦Normal
24-0127775 | Wildfire Mitigation | Planned - WSIP/System Hardening |  |  | 2024 | Tier 3 | Distribution Circuit |  |  |  | 2618677 | Sus |  | WildfireMitigation¦PlannedWSIPSystemHardening¦¦
24-0129258 | Company Initiated | Planned- maintenance |  |  | 2024 | Tier 3 | Transformer only |  |  |  | 2619857 | Sus |  | CompanyInitiated¦Plannedmaintenance¦¦
24-0124412 | Wildfire Mitigation | Planned - WSIP/System Hardening |  |  | 2024 | Tier 2 | Distribution Circuit |  |  |  | 2619577 | Sus |  | WildfireMitigation¦PlannedWSIPSystemHardening¦¦
24-0133890 | Unknown Cause | Patrol - found nothing |  |  | 2024 | Tier 2 | Distribution Circuit |  |  |  | 2620052 | Sus |  | UnknownCause¦Patrolfoundnothing¦¦
24-0126168 | Wildfire Mitigation | Planned - WSIP/System Hardening |  |  | 2024 | Tier 2 | Transformer only |  |  |  | 2620128 | Sus |  | WildfireMitigation¦PlannedWSIPSystemHardening¦¦
24-0131440 | Wildfire Mitigation | Planned - WSIP/System Hardening |  |  | 2024 | Tier 2 | Distribution Circuit |  |  |  | 2620137 | Sus |  | WildfireMitigation¦PlannedWSIPSystemHardening¦¦
24-0134842 | Vegetation | Tree - fell into line | Conductor- Overhead | Normal | 2024 | Tier 3 | Distribution Circuit |  |  |  | 2623389 | Sus |  | Vegetation¦Treefellintoline¦ConductorOverhead¦Normal
24-0134881 | Equipment Failure/Involved | Overhead | Insulator | Broken | 2024 | Tier 3 | Distribution Circuit |  |  |  | 2623479 | Sus |  | EquipmentFailureInvolved¦Overhead¦Insulator¦Broken
24-0122307 | Company Initiated | Planned- maintenance |  |  | 2024 | Tier 2 | Transformer only |  |  |  | 2623818 | Sus |  | CompanyInitiated¦Plannedmaintenance¦¦
24-0132569 | Company Initiated | Planned- maintenance |  |  | 2024 | Tier 2 | Transformer only |  |  |  | 2624831 | Sus |  | CompanyInitiated¦Plannedmaintenance¦¦
24-0135485 | Vegetation | Tree - fell into line | Conductor- Overhead | Broken- wire on ground | 2024 | Tier 3 | Distribution Circuit |  |  |  | 2625506 | Sus |  | Vegetation¦Treefellintoline¦ConductorOverhead¦Brokenwireonground
24-0107296 | Company Initiated | Planned- capital |  |  | 2024 | Tier 3 | Distribution Circuit |  |  |  | 2625771 | Sus |  | CompanyInitiated¦Plannedcapital¦¦
24-0131167 | Company Initiated | Planned- capital |  |  | 2024 | Tier 2 | Distribution Circuit |  |  |  | 2625709 | Sus |  | CompanyInitiated¦Plannedcapital¦¦
24-0121011 | Company Initiated | Planned- capital |  |  | 2024 | Tier 2 | Distribution Circuit |  |  |  | 2625845 | Sus |  | CompanyInitiated¦Plannedcapital¦¦
24-0135870 | Company Initiated | Planned- capital |  |  | 2024 | Tier 2 | Distribution Circuit |  |  |  | 2626892 | Sus |  | CompanyInitiated¦Plannedcapital¦¦
24-0127477 | Company Initiated | Planned- capital |  |  | 2024 | Tier 2 | Distribution Circuit |  |  |  | 2627946 | Sus |  | CompanyInitiated¦Plannedcapital¦¦
24-0136596 | Equipment Failure/Involved | Overhead | Transformer (OH) | Broken | 2024 | Tier 3 | Transformer only |  |  |  | 2628336 | Sus |  | EquipmentFailureInvolved¦Overhead¦Transformer(OH)¦Broken
24-0136636 | 3rd Party | Metallic Balloon | Conductor- Overhead | Contaminated | 2024 | Tier 2 | Distribution Circuit |  |  |  | 2628361 | Sus |  | 3rdParty¦MetallicBalloon¦ConductorOverhead¦Contaminated
24-0137552 | Equipment Failure/Involved | Overhead | Insulator | Broken | 2024 | Tier 3 | Distribution Circuit |  |  |  | 2629986 | Sus |  | EquipmentFailureInvolved¦Overhead¦Insulator¦Broken
24-0137610 | Unknown Cause | Patrol - found nothing |  |  | 2024 | Tier 3 | Distribution Circuit |  |  |  | 2630509 | Sus |  | UnknownCause¦Patrolfoundnothing¦¦
24-0137650 | Vegetation | Tree - fell into line | Conductor- Overhead | Broken- wire on ground | 2024 | Tier 3 | Distribution Circuit |  |  |  | 2630621 | Sus |  | Vegetation¦Treefellintoline¦ConductorOverhead¦Brokenwireonground
24-0137774 | Vegetation | Tree - fell into line | Conductor- Overhead | Broken- wire on ground | 2024 | Tier 2 | Distribution Circuit |  |  |  | 2630661 | Sus |  | Vegetation¦Treefellintoline¦ConductorOverhead¦Brokenwireonground
24-0137856 | Equipment Failure/Involved | Overhead | Conductor- Overhead | Together | 2024 | Tier 3 | Distribution Circuit |  |  |  | 2631353 | Sus |  | EquipmentFailureInvolved¦Overhead¦ConductorOverhead¦Together
24-0138218 | Equipment Failure/Involved | Overhead | Fuse | Normal | 2024 | Tier 3 | Distribution Circuit |  |  |  | 2632284 | Sus |  | EquipmentFailureInvolved¦Overhead¦Fuse¦Normal
24-0139046 | Equipment Failure/Involved | Overhead | Jumper | Burned Open | 2024 | Tier 2 | Distribution Circuit |  |  |  | 2634404 | Sus |  | EquipmentFailureInvolved¦Overhead¦Jumper¦BurnedOpen
24-0131989 | Company Initiated | Planned- maintenance |  |  | 2024 | Tier 2 | Distribution Circuit |  |  |  | 2636062 | Sus |  | CompanyInitiated¦Plannedmaintenance¦¦
24-0139927 | Unknown Cause | Patrol - found nothing |  |  | 2024 | Tier 2 | Distribution Circuit |  |  |  | 2637478 | Sus |  | UnknownCause¦Patrolfoundnothing¦¦
24-0140117 | Unknown Cause | Patrol - found nothing |  |  | 2024 | Tier 2 | Distribution Circuit |  |  |  | 2637738 | Sus |  | UnknownCause¦Patrolfoundnothing¦¦
24-0140384 | Vegetation | Tree - grew into line | Conductor- Overhead | Contaminated | 2024 | Tier 3 | Distribution Circuit |  |  |  | 2638569 | Sus |  | Vegetation¦Treegrewintoline¦ConductorOverhead¦Contaminated
24-0140807 | Animal | Squirrel | Pothead(Riser Termination) | Normal | 2024 | Tier 3 | Distribution Circuit |  |  |  | 2639149 | Sus |  | Animal¦Squirrel¦Pothead(RiserTermination)¦Normal
24-0134531 | Wildfire Mitigation | Planned - WSIP/System Hardening |  |  | 2024 | Tier 3 | Transformer only |  |  |  | 2639299 | Sus |  | WildfireMitigation¦PlannedWSIPSystemHardening¦¦
24-0137611 | Wildfire Mitigation | Planned - WSIP/System Hardening |  |  | 2024 | Tier 2 | Distribution Circuit |  |  |  | 2640542 | Sus |  | WildfireMitigation¦PlannedWSIPSystemHardening¦¦
24-0133018 | Company Initiated | Planned- maintenance |  |  | 2024 | Tier 3 | Transformer only |  |  |  | 2641612 | Sus |  | CompanyInitiated¦Plannedmaintenance¦¦
24-0141833 | Equipment Failure/Involved | Overhead | Crossarm- Wood | Broken | 2024 | Tier 3 | Distribution Circuit |  |  |  | 2642087 | Sus |  | EquipmentFailureInvolved¦Overhead¦CrossarmWood¦Broken
24-0142046 | Unknown Cause | Patrol - found nothing |  |  | 2024 | Tier 3 | Distribution Circuit |  |  |  | 2642641 | Sus |  | UnknownCause¦Patrolfoundnothing¦¦
24-0130528 | Wildfire Mitigation | Planned - WSIP/System Hardening |  |  | 2024 | Tier 3 | Distribution Circuit |  |  |  | 2642685 | Sus |  | WildfireMitigation¦PlannedWSIPSystemHardening¦¦
24-0136378 | Company Initiated | Planned- maintenance |  |  | 2024 | Tier 3 | Transformer only |  |  |  | 2642729 | Sus |  | CompanyInitiated¦Plannedmaintenance¦¦
24-0142342 | Equipment Failure/Involved | Overhead | Pole-Wood | Broken | 2024 | Tier 3 | Distribution Circuit |  |  |  | 2643392 | Sus |  | EquipmentFailureInvolved¦Overhead¦PoleWood¦Broken
24-0134610 | Company Initiated | Planned- maintenance |  |  | 2024 | Tier 3 | Transformer only |  |  |  | 2643603 | Sus |  | CompanyInitiated¦Plannedmaintenance¦¦
24-0140606 | Company Initiated | Planned- maintenance |  |  | 2024 | Tier 3 | Transformer only |  |  |  | 2643672 | Sus |  | CompanyInitiated¦Plannedmaintenance¦¦
24-0136748 | Company Initiated | Planned- capital |  |  | 2024 | Tier 2 | Distribution Circuit |  |  |  | 2643874 | Sus |  | CompanyInitiated¦Plannedcapital¦¦
24-0112989 | Company Initiated | Planned- capital |  |  | 2024 | Tier 3 | Distribution Circuit |  |  |  | 2643892 | Sus |  | CompanyInitiated¦Plannedcapital¦¦
24-0136728 | Company Initiated | Planned- capital |  |  | 2024 | Tier 2 | Distribution Circuit |  |  |  | 2644056 | Sus |  | CompanyInitiated¦Plannedcapital¦¦
24-0140404 | Company Initiated | Planned- maintenance |  |  | 2024 | Tier 3 | Distribution Circuit |  |  |  | 2643922 | Sus |  | CompanyInitiated¦Plannedmaintenance¦¦
24-0142562 | Equipment Failure/Involved | Overhead | Insulator | Burned/flashed | 2024 | Tier 3 | Transformer only |  |  |  | 2644035 | Sus |  | EquipmentFailureInvolved¦Overhead¦Insulator¦Burnedflashed
24-0137053 | Wildfire Mitigation | Planned - WSIP/System Hardening |  |  | 2024 | Tier 2 | Transformer only |  |  |  | 2644482 | Sus |  | WildfireMitigation¦PlannedWSIPSystemHardening¦¦
24-0131910 | Company Initiated | Planned- capital |  |  | 2024 | Tier 3 | Distribution Circuit |  |  |  | 2644749 | Sus |  | CompanyInitiated¦Plannedcapital¦¦
24-0132050 | Company Initiated | Planned- capital |  |  | 2024 | Tier 2 | Distribution Circuit |  |  |  | 2645761 | Sus |  | CompanyInitiated¦Plannedcapital¦¦
24-0138642 | Wildfire Mitigation | Planned - WSIP/System Hardening |  |  | 2024 | Tier 2 | Distribution Circuit |  |  |  | 2645728 | Sus |  | WildfireMitigation¦PlannedWSIPSystemHardening¦¦
24-0139149 | Wildfire Mitigation | Planned - WSIP/System Hardening |  |  | 2024 | Tier 2 | Transformer only |  |  |  | 2645735 | Sus |  | WildfireMitigation¦PlannedWSIPSystemHardening¦¦
24-0141039 | Company Initiated | Planned- maintenance |  |  | 2024 | Tier 2 | Distribution Circuit |  |  |  | 2645719 | Sus |  | CompanyInitiated¦Plannedmaintenance¦¦
24-0138620 | Wildfire Mitigation | Planned - WSIP/System Hardening |  |  | 2024 | Tier 3 | Distribution Circuit |  |  |  | 2645934 | Sus |  | WildfireMitigation¦PlannedWSIPSystemHardening¦¦
24-0139152 | Wildfire Mitigation | Planned - WSIP/System Hardening |  |  | 2024 | Tier 2 | Transformer only |  |  |  | 2646005 | Sus |  | WildfireMitigation¦PlannedWSIPSystemHardening¦¦
24-0143363 | Equipment Failure/Involved | Overhead | Transformer (OH) | Broken | 2024 | Tier 2 | Transformer only |  |  |  | 2646002 | Sus |  | EquipmentFailureInvolved¦Overhead¦Transformer(OH)¦Broken
24-0143565 | Equipment Failure/Involved | Overhead | Pole-Wood | Broken | 2024 | Tier 3 | Distribution Circuit |  |  |  | 2646440 | Sus |  | EquipmentFailureInvolved¦Overhead¦PoleWood¦Broken
24-0143628 | Equipment Failure/Involved | Overhead | Pole-Wood | Deteriorated | 2024 | Tier 3 | Distribution Circuit |  |  |  | 2646662 | Sus |  | EquipmentFailureInvolved¦Overhead¦PoleWood¦Deteriorated
24-0143710 | Company Initiated | Construction Activity/equip- company | Transformer (OH) |  | 2024 | Tier 3 | Transformer only |  |  |  | 2646921 | Sus |  | CompanyInitiated¦ConstructionActivityequipcompany¦Transformer(OH)¦
24-0139580 | Company Initiated | Planned- maintenance |  |  | 2024 | Tier 2 | Distribution Circuit |  |  |  | 2647444 | Sus |  | CompanyInitiated¦Plannedmaintenance¦¦
24-0138682 | Wildfire Mitigation | Planned - WSIP/System Hardening |  |  | 2024 | Tier 3 | Distribution Circuit |  |  |  | 2647443 | Sus |  | WildfireMitigation¦PlannedWSIPSystemHardening¦¦
24-0142307 | Company Initiated | Planned- maintenance |  |  | 2024 | Tier 2 | Transformer only |  |  |  | 2647610 | Sus |  | CompanyInitiated¦Plannedmaintenance¦¦
24-0138786 | Wildfire Mitigation | Planned - WSIP/System Hardening |  |  | 2024 | Tier 2 | Transformer only |  |  |  | 2647708 | Sus |  | WildfireMitigation¦PlannedWSIPSystemHardening¦¦
24-0140409 | Wildfire Mitigation | Planned - WSIP/System Hardening |  |  | 2024 | Tier 2 | Transformer only |  |  |  | 2648641 | Sus |  | WildfireMitigation¦PlannedWSIPSystemHardening¦¦
24-0144240 | Equipment Failure/Involved | Overhead | Other | Broken | 2024 | Tier 3 | Distribution Circuit |  |  |  | 2648965 | Sus |  | EquipmentFailureInvolved¦Overhead¦Other¦Broken
24-0144282 | Unknown Cause | Patrol - found nothing |  |  | 2024 | Tier 3 | Distribution Circuit |  |  |  | 2649144 | Sus |  | UnknownCause¦Patrolfoundnothing¦¦
24-0144313 | Equipment Failure/Involved | Overhead | Crossarm- Wood | Deteriorated | 2024 | Tier 3 | Distribution Circuit |  |  |  | 2649256 | Sus |  | EquipmentFailureInvolved¦Overhead¦CrossarmWood¦Deteriorated
24-0134641 | Company Initiated | Planned- maintenance |  |  | 2024 | Tier 2 | Transformer only |  |  |  | 2649429 | Sus |  | CompanyInitiated¦Plannedmaintenance¦¦
24-0140489 | Wildfire Mitigation | Planned - WSIP/System Hardening |  |  | 2024 | Tier 2 | Transformer only |  |  |  | 2649433 | Sus |  | WildfireMitigation¦PlannedWSIPSystemHardening¦¦
24-0136102 | Company Initiated | Planned- maintenance |  |  | 2024 | Tier 2 | Distribution Circuit |  |  |  | 2649327 | Sus |  | CompanyInitiated¦Plannedmaintenance¦¦
24-0136491 | Company Initiated | Planned- capital |  |  | 2024 | Tier 3 | Distribution Circuit |  |  |  | 2649519 | Sus |  | CompanyInitiated¦Plannedcapital¦¦
24-0136992 | Wildfire Mitigation | Planned - WSIP/System Hardening |  |  | 2024 | Tier 2 | Transformer only |  |  |  | 2649547 | Sus |  | WildfireMitigation¦PlannedWSIPSystemHardening¦¦
24-0142256 | Company Initiated | Planned- maintenance |  |  | 2024 | Tier 2 | Transformer only |  |  |  | 2650614 | Sus |  | CompanyInitiated¦Plannedmaintenance¦¦
24-0142223 | Wildfire Mitigation | Planned - WSIP/System Hardening |  |  | 2024 | Tier 2 | Transformer only |  |  |  | 2650742 | Sus |  | WildfireMitigation¦PlannedWSIPSystemHardening¦¦
24-0139974 | Company Initiated | Planned- maintenance |  |  | 2024 | Tier 2 | Distribution Circuit |  |  |  | 2650851 | Sus |  | CompanyInitiated¦Plannedmaintenance¦¦
24-0142302 | Company Initiated | Planned- maintenance |  |  | 2024 | Tier 2 | Distribution Circuit |  |  |  | 2651585 | Sus |  | CompanyInitiated¦Plannedmaintenance¦¦
24-0140442 | Company Initiated | Planned- maintenance |  |  | 2024 | Tier 3 | Transformer only |  |  |  | 2651615 | Sus |  | CompanyInitiated¦Plannedmaintenance¦¦
24-0140654 | Company Initiated | Planned- maintenance |  |  | 2024 | Tier 3 | Distribution Circuit |  |  |  | 2651641 | Sus |  | CompanyInitiated¦Plannedmaintenance¦¦
24-0140169 | Company Initiated | Planned- maintenance |  |  | 2024 | Tier 3 | Distribution Circuit |  |  |  | 2651824 | Sus |  | CompanyInitiated¦Plannedmaintenance¦¦
24-0144948 | Equipment Failure/Involved | Overhead | Pole-Wood | Broken | 2024 | Tier 3 | Distribution Circuit |  |  |  | 2652305 | Sus |  | EquipmentFailureInvolved¦Overhead¦PoleWood¦Broken
24-0144948 | Company Initiated | Return Circuit Normal | Conductor- Overhead | Normal | 2024 | Tier 2 | Distribution Circuit |  |  |  | 2652634 | Sus |  | CompanyInitiated¦ReturnCircuitNormal¦ConductorOverhead¦Normal
24-0145124 | Vegetation | Tree - fell into line | Conductor- Overhead | Together | 2024 | Tier 3 | Distribution Circuit |  |  |  | 2653451 | Sus |  | Vegetation¦Treefellintoline¦ConductorOverhead¦Together
24-0145151 | Vegetation | Tree - branch fell on line | Conductor- Overhead | Broken- wire on ground | 2024 | Tier 3 | Distribution Circuit |  |  |  | 2659609 | Sus |  | Vegetation¦Treebranchfellonline¦ConductorOverhead¦Brokenwireonground
24-0145151 | Vegetation | Tree - fell into line | Conductor- Overhead | Broken- wire on ground | 2024 | Tier 3 | Distribution Circuit |  |  |  | 2659236 | Sus |  | Vegetation¦Treefellintoline¦ConductorOverhead¦Brokenwireonground
24-0145146 | Vegetation | Tree - fell into line | Conductor- Overhead | Broken- wire on ground | 2024 | Tier 3 | Distribution Circuit |  |  |  | 2653738 | Sus |  | Vegetation¦Treefellintoline¦ConductorOverhead¦Brokenwireonground
24-0146098 | Equipment Failure/Involved | Overhead | Conductor- Overhead | Together | 2024 | Tier 3 | Distribution Circuit |  |  |  | 2655832 | Sus |  | EquipmentFailureInvolved¦Overhead¦ConductorOverhead¦Together
24-0145911 | Vegetation | Tree - branch fell on line | Service conductor | Broken | 2024 | Tier 2 | Transformer only |  |  |  | 2657543 | Sus |  | Vegetation¦Treebranchfellonline¦Serviceconductor¦Broken
24-0145874 | Unknown Cause | Patrol - found nothing |  |  | 2024 | Tier 2 | Distribution Circuit |  |  |  | 2659281 | Sus |  | UnknownCause¦Patrolfoundnothing¦¦
24-0146066 | Unknown Cause | Patrol - found nothing |  |  | 2024 | Tier 3 | Distribution Circuit |  |  |  | 2660008 | Sus |  | UnknownCause¦Patrolfoundnothing¦¦
24-0145146 | Vegetation | Tree - branch fell on line | Conductor- Overhead | Broken- wire on ground | 2024 | Tier 3 | Distribution Circuit |  |  |  | 2660250 | Sus |  | Vegetation¦Treebranchfellonline¦ConductorOverhead¦Brokenwireonground
24-0146015 | Vegetation | Tree - branch fell on line | Conductor- Overhead | Normal | 2024 | Tier 3 | Distribution Circuit |  |  |  | 2659909 | Sus |  | Vegetation¦Treebranchfellonline¦ConductorOverhead¦Normal
24-0146134 | Vegetation | Tree - bark fell into line | Transformer | Failed/Faulted | 2024 | Tier 3 | Transformer only |  |  |  | 2660600 | Sus |  | Vegetation¦Treebarkfellintoline¦Transformer¦FailedFaulted
24-0144142 | Company Initiated | Planned- capital |  |  | 2024 | Tier 3 | Distribution Circuit |  |  |  | 2664020 | Sus |  | CompanyInitiated¦Plannedcapital¦¦
24-0146790 | Equipment Failure/Involved | Overhead | Fuse | Broken | 2024 | Tier 3 | Transformer only |  |  |  | 2664092 | Sus |  | EquipmentFailureInvolved¦Overhead¦Fuse¦Broken
24-0146803 | Vegetation | Tree - fell into line | Conductor- Overhead | Normal | 2024 | Tier 3 | Transformer only |  |  |  | 2664201 | Sus |  | Vegetation¦Treefellintoline¦ConductorOverhead¦Normal
24-0146833 | Vegetation | Other ground vegetation | Conductor- Overhead | Normal | 2024 | Tier 3 | Distribution Circuit |  |  |  | 2664413 | Sus |  | Vegetation¦Othergroundvegetation¦ConductorOverhead¦Normal
24-0146853 | 3rd Party | Dig in- 3rd party | Conductor- Underground | Broken | 2024 | Tier 2 | Transformer only |  |  |  | 2664422 | Sus |  | 3rdParty¦Digin3rdparty¦ConductorUnderground¦Broken
24-0146901 | Equipment Failure/Involved | Overhead | Transformer (OH) | Normal | 2024 | Tier 2 | Transformer only |  |  |  | 2664717 | Sus |  | EquipmentFailureInvolved¦Overhead¦Transformer(OH)¦Normal
24-0144173 | Company Initiated | Planned- maintenance |  |  | 2024 | Tier 2 | Distribution Circuit |  |  |  | 2664929 | Sus |  | CompanyInitiated¦Plannedmaintenance¦¦
24-0141113 | Company Initiated | Planned- maintenance |  |  | 2024 | Tier 2 | Distribution Circuit |  |  |  | 2664974 | Sus |  | CompanyInitiated¦Plannedmaintenance¦¦
24-0143508 | Wildfire Mitigation | Planned - WSIP/System Hardening |  |  | 2024 | Tier 2 | Distribution Circuit |  |  |  | 2665650 | Sus |  | WildfireMitigation¦PlannedWSIPSystemHardening¦¦
24-0144026 | Company Initiated | Planned- maintenance | Other | Normal | 2024 | Tier 2 | Distribution Circuit |  |  |  | 2666083 | Sus |  | CompanyInitiated¦Plannedmaintenance¦Other¦Normal
24-0143132 | Wildfire Mitigation | Planned - WSIP/System Hardening |  |  | 2024 | Tier 3 | Distribution Circuit |  |  |  | 2666516 | Sus |  | WildfireMitigation¦PlannedWSIPSystemHardening¦¦
24-0143479 | Company Initiated | Planned- maintenance |  |  | 2024 | Tier 3 | Distribution Circuit |  |  |  | 2666555 | Sus |  | CompanyInitiated¦Plannedmaintenance¦¦
24-0147330 | Unknown Cause | Patrol - found nothing |  |  | 2024 | Tier 3 | Distribution Circuit |  |  |  | 2667263 | Sus |  | UnknownCause¦Patrolfoundnothing¦¦
24-0144292 | Company Initiated | Planned- maintenance |  |  | 2024 | Tier 3 | Transformer only |  |  |  | 2667670 | Sus |  | CompanyInitiated¦Plannedmaintenance¦¦
24-0147398 | Vegetation | Tree - branch fell on line | Conductor- Overhead | Normal | 2024 | Tier 3 | Distribution Circuit |  |  |  | 2667783 | Sus |  | Vegetation¦Treebranchfellonline¦ConductorOverhead¦Normal
24-0147511 | Vegetation | Tree - grew into line | Conductor- Overhead | Normal | 2024 | Tier 2 | Distribution Circuit |  |  |  | 2668575 | Sus |  | Vegetation¦Treegrewintoline¦ConductorOverhead¦Normal
24-0147199 | Company Initiated | Planned- maintenance |  |  | 2024 | Tier 3 | Transformer only |  |  |  | 2670616 | Sus |  | CompanyInitiated¦Plannedmaintenance¦¦
24-0148110 | Environmental/External | Lightning | Transformer | Broken | 2024 | Tier 2 | Transformer only |  |  |  | 2671729 | Sus |  | EnvironmentalExternal¦Lightning¦Transformer¦Broken
24-0143445 | Wildfire Mitigation | Planned - WSIP/System Hardening |  |  | 2024 | Tier 2 | Transformer only |  |  |  | 2673061 | Sus |  | WildfireMitigation¦PlannedWSIPSystemHardening¦¦
24-0001180 | Wildfire Mitigation | Planned - WSIP/System Hardening |  |  | 2024 | Tier 2 | Transformer only |  |  |  | 2306937 | Sus |  | WildfireMitigation¦PlannedWSIPSystemHardening¦¦
24-0004898 | Wildfire Mitigation | Planned - WSIP/System Hardening |  |  | 2024 | Tier 2 | Transformer only |  |  |  | 2309847 | Sus |  | WildfireMitigation¦PlannedWSIPSystemHardening¦¦
24-0004322 | Wildfire Mitigation | Planned - WSIP/System Hardening |  |  | 2024 | Tier 2 | Distribution Circuit |  |  |  | 2309686 | Sus |  | WildfireMitigation¦PlannedWSIPSystemHardening¦¦
24-0004847 | Wildfire Mitigation | Planned - WSIP/System Hardening |  |  | 2024 | Tier 3 | Transformer only |  |  |  | 2309901 | Sus |  | WildfireMitigation¦PlannedWSIPSystemHardening¦¦
24-0004855 | Wildfire Mitigation | Planned - WSIP/System Hardening |  |  | 2024 | Tier 2 | Transformer only |  |  |  | 2309930 | Sus |  | WildfireMitigation¦PlannedWSIPSystemHardening¦¦
24-0004139 | Wildfire Mitigation | Planned - WSIP/System Hardening |  |  | 2024 | Tier 2 | Distribution Circuit |  |  |  | 2311462 | Sus |  | WildfireMitigation¦PlannedWSIPSystemHardening¦¦
24-0002729 | Wildfire Mitigation | Planned - WSIP/System Hardening |  |  | 2024 | Tier 2 | Transformer only |  |  |  | 2311546 | Sus |  | WildfireMitigation¦PlannedWSIPSystemHardening¦¦
24-0005216 | Company Initiated | Planned- maintenance |  |  | 2024 | Tier 2 | Distribution Circuit |  |  |  | 2312847 | Sus |  | CompanyInitiated¦Plannedmaintenance¦¦
24-0003187 | Wildfire Mitigation | Planned - WSIP/System Hardening |  |  | 2024 | Tier 2 | Distribution Circuit |  |  |  | 2312917 | Sus |  | WildfireMitigation¦PlannedWSIPSystemHardening¦¦
24-0004348 | Wildfire Mitigation | Planned - WSIP/System Hardening |  |  | 2024 | Tier 2 | Distribution Circuit |  |  |  | 2313635 | Sus |  | WildfireMitigation¦PlannedWSIPSystemHardening¦¦
24-0005205 | Wildfire Mitigation | Planned - WSIP/System Hardening |  |  | 2024 | Tier 2 | Distribution Circuit |  |  |  | 2313709 | Sus |  | WildfireMitigation¦PlannedWSIPSystemHardening¦¦
24-0004075 | Wildfire Mitigation | Planned - WSIP/System Hardening |  |  | 2024 | Tier 3 | Transformer only |  |  |  | 2313999 | Sus |  | WildfireMitigation¦PlannedWSIPSystemHardening¦¦
24-0011254 | Unknown Cause | Patrol - found nothing |  |  | 2024 | Tier 2 | Distribution Circuit |  |  |  | 2316681 | Sus |  | UnknownCause¦Patrolfoundnothing¦¦
24-0011358 | 3rd Party | Vehicle | Pole-Wood | Deteriorated | 2024 | Tier 2 | Distribution Circuit |  |  |  | 2317115 | Sus |  | 3rdParty¦Vehicle¦PoleWood¦Deteriorated
24-0006417 | Wildfire Mitigation | Planned - WSIP/System Hardening |  |  | 2024 | Tier 2 | Transformer only |  |  |  | 2317354 | Sus |  | WildfireMitigation¦PlannedWSIPSystemHardening¦¦
24-0006833 | Wildfire Mitigation | Planned - WSIP/System Hardening |  |  | 2024 | Tier 2 | Transformer only |  |  |  | 2317414 | Sus |  | WildfireMitigation¦PlannedWSIPSystemHardening¦¦
24-0004714 | Wildfire Mitigation | Planned - WSIP/System Hardening |  |  | 2024 | Tier 2 | Distribution Circuit |  |  |  | 2317425 | Sus |  | WildfireMitigation¦PlannedWSIPSystemHardening¦¦
24-0006832 | Wildfire Mitigation | Planned - WSIP/System Hardening |  |  | 2024 | Tier 2 | Transformer only |  |  |  | 2317432 | Sus |  | WildfireMitigation¦PlannedWSIPSystemHardening¦¦
24-0011166 | Wildfire Mitigation | Planned - WSIP/System Hardening |  |  | 2024 | Tier 3 | Transformer only |  |  |  | 2317448 | Sus |  | WildfireMitigation¦PlannedWSIPSystemHardening¦¦
24-0006090 | Wildfire Mitigation | Planned - WSIP/System Hardening |  |  | 2024 | Tier 2 | Transformer only |  |  |  | 2318265 | Sus |  | WildfireMitigation¦PlannedWSIPSystemHardening¦¦
24-0009433 | Wildfire Mitigation | Planned - WSIP/System Hardening |  |  | 2024 | Tier 3 | Distribution Circuit |  |  |  | 2318970 | Sus |  | WildfireMitigation¦PlannedWSIPSystemHardening¦¦
24-0006468 | Company Initiated | Planned- maintenance |  |  | 2024 | Tier 2 | Distribution Circuit |  |  |  | 2322179 | Sus |  | CompanyInitiated¦Plannedmaintenance¦¦
24-0009134 | Wildfire Mitigation | Planned - WSIP/System Hardening |  |  | 2024 | Tier 2 | Distribution Circuit |  |  |  | 2324608 | Sus |  | WildfireMitigation¦PlannedWSIPSystemHardening¦¦
24-0015749 | Vegetation | Tree - grew into line | Conductor- Overhead | Normal | 2024 | Tier 2 | Distribution Circuit |  |  |  | 2325194 | Sus |  | Vegetation¦Treegrewintoline¦ConductorOverhead¦Normal
24-0011186 | Company Initiated | Planned- maintenance |  |  | 2024 | Tier 3 | Distribution Circuit |  |  |  | 2327203 | Sus |  | CompanyInitiated¦Plannedmaintenance¦¦
24-0008599 | Wildfire Mitigation | Planned - WSIP/System Hardening |  |  | 2024 | Tier 2 | Distribution Circuit |  |  |  | 2329161 | Sus |  | WildfireMitigation¦PlannedWSIPSystemHardening¦¦
24-0008169 | Wildfire Mitigation | Planned - WSIP/System Hardening |  |  | 2024 | Tier 2 | Distribution Circuit |  |  |  | 2332223 | Sus |  | WildfireMitigation¦PlannedWSIPSystemHardening¦¦
24-0007405 | Wildfire Mitigation | Planned - WSIP/System Hardening |  |  | 2024 | Tier 3 | Transformer only |  |  |  | 2332360 | Sus |  | WildfireMitigation¦PlannedWSIPSystemHardening¦¦
24-0022625 | Equipment Failure/Involved | Overhead | Conductor- Overhead | Together | 2024 | Tier 2 | Distribution Circuit |  |  |  | 2357056 | Sus |  | EquipmentFailureInvolved¦Overhead¦ConductorOverhead¦Together
24-0022644 | Unknown Cause | Patrol - found nothing |  |  | 2024 | Tier 2 | Distribution Circuit |  |  |  | 2361060 | Sus |  | UnknownCause¦Patrolfoundnothing¦¦
24-0011167 | Company Initiated | Planned- maintenance |  |  | 2024 | Tier 2 | Transformer only |  |  |  | 2369515 | Sus |  | CompanyInitiated¦Plannedmaintenance¦¦
24-0017055 | Wildfire Mitigation | Planned - WSIP/System Hardening |  |  | 2024 | Tier 2 | Distribution Circuit |  |  |  | 2373792 | Sus |  | WildfireMitigation¦PlannedWSIPSystemHardening¦¦
24-0017344 | Wildfire Mitigation | Planned - WSIP/System Hardening |  |  | 2024 | Tier 2 | Distribution Circuit |  |  |  | 2374865 | Sus |  | WildfireMitigation¦PlannedWSIPSystemHardening¦¦
24-0028974 | Vegetation | Tree - branch fell on line | Conductor- Overhead | Broken- wire on ground | 2024 | Tier 3 | Distribution Circuit |  |  |  | 2376339 | Sus |  | Vegetation¦Treebranchfellonline¦ConductorOverhead¦Brokenwireonground
24-0029237 | Unknown Cause | Patrol - found nothing |  |  | 2024 | Tier 2 | Distribution Circuit |  |  |  | 2376723 | Sus |  | UnknownCause¦Patrolfoundnothing¦¦
24-0015178 | Company Initiated | Planned- maintenance |  |  | 2024 | Tier 2 | Transformer only |  |  |  | 2378064 | Sus |  | CompanyInitiated¦Plannedmaintenance¦¦
24-0030747 | Unknown Cause | Patrol - found nothing |  |  | 2024 | Tier 3 | Distribution Circuit |  |  |  | 2380584 | Sus |  | UnknownCause¦Patrolfoundnothing¦¦
24-0030820 | Vegetation | Tree - grew into line | Conductor- Overhead | Arcing | 2024 | Tier 2 | Distribution Circuit |  |  |  | 2381135 | Sus |  | Vegetation¦Treegrewintoline¦ConductorOverhead¦Arcing
24-0030846 | Equipment Failure/Involved | Overhead | Conductor- Overhead | Together | 2024 | Tier 2 | Distribution Circuit |  |  |  | 2381319 | Sus |  | EquipmentFailureInvolved¦Overhead¦ConductorOverhead¦Together
24-0030874 | Unknown Cause | Patrol - found nothing |  |  | 2024 | Tier 2 | Distribution Circuit |  |  |  | 2381400 | Sus |  | UnknownCause¦Patrolfoundnothing¦¦
24-0030996 | Unknown Cause | Patrol - found nothing |  |  | 2024 | Tier 3 | Distribution Circuit |  |  |  | 2381397 | Sus |  | UnknownCause¦Patrolfoundnothing¦¦
24-0031448 | Equipment Failure/Involved | Overhead | Transformer | Burned Open | 2024 | Tier 2 | Distribution Circuit |  |  |  | 2382840 | Sus |  | EquipmentFailureInvolved¦Overhead¦Transformer¦BurnedOpen
24-0031898 | Vegetation | Tree - branch fell on line | Conductor- Overhead | Broken- wire on ground | 2024 | Tier 3 | Distribution Circuit |  |  |  | 2383657 | Sus |  | Vegetation¦Treebranchfellonline¦ConductorOverhead¦Brokenwireonground
24-0026155 | Wildfire Mitigation | Planned - WSIP/System Hardening |  |  | 2024 | Tier 2 | Distribution Circuit |  |  |  | 2385031 | Sus |  | WildfireMitigation¦PlannedWSIPSystemHardening¦¦
24-0017792 | Company Initiated | Planned- maintenance |  |  | 2024 | Tier 2 | Transformer only |  |  |  | 2385184 | Sus |  | CompanyInitiated¦Plannedmaintenance¦¦
24-0024298 | Wildfire Mitigation | Planned - WSIP/System Hardening |  |  | 2024 | Tier 2 | Distribution Circuit |  |  |  | 2385332 | Sus |  | WildfireMitigation¦PlannedWSIPSystemHardening¦¦
24-0026105 | Company Initiated | Planned- maintenance |  |  | 2024 | Tier 2 | Distribution Circuit |  |  |  | 2386059 | Sus |  | CompanyInitiated¦Plannedmaintenance¦¦
24-0033617 | Unknown Cause | Patrol - found nothing |  |  | 2024 | Tier 2 | Transformer only |  |  |  | 2387365 | Sus |  | UnknownCause¦Patrolfoundnothing¦¦
24-0023890 | Wildfire Mitigation | Planned - WSIP/System Hardening |  |  | 2024 | Tier 2 | Distribution Circuit |  |  |  | 2388827 | Sus |  | WildfireMitigation¦PlannedWSIPSystemHardening¦¦
24-0013323 | Wildfire Mitigation | Planned - WSIP/System Hardening |  |  | 2024 | Tier 2 | Distribution Circuit |  |  |  | 2389795 | Sus |  | WildfireMitigation¦PlannedWSIPSystemHardening¦¦
24-0027714 | Company Initiated | Planned- maintenance |  |  | 2024 | Tier 2 | Distribution Circuit |  |  |  | 2389913 | Sus |  | CompanyInitiated¦Plannedmaintenance¦¦
24-0027715 | Company Initiated | Planned- capital |  |  | 2024 | Tier 2 | Distribution Circuit |  |  |  | 2389907 | Sus |  | CompanyInitiated¦Plannedcapital¦¦
24-0027032 | Company Initiated | Planned- maintenance |  |  | 2024 | Tier 2 | Distribution Circuit |  |  |  | 2396515 | Sus |  | CompanyInitiated¦Plannedmaintenance¦¦
24-0027723 | Company Initiated | Planned- maintenance |  |  | 2024 | Tier 2 | Transformer only |  |  |  | 2396647 | Sus |  | CompanyInitiated¦Plannedmaintenance¦¦
24-0030667 | Wildfire Mitigation | Planned - WSIP/System Hardening |  |  | 2024 | Tier 2 | Distribution Circuit |  |  |  | 2397438 | Sus |  | WildfireMitigation¦PlannedWSIPSystemHardening¦¦
24-0030006 | Wildfire Mitigation | Planned - WSIP/System Hardening |  |  | 2024 | Tier 3 | Distribution Circuit |  |  |  | 2398383 | Sus |  | WildfireMitigation¦PlannedWSIPSystemHardening¦¦
24-0034878 | Wildfire Mitigation | Planned - WSIP/System Hardening |  |  | 2024 | Tier 2 | Distribution Circuit |  |  |  | 2400002 | Sus |  | WildfireMitigation¦PlannedWSIPSystemHardening¦¦
24-0039941 | Vegetation | Tree - fell into line | Conductor- Overhead | Normal | 2024 | Tier 3 | Distribution Circuit |  |  |  | 2400344 | Sus |  | Vegetation¦Treefellintoline¦ConductorOverhead¦Normal
24-0031329 | Wildfire Mitigation | Planned - WSIP/System Hardening |  |  | 2024 | Tier 2 | Distribution Circuit |  |  |  | 2401743 | Sus |  | WildfireMitigation¦PlannedWSIPSystemHardening¦¦
24-0034082 | Wildfire Mitigation | Planned - WSIP/System Hardening |  |  | 2024 | Tier 2 | Distribution Circuit |  |  |  | 2402525 | Sus |  | WildfireMitigation¦PlannedWSIPSystemHardening¦¦
24-0033998 | Wildfire Mitigation | Planned - WSIP/System Hardening |  |  | 2024 | Tier 2 | Transformer only |  |  |  | 2402901 | Sus |  | WildfireMitigation¦PlannedWSIPSystemHardening¦¦
24-0033996 | Wildfire Mitigation | Planned - WSIP/System Hardening |  |  | 2024 | Tier 2 | Distribution Circuit |  |  |  | 2402798 | Sus |  | WildfireMitigation¦PlannedWSIPSystemHardening¦¦
24-0031210 | Company Initiated | Planned- maintenance |  |  | 2024 | Tier 3 | Transformer only |  |  |  | 2403247 | Sus |  | CompanyInitiated¦Plannedmaintenance¦¦
24-0032726 | Company Initiated | Planned- maintenance |  |  | 2024 | Tier 2 | Transformer only |  |  |  | 2403416 | Sus |  | CompanyInitiated¦Plannedmaintenance¦¦
24-0042072 | Vegetation | Tree - bark fell into line | Conductor- Overhead | Normal | 2024 | Tier 2 | Distribution Circuit |  |  |  | 2404668 | Sus |  | Vegetation¦Treebarkfellintoline¦ConductorOverhead¦Normal
24-0042002 | Vegetation | Tree - branch fell on line | Conductor- Overhead | Normal | 2024 | Tier 2 | Distribution Circuit |  |  |  | 2404749 | Sus |  | Vegetation¦Treebranchfellonline¦ConductorOverhead¦Normal
24-0042983 | Vegetation | Tree - branch fell on line | Conductor- Overhead | Normal | 2024 | Tier 2 | Distribution Circuit |  |  |  | 2406765 | Sus |  | Vegetation¦Treebranchfellonline¦ConductorOverhead¦Normal
24-0043468 | Unknown Cause | Patrol - found nothing |  |  | 2024 | Tier 2 | Distribution Circuit |  |  |  | 2407971 | Sus |  | UnknownCause¦Patrolfoundnothing¦¦
24-0038847 | Wildfire Mitigation | Planned - WSIP/System Hardening |  |  | 2024 | Tier 2 | Distribution Circuit |  |  |  | 2408193 | Sus |  | WildfireMitigation¦PlannedWSIPSystemHardening¦¦
24-0038299 | Wildfire Mitigation | Planned - WSIP/System Hardening |  |  | 2024 | Tier 2 | Distribution Circuit |  |  |  | 2408348 | Sus |  | WildfireMitigation¦PlannedWSIPSystemHardening¦¦
24-0044440 | Equipment Failure/Involved | Overhead | Conductor- Overhead | Broken | 2024 | Tier 2 | Transformer only |  |  |  | 2409849 | Sus |  | EquipmentFailureInvolved¦Overhead¦ConductorOverhead¦Broken
24-0038772 | Company Initiated | Planned- capital |  |  | 2024 | Tier 2 | Distribution Circuit |  |  |  | 2410203 | Sus |  | CompanyInitiated¦Plannedcapital¦¦
24-0044764 | Equipment Failure/Involved | Overhead | Conductor- Overhead | Broken | 2024 | Tier 2 | Transformer only |  |  |  | 2410401 | Sus |  | EquipmentFailureInvolved¦Overhead¦ConductorOverhead¦Broken
24-0033915 | Wildfire Mitigation | Planned - WSIP/System Hardening |  |  | 2024 | Tier 2 | Distribution Circuit |  |  |  | 2411040 | Sus |  | WildfireMitigation¦PlannedWSIPSystemHardening¦¦
24-0033115 | Wildfire Mitigation | Planned - WSIP/System Hardening |  |  | 2024 | Tier 2 | Distribution Circuit |  |  |  | 2411721 | Sus |  | WildfireMitigation¦PlannedWSIPSystemHardening¦¦
24-0035601 | Wildfire Mitigation | Planned - WSIP/System Hardening |  |  | 2024 | Tier 2 | Distribution Circuit |  |  |  | 2415144 | Sus |  | WildfireMitigation¦PlannedWSIPSystemHardening¦¦
24-0039141 | Wildfire Mitigation | Planned - WSIP/System Hardening |  |  | 2024 | Tier 2 | Distribution Circuit |  |  |  | 2415238 | Sus |  | WildfireMitigation¦PlannedWSIPSystemHardening¦¦
24-0039943 | Wildfire Mitigation | Planned - WSIP/System Hardening |  |  | 2024 | Tier 3 | Transformer only |  |  |  | 2416384 | Sus |  | WildfireMitigation¦PlannedWSIPSystemHardening¦¦
24-0039942 | Wildfire Mitigation | Planned - WSIP/System Hardening |  |  | 2024 | Tier 3 | Transformer only |  |  |  | 2416385 | Sus |  | WildfireMitigation¦PlannedWSIPSystemHardening¦¦
24-0040259 | Company Initiated | Planned- capital |  |  | 2024 | Tier 2 | Distribution Circuit |  |  |  | 2417254 | Sus |  | CompanyInitiated¦Plannedcapital¦¦
24-0039860 | Company Initiated | Planned- maintenance |  |  | 2024 | Tier 2 | Distribution Circuit |  |  |  | 2417317 | Sus |  | CompanyInitiated¦Plannedmaintenance¦¦
24-0033043 | Company Initiated | Planned- maintenance |  |  | 2024 | Tier 2 | Distribution Circuit |  |  |  | 2420043 | Sus |  | CompanyInitiated¦Plannedmaintenance¦¦
24-0041371 | Wildfire Mitigation | Planned - WSIP/System Hardening |  |  | 2024 | Tier 2 | Distribution Circuit |  |  |  | 2420070 | Sus |  | WildfireMitigation¦PlannedWSIPSystemHardening¦¦
24-0041422 | Wildfire Mitigation | Planned - WSIP/System Hardening |  |  | 2024 | Tier 2 | Distribution Circuit |  |  |  | 2420063 | Sus |  | WildfireMitigation¦PlannedWSIPSystemHardening¦¦
24-0041833 | Wildfire Mitigation | Planned - WSIP/System Hardening |  |  | 2024 | Tier 2 | Transformer only |  |  |  | 2421657 | Sus |  | WildfireMitigation¦PlannedWSIPSystemHardening¦¦
24-0046913 | Wildfire Mitigation | Planned - WSIP/System Hardening |  |  | 2024 | Tier 2 | Distribution Circuit |  |  |  | 2423773 | Sus |  | WildfireMitigation¦PlannedWSIPSystemHardening¦¦
24-0038795 | Company Initiated | Planned- capital |  |  | 2024 | Tier 2 | Distribution Circuit |  |  |  | 2423779 | Sus |  | CompanyInitiated¦Plannedcapital¦¦
24-0044439 | Company Initiated | Planned- maintenance |  |  | 2024 | Tier 3 | Transformer only |  |  |  | 2423798 | Sus |  | CompanyInitiated¦Plannedmaintenance¦¦
24-0038800 | Company Initiated | Planned- capital |  |  | 2024 | Tier 2 | Distribution Circuit |  |  |  | 2423800 | Sus |  | CompanyInitiated¦Plannedcapital¦¦
24-0047292 | Wildfire Mitigation | Planned - WSIP/System Hardening |  |  | 2024 | Tier 2 | Transformer only |  |  |  | 2426134 | Sus |  | WildfireMitigation¦PlannedWSIPSystemHardening¦¦
24-0052389 | Unknown Cause | Patrol - found nothing |  |  | 2024 | Tier 3 | Distribution Circuit |  |  |  | 2426608 | Sus |  | UnknownCause¦Patrolfoundnothing¦¦
24-0044564 | Wildfire Mitigation | Planned - WSIP/System Hardening |  |  | 2024 | Tier 2 | Transformer only |  |  |  | 2427697 | Sus |  | WildfireMitigation¦PlannedWSIPSystemHardening¦¦
24-0045289 | Company Initiated | Planned- capital |  |  | 2024 | Tier 3 | Distribution Circuit |  |  |  | 2427815 | Sus |  | CompanyInitiated¦Plannedcapital¦¦
24-0048514 | Company Initiated | Planned- maintenance |  |  | 2024 | Tier 2 | Distribution Circuit |  |  |  | 2428489 | Sus |  | CompanyInitiated¦Plannedmaintenance¦¦
24-0054555 | Unknown Cause | Patrol - found nothing |  |  | 2024 | Tier 3 | Distribution Circuit |  |  |  | 2430858 | Sus |  | UnknownCause¦Patrolfoundnothing¦¦
24-0049598 | Wildfire Mitigation | Planned - WSIP/System Hardening |  |  | 2024 | Tier 2 | Distribution Circuit |  |  |  | 2431715 | Sus |  | WildfireMitigation¦PlannedWSIPSystemHardening¦¦
24-0048064 | Company Initiated | Planned- maintenance |  |  | 2024 | Tier 2 | Transformer only |  |  |  | 2432599 | Sus |  | CompanyInitiated¦Plannedmaintenance¦¦
24-0049880 | Wildfire Mitigation | Planned - WSIP/System Hardening |  |  | 2024 | Tier 2 | Distribution Circuit |  |  |  | 2433300 | Sus |  | WildfireMitigation¦PlannedWSIPSystemHardening¦¦
24-0050094 | Wildfire Mitigation | Planned - WSIP/System Hardening |  |  | 2024 | Tier 2 | Distribution Circuit |  |  |  | 2433569 | Sus |  | WildfireMitigation¦PlannedWSIPSystemHardening¦¦
24-0050406 | Wildfire Mitigation | Planned - WSIP/System Hardening |  |  | 2024 | Tier 3 | Transformer only |  |  |  | 2434844 | Sus |  | WildfireMitigation¦PlannedWSIPSystemHardening¦¦
24-0057239 | Equipment Failure/Involved | Underground | Elbow | Failed/Faulted | 2024 | Tier 2 | Distribution Circuit |  |  |  | 2435667 | Sus |  | EquipmentFailureInvolved¦Underground¦Elbow¦FailedFaulted
24-0050031 | Wildfire Mitigation | Planned - WSIP/System Hardening |  |  | 2024 | Tier 2 | Transformer only |  |  |  | 2435807 | Sus |  | WildfireMitigation¦PlannedWSIPSystemHardening¦¦
24-0048795 | Wildfire Mitigation | Planned - WSIP/System Hardening |  |  | 2024 | Tier 2 | Distribution Circuit |  |  |  | 2435810 | Sus |  | WildfireMitigation¦PlannedWSIPSystemHardening¦¦
24-0048796 | Wildfire Mitigation | Planned - WSIP/System Hardening |  |  | 2024 | Tier 2 | Distribution Circuit |  |  |  | 2435811 | Sus |  | WildfireMitigation¦PlannedWSIPSystemHardening¦¦
24-0042023 | Wildfire Mitigation | Planned - WSIP/System Hardening |  |  | 2024 | Tier 2 | Transformer only |  |  |  | 2435822 | Sus |  | WildfireMitigation¦PlannedWSIPSystemHardening¦¦
24-0053272 | Wildfire Mitigation | Planned - WSIP/System Hardening |  |  | 2024 | Tier 2 | Distribution Circuit |  |  |  | 2436403 | Sus |  | WildfireMitigation¦PlannedWSIPSystemHardening¦¦
24-0048433 | Wildfire Mitigation | Planned - WSIP/System Hardening |  |  | 2024 | Tier 2 | Distribution Circuit |  |  |  | 2437256 | Sus |  | WildfireMitigation¦PlannedWSIPSystemHardening¦¦
24-0052762 | Company Initiated | Planned- capital |  |  | 2024 | Tier 3 | Distribution Circuit |  |  |  | 2437326 | Sus |  | CompanyInitiated¦Plannedcapital¦¦
24-0050869 | Company Initiated | Planned- capital |  |  | 2024 | Tier 2 | Distribution Circuit |  |  |  | 2437898 | Sus |  | CompanyInitiated¦Plannedcapital¦¦
24-0053185 | Company Initiated | Planned- maintenance |  |  | 2024 | Tier 2 | Distribution Circuit |  |  |  | 2437994 | Sus |  | CompanyInitiated¦Plannedmaintenance¦¦
24-0049208 | Wildfire Mitigation | Planned - WSIP/System Hardening |  |  | 2024 | Tier 2 | Distribution Circuit |  |  |  | 2438011 | Sus |  | WildfireMitigation¦PlannedWSIPSystemHardening¦¦
24-0053031 | Wildfire Mitigation | Planned - WSIP/System Hardening |  |  | 2024 | Tier 3 | Distribution Circuit |  |  |  | 2438017 | Sus |  | WildfireMitigation¦PlannedWSIPSystemHardening¦¦
24-0048094 | Wildfire Mitigation | Planned - WSIP/System Hardening |  |  | 2024 | Tier 2 | Distribution Circuit |  |  |  | 2438029 | Sus |  | WildfireMitigation¦PlannedWSIPSystemHardening¦¦
24-0049086 | Wildfire Mitigation | Planned - WSIP/System Hardening |  |  | 2024 | Tier 2 | Distribution Circuit |  |  |  | 2438838 | Sus |  | WildfireMitigation¦PlannedWSIPSystemHardening¦¦
24-0059320 | Vegetation | Tree - branch fell on line | Conductor- Overhead | Normal | 2024 | Tier 2 | Distribution Circuit |  |  |  | 2439785 | Sus |  | Vegetation¦Treebranchfellonline¦ConductorOverhead¦Normal
24-0049515 | Wildfire Mitigation | Planned - WSIP/System Hardening |  |  | 2024 | Tier 2 | Transformer only |  |  |  | 2441520 | Sus |  | WildfireMitigation¦PlannedWSIPSystemHardening¦¦
24-0055973 | Wildfire Mitigation | Planned - WSIP/System Hardening |  |  | 2024 | Tier 2 | Distribution Circuit |  |  |  | 2442311 | Sus |  | WildfireMitigation¦PlannedWSIPSystemHardening¦¦
24-0029381 | Company Initiated | Planned- maintenance |  |  | 2024 | Tier 2 | Distribution Circuit |  |  |  | 2442550 | Sus |  | CompanyInitiated¦Plannedmaintenance¦¦
24-0060624 | Vegetation | Tree - branch fell on line | Conductor- Overhead | Normal | 2024 | Tier 2 | Distribution Circuit |  |  |  | 2443012 | Sus |  | Vegetation¦Treebranchfellonline¦ConductorOverhead¦Normal
24-0053958 | Wildfire Mitigation | Planned - WSIP/System Hardening |  |  | 2024 | Tier 2 | Distribution Circuit |  |  |  | 2443336 | Sus |  | WildfireMitigation¦PlannedWSIPSystemHardening¦¦
24-0050272 | Wildfire Mitigation | Planned - WSIP/System Hardening |  |  | 2024 | Tier 2 | Distribution Circuit |  |  |  | 2444139 | Sus |  | WildfireMitigation¦PlannedWSIPSystemHardening¦¦
24-0055107 | Wildfire Mitigation | Planned - WSIP/System Hardening |  |  | 2024 | Tier 2 | Distribution Circuit |  |  |  | 2444268 | Sus |  | WildfireMitigation¦PlannedWSIPSystemHardening¦¦
24-0057418 | Company Initiated | Planned- maintenance |  |  | 2024 | Tier 2 | Distribution Circuit |  |  |  | 2444831 | Sus |  | CompanyInitiated¦Plannedmaintenance¦¦
24-0053296 | Company Initiated | Planned- maintenance |  |  | 2024 | Tier 2 | Transformer only |  |  |  | 2444850 | Sus |  | CompanyInitiated¦Plannedmaintenance¦¦
24-0056889 | Company Initiated | Planned- maintenance |  |  | 2024 | Tier 2 | Distribution Circuit |  |  |  | 2444844 | Sus |  | CompanyInitiated¦Plannedmaintenance¦¦
24-0061912 | Vegetation | Tree - fell into line | Conductor- Overhead | Broken | 2024 | Tier 2 | Distribution Circuit |  |  |  | 2445361 | Sus |  | Vegetation¦Treefellintoline¦ConductorOverhead¦Broken
24-0051722 | Wildfire Mitigation | Planned - WSIP/System Hardening |  |  | 2024 | Tier 3 | Distribution Circuit |  |  |  | 2446993 | Sus |  | WildfireMitigation¦PlannedWSIPSystemHardening¦¦
24-0057598 | Wildfire Mitigation | Planned - WSIP/System Hardening |  |  | 2024 | Tier 2 | Transformer only |  |  |  | 2447775 | Sus |  | WildfireMitigation¦PlannedWSIPSystemHardening¦¦
24-0054105 | Wildfire Mitigation | Planned - WSIP/System Hardening |  |  | 2024 | Tier 3 | Distribution Circuit |  |  |  | 2447788 | Sus |  | WildfireMitigation¦PlannedWSIPSystemHardening¦¦
24-0057652 | Wildfire Mitigation | Planned - WSIP/System Hardening |  |  | 2024 | Tier 2 | Transformer only |  |  |  | 2447971 | Sus |  | WildfireMitigation¦PlannedWSIPSystemHardening¦¦
24-0059425 | Wildfire Mitigation | Planned - WSIP/System Hardening |  |  | 2024 | Tier 3 | Distribution Circuit |  |  |  | 2448523 | Sus |  | WildfireMitigation¦PlannedWSIPSystemHardening¦¦
24-0054026 | Wildfire Mitigation | Planned - WSIP/System Hardening |  |  | 2024 | Tier 2 | Distribution Circuit |  |  |  | 2448645 | Sus |  | WildfireMitigation¦PlannedWSIPSystemHardening¦¦
24-0059432 | Wildfire Mitigation | Planned - WSIP/System Hardening |  |  | 2024 | Tier 2 | Transformer only |  |  |  | 2448871 | Sus |  | WildfireMitigation¦PlannedWSIPSystemHardening¦¦
24-0063959 | Unknown Cause | Patrol - found nothing |  |  | 2024 | Tier 2 | Transformer only |  |  |  | 2449191 | Sus |  | UnknownCause¦Patrolfoundnothing¦¦
24-0059428 | Wildfire Mitigation | Planned - WSIP/System Hardening |  |  | 2024 | Tier 2 | Transformer only |  |  |  | 2449575 | Sus |  | WildfireMitigation¦PlannedWSIPSystemHardening¦¦
24-0058589 | Wildfire Mitigation | Planned - WSIP/System Hardening |  |  | 2024 | Tier 2 | Transformer only |  |  |  | 2449734 | Sus |  | WildfireMitigation¦PlannedWSIPSystemHardening¦¦
24-0054040 | Company Initiated | Planned- capital |  |  | 2024 | Tier 2 | Distribution Circuit |  |  |  | 2449748 | Sus |  | CompanyInitiated¦Plannedcapital¦¦
24-0056532 | Wildfire Mitigation | Planned - WSIP/System Hardening |  |  | 2024 | Tier 3 | Transformer only |  |  |  | 2449789 | Sus |  | WildfireMitigation¦PlannedWSIPSystemHardening¦¦
24-0059431 | Wildfire Mitigation | Planned - WSIP/System Hardening |  |  | 2024 | Tier 2 | Transformer only |  |  |  | 2449860 | Sus |  | WildfireMitigation¦PlannedWSIPSystemHardening¦¦
24-0054225 | Company Initiated | Planned- maintenance |  |  | 2024 | Tier 2 | Transformer only |  |  |  | 2450520 | Sus |  | CompanyInitiated¦Plannedmaintenance¦¦
24-0058530 | Wildfire Mitigation | Planned - WSIP/System Hardening |  |  | 2024 | Tier 2 | Distribution Circuit |  |  |  | 2450530 | Sus |  | WildfireMitigation¦PlannedWSIPSystemHardening¦¦
24-0064865 | Equipment Failure/Involved | Overhead | Connector or Splice (OH) | Broken | 2024 | Tier 2 | Transformer only |  |  |  | 2450374 | Sus |  | EquipmentFailureInvolved¦Overhead¦ConnectororSplice(OH)¦Broken
24-0059874 | Company Initiated | Planned- maintenance |  |  | 2024 | Tier 3 | Distribution Circuit |  |  |  | 2452521 | Sus |  | CompanyInitiated¦Plannedmaintenance¦¦
24-0059281 | Company Initiated | Planned- maintenance |  |  | 2024 | Tier 2 | Transformer only |  |  |  | 2452551 | Sus |  | CompanyInitiated¦Plannedmaintenance¦¦
24-0058948 | Wildfire Mitigation | Planned - WSIP/System Hardening |  |  | 2024 | Tier 2 | Transformer only |  |  |  | 2452597 | Sus |  | WildfireMitigation¦PlannedWSIPSystemHardening¦¦
24-0060705 | Wildfire Mitigation | Planned - WSIP/System Hardening |  |  | 2024 | Tier 2 | Transformer only |  |  |  | 2461487 | Sus |  | WildfireMitigation¦PlannedWSIPSystemHardening¦¦
24-0067553 | Equipment Failure/Involved | Underground | Transformer (UG) | Broken | 2024 | Tier 2 | Distribution Circuit |  |  |  | 2462371 | Sus |  | EquipmentFailureInvolved¦Underground¦Transformer(UG)¦Broken
24-0038901 | Company Initiated | Planned- capital |  |  | 2024 | Tier 2 | Distribution Circuit |  |  |  | 2462547 | Sus |  | CompanyInitiated¦Plannedcapital¦¦
24-0060732 | Wildfire Mitigation | Planned - WSIP/System Hardening |  |  | 2024 | Tier 2 | Distribution Circuit |  |  |  | 2463110 | Sus |  | WildfireMitigation¦PlannedWSIPSystemHardening¦¦
24-0060738 | Wildfire Mitigation | Planned - WSIP/System Hardening |  |  | 2024 | Tier 2 | Transformer only |  |  |  | 2463322 | Sus |  | WildfireMitigation¦PlannedWSIPSystemHardening¦¦
24-0060396 | Company Initiated | Planned- maintenance |  |  | 2024 | Tier 2 | Distribution Circuit |  |  |  | 2464233 | Sus |  | CompanyInitiated¦Plannedmaintenance¦¦
24-0060905 | Company Initiated | Planned- maintenance |  |  | 2024 | Tier 3 | Transformer only |  |  |  | 2464232 | Sus |  | CompanyInitiated¦Plannedmaintenance¦¦
24-0062765 | Wildfire Mitigation | Planned - WSIP/System Hardening |  |  | 2024 | Tier 2 | Transformer only |  |  |  | 2464909 | Sus |  | WildfireMitigation¦PlannedWSIPSystemHardening¦¦
24-0069116 | Animal | Bird found | Conductor- Overhead | Normal | 2024 | Tier 2 | Distribution Circuit |  |  |  | 2465546 | Sus |  | Animal¦Birdfound¦ConductorOverhead¦Normal
24-0061639 | Company Initiated | Planned- maintenance |  |  | 2024 | Tier 2 | Transformer only |  |  |  | 2465771 | Sus |  | CompanyInitiated¦Plannedmaintenance¦¦
24-0064461 | Wildfire Mitigation | Planned - WSIP/System Hardening |  |  | 2024 | Tier 2 | Distribution Circuit |  |  |  | 2465779 | Sus |  | WildfireMitigation¦PlannedWSIPSystemHardening¦¦
24-0064429 | Wildfire Mitigation | Planned - WSIP/System Hardening |  |  | 2024 | Tier 3 | Transformer only |  |  |  | 2465784 | Sus |  | WildfireMitigation¦PlannedWSIPSystemHardening¦¦
24-0070080 | Animal | Squirrel | Fuse | Burned Open | 2024 | Tier 2 | Distribution Circuit |  |  |  | 2467771 | Sus |  | Animal¦Squirrel¦Fuse¦BurnedOpen
24-0066840 | Wildfire Mitigation | Planned - WSIP/System Hardening |  |  | 2024 | Tier 2 | Transformer only |  |  |  | 2471632 | Sus |  | WildfireMitigation¦PlannedWSIPSystemHardening¦¦
24-0064800 | Wildfire Mitigation | Planned - WSIP/System Hardening |  |  | 2024 | Tier 3 | Distribution Circuit |  |  |  | 2471669 | Sus |  | WildfireMitigation¦PlannedWSIPSystemHardening¦¦
24-0065312 | Wildfire Mitigation | Planned - WSIP/System Hardening |  |  | 2024 | Tier 3 | Distribution Circuit |  |  |  | 2471729 | Sus |  | WildfireMitigation¦PlannedWSIPSystemHardening¦¦
24-0065867 | Wildfire Mitigation | Planned - WSIP/System Hardening |  |  | 2024 | Tier 2 | Transformer only |  |  |  | 2473898 | Sus |  | WildfireMitigation¦PlannedWSIPSystemHardening¦¦
24-0066553 | Wildfire Mitigation | Planned - WSIP/System Hardening |  |  | 2024 | Tier 2 | Transformer only |  |  |  | 2473926 | Sus |  | WildfireMitigation¦PlannedWSIPSystemHardening¦¦
24-0064152 | Wildfire Mitigation | Planned - WSIP/System Hardening |  |  | 2024 | Tier 2 | Transformer only |  |  |  | 2474033 | Sus |  | WildfireMitigation¦PlannedWSIPSystemHardening¦¦
24-0064158 | Wildfire Mitigation | Planned - WSIP/System Hardening |  |  | 2024 | Tier 2 | Transformer only |  |  |  | 2474142 | Sus |  | WildfireMitigation¦PlannedWSIPSystemHardening¦¦
24-0066771 | Wildfire Mitigation | Planned - WSIP/System Hardening |  |  | 2024 | Tier 2 | Distribution Circuit |  |  |  | 2474743 | Sus |  | WildfireMitigation¦PlannedWSIPSystemHardening¦¦
24-0064113 | Wildfire Mitigation | Planned - WSIP/System Hardening |  |  | 2024 | Tier 3 | Transformer only |  |  |  | 2474818 | Sus |  | WildfireMitigation¦PlannedWSIPSystemHardening¦¦
24-0068930 | Wildfire Mitigation | Planned - WSIP/System Hardening |  |  | 2024 | Tier 3 | Transformer only |  |  |  | 2474819 | Sus |  | WildfireMitigation¦PlannedWSIPSystemHardening¦¦
24-0064126 | Wildfire Mitigation | Planned - WSIP/System Hardening |  |  | 2024 | Tier 2 | Transformer only |  |  |  | 2474983 | Sus |  | WildfireMitigation¦PlannedWSIPSystemHardening¦¦
24-0073852 | Animal | Squirrel | Conductor- Overhead | Normal | 2024 | Tier 2 | Distribution Circuit |  |  |  | 2476975 | Sus |  | Animal¦Squirrel¦ConductorOverhead¦Normal
24-0071537 | Wildfire Mitigation | Planned - WSIP/System Hardening |  |  | 2024 | Tier 2 | Distribution Circuit |  |  |  | 2482284 | Sus |  | WildfireMitigation¦PlannedWSIPSystemHardening¦¦
24-0071430 | Wildfire Mitigation | Planned - WSIP/System Hardening |  |  | 2024 | Tier 2 | Transformer only |  |  |  | 2482287 | Sus |  | WildfireMitigation¦PlannedWSIPSystemHardening¦¦
24-0066904 | Wildfire Mitigation | Planned - WSIP/System Hardening |  |  | 2024 | Tier 2 | Transformer only |  |  |  | 2483388 | Sus |  | WildfireMitigation¦PlannedWSIPSystemHardening¦¦
24-0077531 | Unknown Cause | Patrol - found nothing |  |  | 2024 | Tier 3 | Distribution Circuit |  |  |  | 2487265 | Sus |  | UnknownCause¦Patrolfoundnothing¦¦
24-0072837 | Wildfire Mitigation | Planned - WSIP/System Hardening |  |  | 2024 | Tier 2 | Transformer only |  |  |  | 2487598 | Sus |  | WildfireMitigation¦PlannedWSIPSystemHardening¦¦
24-0072563 | Company Initiated | Planned- maintenance |  |  | 2024 | Tier 3 | Distribution Circuit |  |  |  | 2487736 | Sus |  | CompanyInitiated¦Plannedmaintenance¦¦
24-0077753 | Vegetation | Tree - branch fell on line | Conductor- Overhead | Normal | 2024 | Tier 3 | Distribution Circuit |  |  |  | 2487917 | Sus |  | Vegetation¦Treebranchfellonline¦ConductorOverhead¦Normal
24-0061228 | Company Initiated | Planned- capital |  |  | 2024 | Tier 2 | Distribution Circuit |  |  |  | 2489187 | Sus |  | CompanyInitiated¦Plannedcapital¦¦
24-0071527 | Wildfire Mitigation | Planned - WSIP/System Hardening |  |  | 2024 | Tier 2 | Distribution Circuit |  |  |  | 2489184 | Sus |  | WildfireMitigation¦PlannedWSIPSystemHardening¦¦
24-0064088 | Wildfire Mitigation | Planned - WSIP/System Hardening |  |  | 2024 | Tier 2 | Distribution Circuit |  |  |  | 2489198 | Sus |  | WildfireMitigation¦PlannedWSIPSystemHardening¦¦
24-0078251 | Company Initiated | Personnel- company | Recloser | Normal | 2024 | Tier 3 | Distribution Circuit |  |  |  | 2489470 | Sus |  | CompanyInitiated¦Personnelcompany¦Recloser¦Normal
24-0078305 | Company Initiated | Personnel- company | Recloser | Normal | 2024 | Tier 3 | Distribution Circuit |  |  |  | 2489583 | Sus |  | CompanyInitiated¦Personnelcompany¦Recloser¦Normal
24-0078474 | Equipment Failure/Involved | Overhead | Transformer (OH) | Deteriorated | 2024 | Tier 2 | Distribution Circuit |  |  |  | 2490040 | Sus |  | EquipmentFailureInvolved¦Overhead¦Transformer(OH)¦Deteriorated
24-0071698 | Wildfire Mitigation | Planned - WSIP/System Hardening |  |  | 2024 | Tier 2 | Transformer only |  |  |  | 2491609 | Sus |  | WildfireMitigation¦PlannedWSIPSystemHardening¦¦
24-0079503 | Equipment Failure/Involved | Overhead | Transformer (OH) | Failed/Faulted | 2024 | Tier 3 | Distribution Circuit |  |  |  | 2492862 | Sus |  | EquipmentFailureInvolved¦Overhead¦Transformer(OH)¦FailedFaulted
24-0073710 | Company Initiated | Planned- maintenance |  |  | 2024 | Tier 2 | Transformer only |  |  |  | 2493480 | Sus |  | CompanyInitiated¦Plannedmaintenance¦¦
24-0074533 | Wildfire Mitigation | Planned - WSIP/System Hardening |  |  | 2024 | Tier 2 | Transformer only |  |  |  | 2493947 | Sus |  | WildfireMitigation¦PlannedWSIPSystemHardening¦¦
24-0075440 | Wildfire Mitigation | Planned - WSIP/System Hardening |  |  | 2024 | Tier 2 | Distribution Circuit |  |  |  | 2495014 | Sus |  | WildfireMitigation¦PlannedWSIPSystemHardening¦¦
24-0072534 | Wildfire Mitigation | Planned - WSIP/System Hardening |  |  | 2024 | Tier 2 | Distribution Circuit |  |  |  | 2495282 | Sus |  | WildfireMitigation¦PlannedWSIPSystemHardening¦¦
24-0072646 | Wildfire Mitigation | Planned - WSIP/System Hardening |  |  | 2024 | Tier 2 | Transformer only |  |  |  | 2495292 | Sus |  | WildfireMitigation¦PlannedWSIPSystemHardening¦¦
24-0075275 | Wildfire Mitigation | Planned - WSIP/System Hardening |  |  | 2024 | Tier 2 | Transformer only |  |  |  | 2496484 | Sus |  | WildfireMitigation¦PlannedWSIPSystemHardening¦¦
24-0076573 | Wildfire Mitigation | Planned - WSIP/System Hardening |  |  | 2024 | Tier 3 | Distribution Circuit |  |  |  | 2498361 | Sus |  | WildfireMitigation¦PlannedWSIPSystemHardening¦¦
24-0073089 | Wildfire Mitigation | Planned - WSIP/System Hardening |  |  | 2024 | Tier 2 | Transformer only |  |  |  | 2498407 | Sus |  | WildfireMitigation¦PlannedWSIPSystemHardening¦¦
24-0084807 | Vegetation | Tree - branch fell on line | Conductor- Overhead | Normal | 2024 | Tier 2 | Distribution Circuit |  |  |  | 2508707 | Sus |  | Vegetation¦Treebranchfellonline¦ConductorOverhead¦Normal
24-0085427 | Animal | Bird found | Transformer (OH) | Normal | 2024 | Tier 3 | Distribution Circuit |  |  |  | 2510938 | Sus |  | Animal¦Birdfound¦Transformer(OH)¦Normal
24-0076585 | Wildfire Mitigation | Planned - WSIP/System Hardening |  |  | 2024 | Tier 2 | Transformer only |  |  |  | 2512240 | Sus |  | WildfireMitigation¦PlannedWSIPSystemHardening¦¦
24-0076147 | Wildfire Mitigation | Planned - WSIP/System Hardening |  |  | 2024 | Tier 2 | Distribution Circuit |  |  |  | 2512270 | Sus |  | WildfireMitigation¦PlannedWSIPSystemHardening¦¦
24-0078926 | Wildfire Mitigation | Planned - WSIP/System Hardening |  |  | 2024 | Tier 3 | Distribution Circuit |  |  |  | 2513501 | Sus |  | WildfireMitigation¦PlannedWSIPSystemHardening¦¦
24-0081933 | Wildfire Mitigation | Planned - WSIP/System Hardening |  |  | 2024 | Tier 2 | Distribution Circuit |  |  |  | 2513488 | Sus |  | WildfireMitigation¦PlannedWSIPSystemHardening¦¦
24-0078659 | Wildfire Mitigation | Planned - WSIP/System Hardening |  |  | 2024 | Tier 2 | Distribution Circuit |  |  |  | 2517101 | Sus |  | WildfireMitigation¦PlannedWSIPSystemHardening¦¦
24-0082355 | Wildfire Mitigation | Planned - WSIP/System Hardening |  |  | 2024 | Tier 2 | Transformer only |  |  |  | 2517316 | Sus |  | WildfireMitigation¦PlannedWSIPSystemHardening¦¦
24-0088413 | Unknown Cause | Patrol - found nothing |  |  | 2024 | Tier 2 | Distribution Circuit |  |  |  | 2517901 | Sus |  | UnknownCause¦Patrolfoundnothing¦¦
24-0088483 | Unknown Cause | Patrol - found nothing |  |  | 2024 | Tier 2 | Distribution Circuit |  |  |  | 2517916 | Sus |  | UnknownCause¦Patrolfoundnothing¦¦
24-0088316 | Unknown Cause | Patrol - found nothing |  |  | 2024 | Tier 2 | Distribution Circuit |  |  |  | 2517979 | Sus |  | UnknownCause¦Patrolfoundnothing¦¦
24-0069974 | Company Initiated | Planned- maintenance |  |  | 2024 | Tier 3 | Distribution Circuit |  |  |  | 2519151 | Sus |  | CompanyInitiated¦Plannedmaintenance¦¦
24-0089075 | Equipment Failure/Involved | Overhead | Pole-Wood | Deteriorated | 2024 | Tier 2 | Distribution Circuit |  |  |  | 2519929 | Sus |  | EquipmentFailureInvolved¦Overhead¦PoleWood¦Deteriorated
24-0083270 | Wildfire Mitigation | Planned - WSIP/System Hardening |  |  | 2024 | Tier 2 | Transformer only |  |  |  | 2520938 | Sus |  | WildfireMitigation¦PlannedWSIPSystemHardening¦¦
24-0077999 | Company Initiated | Planned- maintenance |  |  | 2024 | Tier 2 | Transformer only |  |  |  | 2521108 | Sus |  | CompanyInitiated¦Plannedmaintenance¦¦
24-0089853 | Wildfire Mitigation | Public Safety Power Shut-off | Fuse | Normal | 2024 | Tier 2 | Distribution Circuit |  |  |  | 2521884 | Sus |  | WildfireMitigation¦PublicSafetyPowerShutoff¦Fuse¦Normal
24-0090150 | Unknown Cause | Patrol - found nothing |  |  | 2024 | Tier 2 | Distribution Circuit |  |  |  | 2522293 | Sus |  | UnknownCause¦Patrolfoundnothing¦¦
24-0085482 | Wildfire Mitigation | Planned - WSIP/System Hardening |  |  | 2024 | Tier 2 | Transformer only |  |  |  | 2522997 | Sus |  | WildfireMitigation¦PlannedWSIPSystemHardening¦¦
24-0078668 | Company Initiated | Planned- maintenance |  |  | 2024 | Tier 2 | Transformer only |  |  |  | 2523062 | Sus |  | CompanyInitiated¦Plannedmaintenance¦¦
24-0080212 | Company Initiated | Planned- capital |  |  | 2024 | Tier 2 | Distribution Circuit |  |  |  | 2524164 | Sus |  | CompanyInitiated¦Plannedcapital¦¦
24-0079909 | Wildfire Mitigation | Planned - WSIP/System Hardening |  |  | 2024 | Tier 2 | Distribution Circuit |  |  |  | 2525469 | Sus |  | WildfireMitigation¦PlannedWSIPSystemHardening¦¦
24-0092492 | 3rd Party | Customer Equipment | Conductor- Overhead | Normal | 2024 | Tier 2 | Distribution Circuit |  |  |  | 2527641 | Sus |  | 3rdParty¦CustomerEquipment¦ConductorOverhead¦Normal
24-0087856 | Company Initiated | Planned- maintenance |  |  | 2024 | Tier 2 | Transformer only |  |  |  | 2529095 | Sus |  | CompanyInitiated¦Plannedmaintenance¦¦
24-0084119 | Wildfire Mitigation | Planned - WSIP/System Hardening |  |  | 2024 | Tier 3 | Transformer only |  |  |  | 2529119 | Sus |  | WildfireMitigation¦PlannedWSIPSystemHardening¦¦
24-0084122 | Wildfire Mitigation | Planned - WSIP/System Hardening |  |  | 2024 | Tier 3 | Transformer only |  |  |  | 2529280 | Sus |  | WildfireMitigation¦PlannedWSIPSystemHardening¦¦
24-0089237 | Wildfire Mitigation | Planned - WSIP/System Hardening |  |  | 2024 | Tier 3 | Transformer only |  |  |  | 2531816 | Sus |  | WildfireMitigation¦PlannedWSIPSystemHardening¦¦
24-0086654 | Wildfire Mitigation | Planned - WSIP/System Hardening |  |  | 2024 | Tier 2 | Transformer only |  |  |  | 2532835 | Sus |  | WildfireMitigation¦PlannedWSIPSystemHardening¦¦
24-0095507 | Unknown Cause | Patrol - found nothing |  |  | 2024 | Tier 2 | Distribution Circuit |  |  |  | 2534077 | Sus |  | UnknownCause¦Patrolfoundnothing¦¦
24-0090988 | Wildfire Mitigation | Planned - WSIP/System Hardening |  |  | 2024 | Tier 2 | Transformer only |  |  |  | 2534777 | Sus |  | WildfireMitigation¦PlannedWSIPSystemHardening¦¦
24-0089832 | Wildfire Mitigation | Planned - WSIP/System Hardening |  |  | 2024 | Tier 2 | Transformer only |  |  |  | 2534983 | Sus |  | WildfireMitigation¦PlannedWSIPSystemHardening¦¦
24-0093080 | Wildfire Mitigation | Planned - WSIP/System Hardening |  |  | 2024 | Tier 3 | Distribution Circuit |  |  |  | 2536575 | Sus |  | WildfireMitigation¦PlannedWSIPSystemHardening¦¦
24-0098185 | 3rd Party | Vehicle | Pole-Wood | Broken | 2024 | Tier 2 | Distribution Circuit |  |  |  | 2540192 | Sus |  | 3rdParty¦Vehicle¦PoleWood¦Broken
24-0091251 | Company Initiated | Planned- maintenance |  |  | 2024 | Tier 2 | Distribution Circuit |  |  |  | 2540255 | Sus |  | CompanyInitiated¦Plannedmaintenance¦¦
24-0090047 | Wildfire Mitigation | Planned - WSIP/System Hardening |  |  | 2024 | Tier 2 | Transformer only |  |  |  | 2540266 | Sus |  | WildfireMitigation¦PlannedWSIPSystemHardening¦¦
24-0090852 | Wildfire Mitigation | Planned - WSIP/System Hardening |  |  | 2024 | Tier 3 | Distribution Circuit |  |  |  | 2540359 | Sus |  | WildfireMitigation¦PlannedWSIPSystemHardening¦¦
24-0094776 | Wildfire Mitigation | Planned - WSIP/System Hardening |  |  | 2024 | Tier 2 | Distribution Circuit |  |  |  | 2541123 | Sus |  | WildfireMitigation¦PlannedWSIPSystemHardening¦¦
24-0090055 | Wildfire Mitigation | Planned - WSIP/System Hardening |  |  | 2024 | Tier 2 | Transformer only |  |  |  | 2541137 | Sus |  | WildfireMitigation¦PlannedWSIPSystemHardening¦¦
24-0090831 | Wildfire Mitigation | Planned - WSIP/System Hardening |  |  | 2024 | Tier 2 | Distribution Circuit |  |  |  | 2541919 | Sus |  | WildfireMitigation¦PlannedWSIPSystemHardening¦¦
24-0090843 | Company Initiated | Planned- maintenance |  |  | 2024 | Tier 2 | Distribution Circuit |  |  |  | 2541929 | Sus |  | CompanyInitiated¦Plannedmaintenance¦¦
24-0095244 | Wildfire Mitigation | Planned - WSIP/System Hardening |  |  | 2024 | Tier 3 | Distribution Circuit |  |  |  | 2545245 | Sus |  | WildfireMitigation¦PlannedWSIPSystemHardening¦¦
24-0095000 | Wildfire Mitigation | Planned - WSIP/System Hardening |  |  | 2024 | Tier 2 | Distribution Circuit |  |  |  | 2545262 | Sus |  | WildfireMitigation¦PlannedWSIPSystemHardening¦¦
24-0091587 | Company Initiated | Planned- capital |  |  | 2024 | Tier 3 | Distribution Circuit |  |  |  | 2546274 | Sus |  | CompanyInitiated¦Plannedcapital¦¦
24-0095212 | Wildfire Mitigation | Planned - WSIP/System Hardening |  |  | 2024 | Tier 3 | Distribution Circuit |  |  |  | 2546284 | Sus |  | WildfireMitigation¦PlannedWSIPSystemHardening¦¦
24-0091894 | Wildfire Mitigation | Planned - WSIP/System Hardening |  |  | 2024 | Tier 3 | Distribution Circuit |  |  |  | 2546407 | Sus |  | WildfireMitigation¦PlannedWSIPSystemHardening¦¦
24-0097710 | Wildfire Mitigation | Planned - WSIP/System Hardening |  |  | 2024 | Tier 2 | Transformer only |  |  |  | 2547120 | Sus |  | WildfireMitigation¦PlannedWSIPSystemHardening¦¦
24-0098399 | Wildfire Mitigation | Planned - WSIP/System Hardening |  |  | 2024 | Tier 2 | Distribution Circuit |  |  |  | 2547968 | Sus |  | WildfireMitigation¦PlannedWSIPSystemHardening¦¦
24-0093057 | Wildfire Mitigation | Planned - WSIP/System Hardening |  |  | 2024 | Tier 2 | Distribution Circuit |  |  |  | 2548009 | Sus |  | WildfireMitigation¦PlannedWSIPSystemHardening¦¦
24-0102613 | Equipment Failure/Involved | Overhead | Transformer (OH) | Broken | 2024 | Tier 2 | Distribution Circuit |  |  |  | 2549447 | Sus |  | EquipmentFailureInvolved¦Overhead¦Transformer(OH)¦Broken
24-0098589 | Company Initiated | Planned- maintenance |  |  | 2024 | Tier 3 | Transformer only |  |  |  | 2552244 | Sus |  | CompanyInitiated¦Plannedmaintenance¦¦
24-0098457 | Wildfire Mitigation | Planned - WSIP/System Hardening |  |  | 2024 | Tier 2 | Distribution Circuit |  |  |  | 2558269 | Sus |  | WildfireMitigation¦PlannedWSIPSystemHardening¦¦
24-0098463 | Wildfire Mitigation | Planned - WSIP/System Hardening |  |  | 2024 | Tier 2 | Distribution Circuit |  |  |  | 2558553 | Sus |  | WildfireMitigation¦PlannedWSIPSystemHardening¦¦
24-0106425 | Unknown Cause | Patrol - found nothing |  |  | 2024 | Tier 2 | Distribution Circuit |  |  |  | 2558736 | Sus |  | UnknownCause¦Patrolfoundnothing¦¦
24-0099929 | Wildfire Mitigation | Planned - WSIP/System Hardening |  |  | 2024 | Tier 2 | Distribution Circuit |  |  |  | 2559150 | Sus |  | WildfireMitigation¦PlannedWSIPSystemHardening¦¦
24-0099193 | Wildfire Mitigation | Planned - WSIP/System Hardening |  |  | 2024 | Tier 2 | Transformer only |  |  |  | 2559191 | Sus |  | WildfireMitigation¦PlannedWSIPSystemHardening¦¦
24-0106975 | Unknown Cause | Patrol - found nothing |  |  | 2024 | Tier 2 | Distribution Circuit |  |  |  | 2559611 | Sus |  | UnknownCause¦Patrolfoundnothing¦¦
24-0108323 | Vegetation | Tree - branch fell on line | Conductor- Overhead | Broken- wire on ground | 2024 | Tier 2 | Distribution Circuit |  |  |  | 2562272 | Sus |  | Vegetation¦Treebranchfellonline¦ConductorOverhead¦Brokenwireonground
24-0108486 | Unknown Cause | Patrol - found nothing |  |  | 2024 | Tier 2 | Distribution Circuit |  |  |  | 2563061 | Sus |  | UnknownCause¦Patrolfoundnothing¦¦
24-0100731 | Wildfire Mitigation | Planned - WSIP/System Hardening |  |  | 2024 | Tier 2 | Transformer only |  |  |  | 2563160 | Sus |  | WildfireMitigation¦PlannedWSIPSystemHardening¦¦
24-0100729 | Wildfire Mitigation | Planned - WSIP/System Hardening |  |  | 2024 | Tier 2 | Distribution Circuit |  |  |  | 2563158 | Sus |  | WildfireMitigation¦PlannedWSIPSystemHardening¦¦
24-0106024 | Wildfire Mitigation | Planned - WSIP/System Hardening |  |  | 2024 | Tier 2 | Distribution Circuit |  |  |  | 2564347 | Sus |  | WildfireMitigation¦PlannedWSIPSystemHardening¦¦
24-0109416 | Equipment Failure/Involved | Overhead | Pole-Wood | Deteriorated | 2024 | Tier 2 | Transformer only |  |  |  | 2564884 | Sus |  | EquipmentFailureInvolved¦Overhead¦PoleWood¦Deteriorated
24-0104296 | Wildfire Mitigation | Planned - WSIP/System Hardening |  |  | 2024 | Tier 3 | Distribution Circuit |  |  |  | 2565216 | Sus |  | WildfireMitigation¦PlannedWSIPSystemHardening¦¦
24-0102305 | Wildfire Mitigation | Planned - WSIP/System Hardening |  |  | 2024 | Tier 2 | Distribution Circuit |  |  |  | 2566405 | Sus |  | WildfireMitigation¦PlannedWSIPSystemHardening¦¦
24-0110638 | Unknown Cause | Patrol - found nothing |  |  | 2024 | Tier 2 | Distribution Circuit |  |  |  | 2567259 | Sus |  | UnknownCause¦Patrolfoundnothing¦¦
24-0099956 | Wildfire Mitigation | Planned - WSIP/System Hardening |  |  | 2024 | Tier 3 | Distribution Circuit |  |  |  | 2567303 | Sus |  | WildfireMitigation¦PlannedWSIPSystemHardening¦¦
24-0111175 | Unknown Cause | Patrol - found nothing |  |  | 2024 | Tier 2 | Distribution Circuit |  |  |  | 2568749 | Sus |  | UnknownCause¦Patrolfoundnothing¦¦
24-0111227 | Unknown Cause | Patrol - found nothing |  |  | 2024 | Tier 2 | Distribution Circuit |  |  |  | 2568956 | Sus |  | UnknownCause¦Patrolfoundnothing¦¦
24-0104217 | Wildfire Mitigation | Planned - WSIP/System Hardening |  |  | 2024 | Tier 2 | Transformer only |  |  |  | 2569444 | Sus |  | WildfireMitigation¦PlannedWSIPSystemHardening¦¦
24-0103627 | Wildfire Mitigation | Planned - WSIP/System Hardening |  |  | 2024 | Tier 2 | Distribution Circuit |  |  |  | 2570520 | Sus |  | WildfireMitigation¦PlannedWSIPSystemHardening¦¦
24-0105186 | Company Initiated | Planned- capital |  |  | 2024 | Tier 3 | Distribution Circuit |  |  |  | 2570673 | Sus |  | CompanyInitiated¦Plannedcapital¦¦
24-0103906 | Wildfire Mitigation | Planned - WSIP/System Hardening |  |  | 2024 | Tier 2 | Transformer only |  |  |  | 2571737 | Sus |  | WildfireMitigation¦PlannedWSIPSystemHardening¦¦
24-0102387 | Wildfire Mitigation | Planned - WSIP/System Hardening |  |  | 2024 | Tier 3 | Distribution Circuit |  |  |  | 2571506 | Sus |  | WildfireMitigation¦PlannedWSIPSystemHardening¦¦
24-0104261 | Company Initiated | Planned- capital |  |  | 2024 | Tier 2 | Distribution Circuit |  |  |  | 2571517 | Sus |  | CompanyInitiated¦Plannedcapital¦¦
24-0103908 | Wildfire Mitigation | Planned - WSIP/System Hardening |  |  | 2024 | Tier 3 | Distribution Circuit |  |  |  | 2573297 | Sus |  | WildfireMitigation¦PlannedWSIPSystemHardening¦¦
24-0114040 | Unknown Cause | Patrol - found nothing |  |  | 2024 | Tier 3 | Distribution Circuit |  |  |  | 2574143 | Sus |  | UnknownCause¦Patrolfoundnothing¦¦
24-0105555 | Wildfire Mitigation | Planned - WSIP/System Hardening |  |  | 2024 | Tier 3 | Distribution Circuit |  |  |  | 2575127 | Sus |  | WildfireMitigation¦PlannedWSIPSystemHardening¦¦
24-0105552 | Wildfire Mitigation | Planned - WSIP/System Hardening |  |  | 2024 | Tier 2 | Distribution Circuit |  |  |  | 2575168 | Sus |  | WildfireMitigation¦PlannedWSIPSystemHardening¦¦
24-0114586 | Unknown Cause | Patrol - found nothing |  |  | 2024 | Tier 2 | Distribution Circuit |  |  |  | 2575711 | Sus |  | UnknownCause¦Patrolfoundnothing¦¦
24-0114728 | Vegetation | Tree - bark fell into line | Conductor- Overhead | Normal | 2024 | Tier 2 | Distribution Circuit |  |  |  | 2575899 | Sus |  | Vegetation¦Treebarkfellintoline¦ConductorOverhead¦Normal
24-0105890 | Wildfire Mitigation | Planned - WSIP/System Hardening |  |  | 2024 | Tier 2 | Distribution Circuit |  |  |  | 2576204 | Sus |  | WildfireMitigation¦PlannedWSIPSystemHardening¦¦
24-0096334 | Company Initiated | Planned- maintenance |  |  | 2024 | Tier 3 | Distribution Circuit |  |  |  | 2576210 | Sus |  | CompanyInitiated¦Plannedmaintenance¦¦
24-0105922 | Wildfire Mitigation | Planned - WSIP/System Hardening |  |  | 2024 | Tier 2 | Distribution Circuit |  |  |  | 2576445 | Sus |  | WildfireMitigation¦PlannedWSIPSystemHardening¦¦
24-0105385 | Wildfire Mitigation | Planned - WSIP/System Hardening |  |  | 2024 | Tier 2 | Distribution Circuit |  |  |  | 2577295 | Sus |  | WildfireMitigation¦PlannedWSIPSystemHardening¦¦
24-0105394 | Company Initiated | Planned- maintenance |  |  | 2024 | Tier 2 | Transformer only |  |  |  | 2577302 | Sus |  | CompanyInitiated¦Plannedmaintenance¦¦
24-0106624 | Company Initiated | Planned- capital |  |  | 2024 | Tier 2 | Distribution Circuit |  |  |  | 2578249 | Sus |  | CompanyInitiated¦Plannedcapital¦¦
24-0105942 | Wildfire Mitigation | Planned - WSIP/System Hardening |  |  | 2024 | Tier 2 | Distribution Circuit |  |  |  | 2579256 | Sus |  | WildfireMitigation¦PlannedWSIPSystemHardening¦¦
24-0117554 | Equipment Failure/Involved | Underground | Transformer (UG) | Broken | 2024 | Tier 3 | Transformer only |  |  |  | 2581715 | Sus |  | EquipmentFailureInvolved¦Underground¦Transformer(UG)¦Broken
24-0117572 | Equipment Failure/Involved | Underground | Transformer (UG) | Broken | 2024 | Tier 2 | Distribution Circuit |  |  |  | 2581849 | Sus |  | EquipmentFailureInvolved¦Underground¦Transformer(UG)¦Broken
24-0117877 | Unknown Cause | Patrol - found nothing |  |  | 2024 | Tier 2 | Distribution Circuit |  |  |  | 2582450 | Sus |  | UnknownCause¦Patrolfoundnothing¦¦
24-0118065 | Unknown Cause | Patrol - found nothing |  |  | 2024 | Tier 2 | Distribution Circuit |  |  |  | 2582799 | Sus |  | UnknownCause¦Patrolfoundnothing¦¦
24-0119314 | Unknown Cause | Patrol - found nothing |  |  | 2024 | Tier 2 | Distribution Circuit |  |  |  | 2585450 | Sus |  | UnknownCause¦Patrolfoundnothing¦¦
24-0119918 | Animal | Squirrel | Conductor- Overhead | Normal | 2024 | Tier 2 | Distribution Circuit |  |  |  | 2587170 | Sus |  | Animal¦Squirrel¦ConductorOverhead¦Normal
24-0120410 | Animal | Bird found | Fuse | Failed/Faulted | 2024 | Tier 2 | Distribution Circuit |  |  |  | 2588632 | Sus |  | Animal¦Birdfound¦Fuse¦FailedFaulted
24-0121548 | Unknown Cause | Patrol - found nothing |  |  | 2024 | Zone 1 | Distribution Circuit |  |  |  | 2591040 | Sus |  | UnknownCause¦Patrolfoundnothing¦¦
24-0115942 | Wildfire Mitigation | Planned - WSIP/System Hardening |  |  | 2024 | Tier 2 | Distribution Circuit |  |  |  | 2595255 | Sus |  | WildfireMitigation¦PlannedWSIPSystemHardening¦¦
24-0119130 | Company Initiated | Planned- maintenance |  |  | 2024 | Tier 2 | Distribution Circuit |  |  |  | 2595831 | Sus |  | CompanyInitiated¦Plannedmaintenance¦¦
24-0116020 | Wildfire Mitigation | Planned - WSIP/System Hardening |  |  | 2024 | Tier 2 | Distribution Circuit |  |  |  | 2595957 | Sus |  | WildfireMitigation¦PlannedWSIPSystemHardening¦¦
24-0124335 | Unknown Cause | Patrol - found nothing |  |  | 2024 | Tier 2 | Distribution Circuit |  |  |  | 2596825 | Sus |  | UnknownCause¦Patrolfoundnothing¦¦
24-0124435 | Animal | Bird found | Conductor- Overhead | Normal | 2024 | Tier 2 | Distribution Circuit |  |  |  | 2596966 | Sus |  | Animal¦Birdfound¦ConductorOverhead¦Normal
24-0125464 | Animal | Bird found | Conductor- Overhead | Normal | 2024 | Tier 2 | Distribution Circuit |  |  |  | 2599538 | Sus |  | Animal¦Birdfound¦ConductorOverhead¦Normal
24-0115878 | Wildfire Mitigation | Planned - WSIP/System Hardening |  |  | 2024 | Tier 2 | Distribution Circuit |  |  |  | 2600163 | Sus |  | WildfireMitigation¦PlannedWSIPSystemHardening¦¦
24-0108882 | Company Initiated | Planned- capital |  |  | 2024 | Tier 2 | Distribution Circuit |  |  |  | 2600238 | Sus |  | CompanyInitiated¦Plannedcapital¦¦
24-0114308 | Wildfire Mitigation | Planned - WSIP/System Hardening |  |  | 2024 | Tier 2 | Transformer only |  |  |  | 2601185 | Sus |  | WildfireMitigation¦PlannedWSIPSystemHardening¦¦
24-0117354 | Company Initiated | Planned- maintenance |  |  | 2024 | Tier 2 | Transformer only |  |  |  | 2602990 | Sus |  | CompanyInitiated¦Plannedmaintenance¦¦
24-0115553 | Company Initiated | Planned- maintenance |  |  | 2024 | Tier 3 | Distribution Circuit |  |  |  | 2602939 | Sus |  | CompanyInitiated¦Plannedmaintenance¦¦
24-0127256 | Equipment Failure/Involved | Overhead | Conductor- Overhead | Normal | 2024 | Tier 2 | Distribution Circuit |  |  |  | 2603055 | Sus |  | EquipmentFailureInvolved¦Overhead¦ConductorOverhead¦Normal
24-0128112 | Equipment Failure/Involved | Overhead | Pole-Wood | Deteriorated | 2024 | Tier 2 | Distribution Circuit |  |  |  | 2604497 | Sus |  | EquipmentFailureInvolved¦Overhead¦PoleWood¦Deteriorated
24-0128296 | Equipment Failure/Involved | Overhead | Pole-Wood | Deteriorated | 2024 | Tier 3 | Distribution Circuit |  |  |  | 2605407 | Sus |  | EquipmentFailureInvolved¦Overhead¦PoleWood¦Deteriorated
24-0117207 | Wildfire Mitigation | Planned - WSIP/System Hardening |  |  | 2024 | Tier 2 | Distribution Circuit |  |  |  | 2608113 | Sus |  | WildfireMitigation¦PlannedWSIPSystemHardening¦¦
24-0124740 | Wildfire Mitigation | Planned - WSIP/System Hardening |  |  | 2024 | Tier 2 | Transformer only |  |  |  | 2610128 | Sus |  | WildfireMitigation¦PlannedWSIPSystemHardening¦¦
24-0123179 | Wildfire Mitigation | Planned - WSIP/System Hardening |  |  | 2024 | Tier 2 | Transformer only |  |  |  | 2610279 | Sus |  | WildfireMitigation¦PlannedWSIPSystemHardening¦¦
24-0130798 | Equipment Failure/Involved | Fire- pole | Pole-Wood | Burned/flashed | 2024 | Tier 2 | Distribution Circuit |  |  |  | 2611003 | Sus |  | EquipmentFailureInvolved¦Firepole¦PoleWood¦Burnedflashed
24-0128207 | Company Initiated | Planned- maintenance |  |  | 2024 | Tier 2 | Transformer only |  |  |  | 2613013 | Sus |  | CompanyInitiated¦Plannedmaintenance¦¦
24-0126663 | Wildfire Mitigation | Planned - WSIP/System Hardening |  |  | 2024 | Tier 2 | Transformer only |  |  |  | 2613144 | Sus |  | WildfireMitigation¦PlannedWSIPSystemHardening¦¦
24-0126290 | Company Initiated | Planned- maintenance |  |  | 2024 | Tier 2 | Distribution Circuit |  |  |  | 2613200 | Sus |  | CompanyInitiated¦Plannedmaintenance¦¦
24-0131931 | Equipment Failure/Involved | Overhead | Pole-Wood | Deteriorated | 2024 | Tier 2 | Distribution Circuit |  |  |  | 2614076 | Sus |  | EquipmentFailureInvolved¦Overhead¦PoleWood¦Deteriorated
24-0132632 | Unknown Cause | Patrol - found nothing |  |  | 2024 | Tier 2 | Distribution Circuit |  |  |  | 2616693 | Sus |  | UnknownCause¦Patrolfoundnothing¦¦
24-0132960 | Unknown Cause | Patrol - found nothing |  |  | 2024 | Tier 2 | Distribution Circuit |  |  |  | 2617398 | Sus |  | UnknownCause¦Patrolfoundnothing¦¦
24-0126993 | Company Initiated | Planned- capital |  |  | 2024 | Tier 3 | Distribution Circuit |  |  |  | 2617701 | Sus |  | CompanyInitiated¦Plannedcapital¦¦
24-0127691 | Wildfire Mitigation | Planned - WSIP/System Hardening |  |  | 2024 | Tier 2 | Distribution Circuit |  |  |  | 2618587 | Sus |  | WildfireMitigation¦PlannedWSIPSystemHardening¦¦
24-0120812 | Wildfire Mitigation | Planned - WSIP/System Hardening |  |  | 2024 | Tier 3 | Transformer only |  |  |  | 2618663 | Sus |  | WildfireMitigation¦PlannedWSIPSystemHardening¦¦
24-0120803 | Wildfire Mitigation | Planned - WSIP/System Hardening |  |  | 2024 | Tier 2 | Transformer only |  |  |  | 2618675 | Sus |  | WildfireMitigation¦PlannedWSIPSystemHardening¦¦
24-0133549 | Unknown Cause | Patrol - found nothing |  |  | 2024 | Tier 2 | Distribution Circuit |  |  |  | 2618946 | Sus |  | UnknownCause¦Patrolfoundnothing¦¦
24-0133777 | Unknown Cause | Patrol - found nothing |  |  | 2024 | Tier 2 | Distribution Circuit |  |  |  | 2619503 | Sus |  | UnknownCause¦Patrolfoundnothing¦¦
24-0133894 | Equipment Failure/Involved | Overhead | Pole-Wood | Broken | 2024 | Tier 2 | Distribution Circuit |  |  |  | 2620121 | Sus |  | EquipmentFailureInvolved¦Overhead¦PoleWood¦Broken
24-0134375 | Equipment Failure/Involved | Overhead | Bushing | Broken | 2024 | Tier 2 | Transformer only |  |  |  | 2622053 | Sus |  | EquipmentFailureInvolved¦Overhead¦Bushing¦Broken
24-0124178 | Wildfire Mitigation | Planned - WSIP/System Hardening |  |  | 2024 | Tier 2 | Distribution Circuit |  |  |  | 2622636 | Sus |  | WildfireMitigation¦PlannedWSIPSystemHardening¦¦
24-0127429 | Wildfire Mitigation | Planned - WSIP/System Hardening |  |  | 2024 | Tier 2 | Transformer only |  |  |  | 2622754 | Sus |  | WildfireMitigation¦PlannedWSIPSystemHardening¦¦
24-0130746 | Company Initiated | Planned- maintenance |  |  | 2024 | Tier 3 | Transformer only |  |  |  | 2623798 | Sus |  | CompanyInitiated¦Plannedmaintenance¦¦
24-0127542 | Wildfire Mitigation | Planned - WSIP/System Hardening |  |  | 2024 | Tier 2 | Distribution Circuit |  |  |  | 2623844 | Sus |  | WildfireMitigation¦PlannedWSIPSystemHardening¦¦
24-0127542 | Wildfire Mitigation | Planned - WSIP/System Hardening |  |  | 2024 | Tier 2 | Distribution Circuit |  |  |  | 2623845 | Sus |  | WildfireMitigation¦PlannedWSIPSystemHardening¦¦
24-0123466 | Wildfire Mitigation | Planned - WSIP/System Hardening |  |  | 2024 | Tier 2 | Transformer only |  |  |  | 2623847 | Sus |  | WildfireMitigation¦PlannedWSIPSystemHardening¦¦
24-0121252 | Wildfire Mitigation | Planned - WSIP/System Hardening |  |  | 2024 | Tier 2 | Transformer only |  |  |  | 2623857 | Sus |  | WildfireMitigation¦PlannedWSIPSystemHardening¦¦
24-0135010 | Equipment Failure/Involved | Overhead | Crossarm- Wood | Deteriorated | 2024 | Tier 2 | Distribution Circuit |  |  |  | 2623889 | Sus |  | EquipmentFailureInvolved¦Overhead¦CrossarmWood¦Deteriorated
24-0135319 | Vegetation | Tree - fell into line | Conductor- Overhead | Broken- wire on ground | 2024 | Tier 2 | Transformer only |  |  |  | 2624500 | Sus |  | Vegetation¦Treefellintoline¦ConductorOverhead¦Brokenwireonground
24-0135322 | Equipment Failure/Involved | Overhead | Transformer (OH) | Broken | 2024 | Tier 2 | Transformer only |  |  |  | 2624505 | Sus |  | EquipmentFailureInvolved¦Overhead¦Transformer(OH)¦Broken
24-0135320 | Vegetation | Tree - fell into line | Conductor- Overhead | Broken- wire on ground | 2024 | Tier 2 | Transformer only |  |  |  | 2624523 | Sus |  | Vegetation¦Treefellintoline¦ConductorOverhead¦Brokenwireonground
24-0133235 | Wildfire Mitigation | Planned - WSIP/System Hardening |  |  | 2024 | Tier 2 | Transformer only |  |  |  | 2624840 | Sus |  | WildfireMitigation¦PlannedWSIPSystemHardening¦¦
24-0129332 | Company Initiated | Planned- maintenance |  |  | 2024 | Tier 2 | Distribution Circuit |  |  |  | 2624903 | Sus |  | CompanyInitiated¦Plannedmaintenance¦¦
24-0130422 | Wildfire Mitigation | Planned - WSIP/System Hardening |  |  | 2024 | Tier 2 | Distribution Circuit |  |  |  | 2624952 | Sus |  | WildfireMitigation¦PlannedWSIPSystemHardening¦¦
24-0131670 | Wildfire Mitigation | Planned - WSIP/System Hardening |  |  | 2024 | Tier 2 | Transformer only |  |  |  | 2625763 | Sus |  | WildfireMitigation¦PlannedWSIPSystemHardening¦¦
24-0131671 | Wildfire Mitigation | Planned - WSIP/System Hardening |  |  | 2024 | Tier 2 | Transformer only |  |  |  | 2625764 | Sus |  | WildfireMitigation¦PlannedWSIPSystemHardening¦¦
24-0123815 | Company Initiated | Planned- maintenance |  |  | 2024 | Tier 2 | Transformer only |  |  |  | 2625921 | Sus |  | CompanyInitiated¦Plannedmaintenance¦¦
24-0125637 | Wildfire Mitigation | Planned - WSIP/System Hardening |  |  | 2024 | Tier 2 | Distribution Circuit |  |  |  | 2629097 | Sus |  | WildfireMitigation¦PlannedWSIPSystemHardening¦¦
24-0129140 | Wildfire Mitigation | Planned - WSIP/System Hardening |  |  | 2024 | Tier 3 | Distribution Circuit |  |  |  | 2630434 | Sus |  | WildfireMitigation¦PlannedWSIPSystemHardening¦¦
24-0139248 | Vegetation | Tree - fell into line | Service conductor | Broken- wire on ground | 2024 | Tier 2 | Transformer only |  |  |  | 2635132 | Sus |  | Vegetation¦Treefellintoline¦Serviceconductor¦Brokenwireonground
24-0134961 | Wildfire Mitigation | Planned - WSIP/System Hardening |  |  | 2024 | Tier 2 | Transformer only |  |  |  | 2638564 | Sus |  | WildfireMitigation¦PlannedWSIPSystemHardening¦¦
24-0141283 | Animal | Squirrel | Fuse | Burned Open | 2024 | Tier 3 | Distribution Circuit |  |  |  | 2640167 | Sus |  | Animal¦Squirrel¦Fuse¦BurnedOpen
24-0132390 | Wildfire Mitigation | Planned - WSIP/System Hardening |  |  | 2024 | Tier 2 | Distribution Circuit |  |  |  | 2641511 | Sus |  | WildfireMitigation¦PlannedWSIPSystemHardening¦¦
24-0134638 | Wildfire Mitigation | Planned - WSIP/System Hardening |  |  | 2024 | Tier 2 | Distribution Circuit |  |  |  | 2641623 | Sus |  | WildfireMitigation¦PlannedWSIPSystemHardening¦¦
24-0138790 | Company Initiated | Planned- capital |  |  | 2024 | Tier 2 | Distribution Circuit |  |  |  | 2643570 | Sus |  | CompanyInitiated¦Plannedcapital¦¦
24-0140988 | Company Initiated | Planned- maintenance |  |  | 2024 | Tier 2 | Transformer only |  |  |  | 2643634 | Sus |  | CompanyInitiated¦Plannedmaintenance¦¦
24-0140963 | Company Initiated | Planned- maintenance |  |  | 2024 | Tier 2 | Distribution Circuit |  |  |  | 2644685 | Sus |  | CompanyInitiated¦Plannedmaintenance¦¦
24-0139598 | Company Initiated | Planned- maintenance |  |  | 2024 | Tier 2 | Distribution Circuit |  |  |  | 2644372 | Sus |  | CompanyInitiated¦Plannedmaintenance¦¦
24-0137810 | Company Initiated | Planned- maintenance |  |  | 2024 | Tier 2 | Transformer only |  |  |  | 2644756 | Sus |  | CompanyInitiated¦Plannedmaintenance¦¦
24-0140964 | Company Initiated | Planned- maintenance |  |  | 2024 | Tier 3 | Transformer only |  |  |  | 2644770 | Sus |  | CompanyInitiated¦Plannedmaintenance¦¦
24-0140972 | Company Initiated | Planned- maintenance |  |  | 2024 | Tier 3 | Transformer only |  |  |  | 2645706 | Sus |  | CompanyInitiated¦Plannedmaintenance¦¦
24-0135370 | Wildfire Mitigation | Planned - WSIP/System Hardening |  |  | 2024 | Tier 2 | Distribution Circuit |  |  |  | 2645708 | Sus |  | WildfireMitigation¦PlannedWSIPSystemHardening¦¦
24-0135926 | Wildfire Mitigation | Planned - WSIP/System Hardening |  |  | 2024 | Tier 2 | Distribution Circuit |  |  |  | 2645040 | Sus |  | WildfireMitigation¦PlannedWSIPSystemHardening¦¦
24-0141728 | Company Initiated | Planned- maintenance |  |  | 2024 | Tier 2 | Transformer only |  |  |  | 2646392 | Sus |  | CompanyInitiated¦Plannedmaintenance¦¦
24-0142729 | Company Initiated | Planned- capital |  |  | 2024 | Tier 2 | Distribution Circuit |  |  |  | 2648048 | Sus |  | CompanyInitiated¦Plannedcapital¦¦
24-0136172 | Company Initiated | Planned- capital |  |  | 2024 | Tier 3 | Distribution Circuit |  |  |  | 2648655 | Sus |  | CompanyInitiated¦Plannedcapital¦¦
24-0136932 | Wildfire Mitigation | Planned - WSIP/System Hardening |  |  | 2024 | Tier 2 | Transformer only |  |  |  | 2649680 | Sus |  | WildfireMitigation¦PlannedWSIPSystemHardening¦¦
24-0140935 | Wildfire Mitigation | Planned - WSIP/System Hardening |  |  | 2024 | Tier 2 | Distribution Circuit |  |  |  | 2650668 | Sus |  | WildfireMitigation¦PlannedWSIPSystemHardening¦¦
24-0144598 | Unknown Cause | Patrol - found nothing |  |  | 2024 | Tier 3 | Distribution Circuit |  |  |  | 2650663 | Sus |  | UnknownCause¦Patrolfoundnothing¦¦
24-0137022 | Company Initiated | Planned- maintenance |  |  | 2024 | Tier 2 | Distribution Circuit |  |  |  | 2650757 | Sus |  | CompanyInitiated¦Plannedmaintenance¦¦
24-0135776 | Wildfire Mitigation | Planned - WSIP/System Hardening |  |  | 2024 | Tier 2 | Distribution Circuit |  |  |  | 2651663 | Sus |  | WildfireMitigation¦PlannedWSIPSystemHardening¦¦
24-0145820 | Unknown Cause | Patrol - found nothing |  |  | 2024 | Tier 2 | Distribution Circuit |  |  |  | 2659722 | Sus |  | UnknownCause¦Patrolfoundnothing¦¦
24-0145612 | Unknown Cause | Patrol - found nothing |  |  | 2024 | Tier 2 | Distribution Circuit |  |  |  | 2656634 | Sus |  | UnknownCause¦Patrolfoundnothing¦¦
24-0145645 | Equipment Failure/Involved | Overhead | Conductor- Overhead | Together | 2024 | Tier 2 | Distribution Circuit |  |  |  | 2656743 | Sus |  | EquipmentFailureInvolved¦Overhead¦ConductorOverhead¦Together
24-0145535 | Equipment Failure/Involved | Overhead | Conductor- Overhead | Together | 2024 | Tier 2 | Distribution Circuit |  |  |  | 2656786 | Sus |  | EquipmentFailureInvolved¦Overhead¦ConductorOverhead¦Together
24-0145765 | Unknown Cause | Patrol - found nothing |  |  | 2024 | Tier 2 | Distribution Circuit |  |  |  | 2659578 | Sus |  | UnknownCause¦Patrolfoundnothing¦¦
24-0145845 | Equipment Failure/Involved | Overhead | Crossarm- Wood | Broken | 2024 | Tier 3 | Distribution Circuit |  |  |  | 2659802 | Sus |  | EquipmentFailureInvolved¦Overhead¦CrossarmWood¦Broken
24-0140900 | Company Initiated | Planned- maintenance |  |  | 2024 | Tier 2 | Distribution Circuit |  |  |  | 2663803 | Sus |  | CompanyInitiated¦Plannedmaintenance¦¦
24-0139817 | Wildfire Mitigation | Planned - WSIP/System Hardening |  |  | 2024 | Tier 2 | Distribution Circuit |  |  |  | 2664065 | Sus |  | WildfireMitigation¦PlannedWSIPSystemHardening¦¦
24-0141511 | Company Initiated | Planned- maintenance |  |  | 2024 | Tier 2 | Distribution Circuit |  |  |  | 2664730 | Sus |  | CompanyInitiated¦Plannedmaintenance¦¦
24-0147047 | Unknown Cause | Patrol - found nothing |  |  | 2024 | Tier 3 | Distribution Circuit |  |  |  | 2665460 | Sus |  | UnknownCause¦Patrolfoundnothing¦¦
24-0143612 | Company Initiated | Planned- maintenance |  |  | 2024 | Tier 3 | Transformer only |  |  |  | 2665897 | Sus |  | CompanyInitiated¦Plannedmaintenance¦¦
24-0137159 | Company Initiated | Planned- maintenance |  |  | 2024 | Tier 2 | Transformer only |  |  |  | 2666560 | Sus |  | CompanyInitiated¦Plannedmaintenance¦¦
24-0147605 | Equipment Failure/Involved | Overhead | Secondary | Together | 2024 | Tier 2 | Transformer only |  |  |  | 2668715 | Sus |  | EquipmentFailureInvolved¦Overhead¦Secondary¦Together
24-0147802 | Unknown Cause | Patrol - found nothing |  |  | 2024 | Tier 3 | Distribution Circuit |  |  |  | 2669862 | Sus |  | UnknownCause¦Patrolfoundnothing¦¦
24-0148075 | 3rd Party | Fire- house or bldg. | Capacitor | Burned/flashed | 2024 | Zone 1 | Distribution Circuit |  |  |  | 2671583 | Sus |  | 3rdParty¦Firehouseorbldg¦Capacitor¦Burnedflashed
24-0142786 | Wildfire Mitigation | Planned - WSIP/System Hardening |  |  | 2024 | Tier 2 | Distribution Circuit |  |  |  | 2672357 | Sus |  | WildfireMitigation¦PlannedWSIPSystemHardening¦¦
24-0003021 | Wildfire Mitigation | Planned - WSIP/System Hardening |  |  | 2024 | Tier 3 | Transformer only |  |  |  | 2306929 | Sus |  | WildfireMitigation¦PlannedWSIPSystemHardening¦¦
24-0001807 | Wildfire Mitigation | Planned - WSIP/System Hardening |  |  | 2024 | Tier 2 | Distribution Circuit |  |  |  | 2307656 | Sus |  | WildfireMitigation¦PlannedWSIPSystemHardening¦¦
24-0001911 | Wildfire Mitigation | Planned - WSIP/System Hardening |  |  | 2024 | Tier 2 | Distribution Circuit |  |  |  | 2309543 | Sus |  | WildfireMitigation¦PlannedWSIPSystemHardening¦¦
24-0007934 | 3rd Party | Vehicle | Pole-Wood | Broken | 2024 | Tier 3 | Distribution Circuit |  |  |  | 2309752 | Sus |  | 3rdParty¦Vehicle¦PoleWood¦Broken
24-0004363 | Wildfire Mitigation | Planned - WSIP/System Hardening |  |  | 2024 | Tier 2 | Distribution Circuit |  |  |  | 2310463 | Sus |  | WildfireMitigation¦PlannedWSIPSystemHardening¦¦
24-0000686 | Wildfire Mitigation | Planned - WSIP/System Hardening |  |  | 2024 | Tier 2 | Distribution Circuit |  |  |  | 2310518 | Sus |  | WildfireMitigation¦PlannedWSIPSystemHardening¦¦
24-0010726 | Equipment Failure/Involved | Overhead | Jumper | Burned/flashed | 2024 | Tier 2 | Distribution Circuit |  |  |  | 2315511 | Sus |  | EquipmentFailureInvolved¦Overhead¦Jumper¦Burnedflashed
24-0003568 | Company Initiated | Planned- maintenance |  |  | 2024 | Tier 2 | Distribution Circuit |  |  |  | 2317315 | Sus |  | CompanyInitiated¦Plannedmaintenance¦¦
24-0004382 | Wildfire Mitigation | Planned - WSIP/System Hardening |  |  | 2024 | Tier 2 | Transformer only |  |  |  | 2317446 | Sus |  | WildfireMitigation¦PlannedWSIPSystemHardening¦¦
24-0004466 | Wildfire Mitigation | Planned - WSIP/System Hardening |  |  | 2024 | Tier 2 | Transformer only |  |  |  | 2318256 | Sus |  | WildfireMitigation¦PlannedWSIPSystemHardening¦¦
24-0005347 | Wildfire Mitigation | Planned - WSIP/System Hardening |  |  | 2024 | Tier 2 | Transformer only |  |  |  | 2318271 | Sus |  | WildfireMitigation¦PlannedWSIPSystemHardening¦¦
24-0004508 | Wildfire Mitigation | Planned - WSIP/System Hardening |  |  | 2024 | Tier 2 | Transformer only |  |  |  | 2318908 | Sus |  | WildfireMitigation¦PlannedWSIPSystemHardening¦¦
24-0008319 | Wildfire Mitigation | Planned - WSIP/System Hardening |  |  | 2024 | Tier 2 | Distribution Circuit |  |  |  | 2321193 | Sus |  | WildfireMitigation¦PlannedWSIPSystemHardening¦¦
24-0004663 | Wildfire Mitigation | Planned - WSIP/System Hardening |  |  | 2024 | Tier 2 | Distribution Circuit |  |  |  | 2322073 | Sus |  | WildfireMitigation¦PlannedWSIPSystemHardening¦¦
24-0000684 | Wildfire Mitigation | Planned - WSIP/System Hardening |  |  | 2024 | Tier 2 | Distribution Circuit |  |  |  | 2323783 | Sus |  | WildfireMitigation¦PlannedWSIPSystemHardening¦¦
24-0007187 | Company Initiated | Planned- capital |  |  | 2024 | Tier 3 | Distribution Circuit |  |  |  | 2323758 | Sus |  | CompanyInitiated¦Plannedcapital¦¦
24-0009279 | Wildfire Mitigation | Planned - WSIP/System Hardening |  |  | 2024 | Tier 2 | Distribution Circuit |  |  |  | 2324570 | Sus |  | WildfireMitigation¦PlannedWSIPSystemHardening¦¦
24-0011132 | Wildfire Mitigation | Planned - WSIP/System Hardening |  |  | 2024 | Tier 2 | Transformer only |  |  |  | 2326924 | Sus |  | WildfireMitigation¦PlannedWSIPSystemHardening¦¦
24-0008188 | Wildfire Mitigation | Planned - WSIP/System Hardening |  |  | 2024 | Tier 2 | Transformer only |  |  |  | 2328131 | Sus |  | WildfireMitigation¦PlannedWSIPSystemHardening¦¦
24-0011216 | Wildfire Mitigation | Planned - WSIP/System Hardening |  |  | 2024 | Tier 2 | Distribution Circuit |  |  |  | 2329092 | Sus |  | WildfireMitigation¦PlannedWSIPSystemHardening¦¦
24-0010113 | Wildfire Mitigation | Planned - WSIP/System Hardening |  |  | 2024 | Tier 2 | Transformer only |  |  |  | 2331007 | Sus |  | WildfireMitigation¦PlannedWSIPSystemHardening¦¦
24-0011092 | Wildfire Mitigation | Planned - WSIP/System Hardening |  |  | 2024 | Tier 2 | Transformer only |  |  |  | 2332255 | Sus |  | WildfireMitigation¦PlannedWSIPSystemHardening¦¦
24-0019093 | Vegetation | Tree - fell into line | Conductor- Overhead | Broken- wire on ground | 2024 | Tier 2 | Distribution Circuit |  |  |  | 2334153 | Sus |  | Vegetation¦Treefellintoline¦ConductorOverhead¦Brokenwireonground
24-0019603 | Unknown Cause | Patrol - found nothing |  |  | 2024 | Tier 2 | Distribution Circuit |  |  |  | 2337414 | Sus |  | UnknownCause¦Patrolfoundnothing¦¦
24-0019586 | Vegetation | Tree - branch fell on line | Conductor- Overhead | Normal | 2024 | Tier 2 | Distribution Circuit |  |  |  | 2338034 | Sus |  | Vegetation¦Treebranchfellonline¦ConductorOverhead¦Normal
24-0020558 | Unknown Cause | Patrol - found nothing |  |  | 2024 | Tier 3 | Distribution Circuit |  |  |  | 2340252 | Sus |  | UnknownCause¦Patrolfoundnothing¦¦
24-0020296 | Vegetation | Tree - branch fell on line | Conductor- Overhead | Normal | 2024 | Tier 3 | Distribution Circuit |  |  |  | 2342365 | Sus |  | Vegetation¦Treebranchfellonline¦ConductorOverhead¦Normal
24-0020497 | Unknown Cause | Patrol - found nothing |  |  | 2024 | Tier 2 | Distribution Circuit |  |  |  | 2341823 | Sus |  | UnknownCause¦Patrolfoundnothing¦¦
24-0021007 | Vegetation | Tree - branch fell on line | Connector or Splice (OH) | Normal | 2024 | Tier 2 | Distribution Circuit |  |  |  | 2346812 | Sus |  | Vegetation¦Treebranchfellonline¦ConnectororSplice(OH)¦Normal
24-0021000 | Vegetation | Tree - branch fell on line | Conductor- Overhead | Normal | 2024 | Tier 3 | Distribution Circuit |  |  |  | 2348916 | Sus |  | Vegetation¦Treebranchfellonline¦ConductorOverhead¦Normal
24-0023371 | Unknown Cause | Patrol - found nothing |  |  | 2024 | Tier 2 | Distribution Circuit |  |  |  | 2363526 | Sus |  | UnknownCause¦Patrolfoundnothing¦¦
24-0024101 | Equipment Failure/Involved | Overhead | Transformer | Failed/Faulted | 2024 | Tier 2 | Transformer only |  |  |  | 2366400 | Sus |  | EquipmentFailureInvolved¦Overhead¦Transformer¦FailedFaulted
24-0023578 | Wildfire Mitigation | Planned - WSIP/System Hardening |  |  | 2024 | Tier 2 | Distribution Circuit |  |  |  | 2373697 | Sus |  | WildfireMitigation¦PlannedWSIPSystemHardening¦¦
24-0015139 | Wildfire Mitigation | Planned - WSIP/System Hardening |  |  | 2024 | Tier 2 | Distribution Circuit |  |  |  | 2373694 | Sus |  | WildfireMitigation¦PlannedWSIPSystemHardening¦¦
24-0013288 | Company Initiated | Planned- maintenance |  |  | 2024 | Tier 2 | Transformer only |  |  |  | 2374627 | Sus |  | CompanyInitiated¦Plannedmaintenance¦¦
24-0007451 | Company Initiated | Planned- capital |  |  | 2024 | Tier 2 | Distribution Circuit |  |  |  | 2374767 | Sus |  | CompanyInitiated¦Plannedcapital¦¦
24-0016392 | Wildfire Mitigation | Planned - WSIP/System Hardening |  |  | 2024 | Tier 2 | Distribution Circuit |  |  |  | 2375909 | Sus |  | WildfireMitigation¦PlannedWSIPSystemHardening¦¦
24-0016394 | Wildfire Mitigation | Planned - WSIP/System Hardening |  |  | 2024 | Tier 2 | Transformer only |  |  |  | 2375841 | Sus |  | WildfireMitigation¦PlannedWSIPSystemHardening¦¦
24-0012362 | Wildfire Mitigation | Planned - WSIP/System Hardening |  |  | 2024 | Tier 3 | Transformer only |  |  |  | 2376994 | Sus |  | WildfireMitigation¦PlannedWSIPSystemHardening¦¦
24-0029463 | Unknown Cause | Patrol - found nothing |  |  | 2024 | Tier 2 | Transformer only |  |  |  | 2377103 | Sus |  | UnknownCause¦Patrolfoundnothing¦¦
24-0016776 | Wildfire Mitigation | Planned - WSIP/System Hardening |  |  | 2024 | Tier 2 | Distribution Circuit |  |  |  | 2377887 | Sus |  | WildfireMitigation¦PlannedWSIPSystemHardening¦¦
24-0015242 | Wildfire Mitigation | Planned - WSIP/System Hardening |  |  | 2024 | Tier 2 | Distribution Circuit |  |  |  | 2377883 | Sus |  | WildfireMitigation¦PlannedWSIPSystemHardening¦¦
24-0016311 | Wildfire Mitigation | Planned - WSIP/System Hardening |  |  | 2024 | Tier 2 | Transformer only |  |  |  | 2377909 | Sus |  | WildfireMitigation¦PlannedWSIPSystemHardening¦¦
24-0017458 | Wildfire Mitigation | Planned - WSIP/System Hardening |  |  | 2024 | Tier 2 | Distribution Circuit |  |  |  | 2377902 | Sus |  | WildfireMitigation¦PlannedWSIPSystemHardening¦¦
24-0017330 | Wildfire Mitigation | Planned - WSIP/System Hardening |  |  | 2024 | Tier 2 | Distribution Circuit |  |  |  | 2382559 | Sus |  | WildfireMitigation¦PlannedWSIPSystemHardening¦¦
24-0004694 | Company Initiated | Planned- capital |  |  | 2024 | Tier 2 | Distribution Circuit |  |  |  | 2382622 | Sus |  | CompanyInitiated¦Plannedcapital¦¦
24-0004694 | Company Initiated | Planned- capital |  |  | 2024 | Tier 2 | Distribution Circuit |  |  |  | 2382635 | Sus |  | CompanyInitiated¦Plannedcapital¦¦
24-0026481 | Wildfire Mitigation | Planned - WSIP/System Hardening |  |  | 2024 | Tier 2 | Distribution Circuit |  |  |  | 2382613 | Sus |  | WildfireMitigation¦PlannedWSIPSystemHardening¦¦
24-0014020 | Company Initiated | Planned- maintenance |  |  | 2024 | Tier 3 | Transformer only |  |  |  | 2382771 | Sus |  | CompanyInitiated¦Plannedmaintenance¦¦
24-0014029 | Company Initiated | Planned- maintenance |  |  | 2024 | Tier 3 | Transformer only |  |  |  | 2382783 | Sus |  | CompanyInitiated¦Plannedmaintenance¦¦
24-0018431 | Wildfire Mitigation | Planned - WSIP/System Hardening |  |  | 2024 | Tier 2 | Transformer only |  |  |  | 2383849 | Sus |  | WildfireMitigation¦PlannedWSIPSystemHardening¦¦
24-0012386 | Wildfire Mitigation | Planned - WSIP/System Hardening |  |  | 2024 | Tier 2 | Distribution Circuit |  |  |  | 2383859 | Sus |  | WildfireMitigation¦PlannedWSIPSystemHardening¦¦
24-0018430 | Wildfire Mitigation | Planned - WSIP/System Hardening |  |  | 2024 | Tier 2 | Transformer only |  |  |  | 2383873 | Sus |  | WildfireMitigation¦PlannedWSIPSystemHardening¦¦
24-0032509 | Equipment Failure/Involved | Underground | Transformer | Failed/Faulted | 2024 | Tier 2 | Transformer only |  |  |  | 2384885 | Sus |  | EquipmentFailureInvolved¦Underground¦Transformer¦FailedFaulted
24-0024097 | Company Initiated | Planned- capital |  |  | 2024 | Tier 2 | Distribution Circuit |  |  |  | 2385086 | Sus |  | CompanyInitiated¦Plannedcapital¦¦
24-0033129 | Equipment Failure/Involved | Overhead | Jumper | Arcing | 2024 | Tier 2 | Distribution Circuit |  |  |  | 2386092 | Sus |  | EquipmentFailureInvolved¦Overhead¦Jumper¦Arcing
24-0033424 | Equipment Failure/Involved | Overhead | Transformer (OH) | Failed/Faulted | 2024 | Tier 2 | Transformer only |  |  |  | 2386572 | Sus |  | EquipmentFailureInvolved¦Overhead¦Transformer(OH)¦FailedFaulted
24-0027030 | Company Initiated | Planned- capital |  |  | 2024 | Tier 2 | Distribution Circuit |  |  |  | 2386802 | Sus |  | CompanyInitiated¦Plannedcapital¦¦
24-0030248 | Wildfire Mitigation | Planned - WSIP/System Hardening |  |  | 2024 | Tier 2 | Transformer only |  |  |  | 2388228 | Sus |  | WildfireMitigation¦PlannedWSIPSystemHardening¦¦
24-0018570 | Wildfire Mitigation | Planned - WSIP/System Hardening |  |  | 2024 | Tier 2 | Distribution Circuit |  |  |  | 2387806 | Sus |  | WildfireMitigation¦PlannedWSIPSystemHardening¦¦
24-0023144 | Company Initiated | Planned- capital |  |  | 2024 | Tier 2 | Distribution Circuit |  |  |  | 2388889 | Sus |  | CompanyInitiated¦Plannedcapital¦¦
24-0027739 | Wildfire Mitigation | Planned - WSIP/System Hardening |  |  | 2024 | Tier 2 | Transformer only |  |  |  | 2389694 | Sus |  | WildfireMitigation¦PlannedWSIPSystemHardening¦¦
24-0023632 | Wildfire Mitigation | Planned - WSIP/System Hardening |  |  | 2024 | Tier 2 | Transformer only |  |  |  | 2389746 | Sus |  | WildfireMitigation¦PlannedWSIPSystemHardening¦¦
24-0023270 | Wildfire Mitigation | Planned - WSIP/System Hardening |  |  | 2024 | Tier 2 | Transformer only |  |  |  | 2389858 | Sus |  | WildfireMitigation¦PlannedWSIPSystemHardening¦¦
24-0028023 | Wildfire Mitigation | Planned - WSIP/System Hardening |  |  | 2024 | Tier 2 | Transformer only |  |  |  | 2390703 | Sus |  | WildfireMitigation¦PlannedWSIPSystemHardening¦¦
24-0010830 | Company Initiated | Planned- capital |  |  | 2024 | Tier 2 | Distribution Circuit |  |  |  | 2390724 | Sus |  | CompanyInitiated¦Plannedcapital¦¦
24-0036429 | Unknown Cause | Patrol - found nothing |  |  | 2024 | Tier 3 | Transformer only |  |  |  | 2392763 | Sus |  | UnknownCause¦Patrolfoundnothing¦¦
24-0036447 | Vegetation | Tree - branch fell on line | Conductor- Overhead | Normal | 2024 | Tier 2 | Distribution Circuit |  |  |  | 2392995 | Sus |  | Vegetation¦Treebranchfellonline¦ConductorOverhead¦Normal
24-0036652 | Vegetation | Tree - fell into line | Conductor- Overhead | Normal | 2024 | Tier 3 | Distribution Circuit |  |  |  | 2394196 | Sus |  | Vegetation¦Treefellintoline¦ConductorOverhead¦Normal
24-0029466 | Wildfire Mitigation | Planned - WSIP/System Hardening |  |  | 2024 | Tier 2 | Distribution Circuit |  |  |  | 2398142 | Sus |  | WildfireMitigation¦PlannedWSIPSystemHardening¦¦
24-0029408 | Company Initiated | Planned- maintenance |  |  | 2024 | Tier 2 | Transformer only |  |  |  | 2398202 | Sus |  | CompanyInitiated¦Plannedmaintenance¦¦
24-0028874 | Wildfire Mitigation | Planned - WSIP/System Hardening |  |  | 2024 | Tier 2 | Transformer only |  |  |  | 2399558 | Sus |  | WildfireMitigation¦PlannedWSIPSystemHardening¦¦
24-0016858 | Wildfire Mitigation | Planned - WSIP/System Hardening |  |  | 2024 | Tier 2 | Distribution Circuit |  |  |  | 2399045 | Sus |  | WildfireMitigation¦PlannedWSIPSystemHardening¦¦
24-0029965 | Company Initiated | Planned- capital |  |  | 2024 | Tier 2 | Distribution Circuit |  |  |  | 2399083 | Sus |  | CompanyInitiated¦Plannedcapital¦¦
24-0029964 | Wildfire Mitigation | Planned - WSIP/System Hardening |  |  | 2024 | Tier 2 | Distribution Circuit |  |  |  | 2399073 | Sus |  | WildfireMitigation¦PlannedWSIPSystemHardening¦¦
24-0023287 | Company Initiated | Planned- capital |  |  | 2024 | Tier 2 | Distribution Circuit |  |  |  | 2400049 | Sus |  | CompanyInitiated¦Plannedcapital¦¦
24-0031590 | Wildfire Mitigation | Planned - WSIP/System Hardening |  |  | 2024 | Tier 2 | Distribution Circuit |  |  |  | 2400039 | Sus |  | WildfireMitigation¦PlannedWSIPSystemHardening¦¦
24-0032151 | Company Initiated | Planned- capital |  |  | 2024 | Tier 3 | Distribution Circuit |  |  |  | 2402442 | Sus |  | CompanyInitiated¦Plannedcapital¦¦
24-0031889 | Company Initiated | Planned- capital |  |  | 2024 | Tier 2 | Distribution Circuit |  |  |  | 2402454 | Sus |  | CompanyInitiated¦Plannedcapital¦¦
24-0034018 | Company Initiated | Planned- maintenance |  |  | 2024 | Tier 2 | Distribution Circuit |  |  |  | 2402712 | Sus |  | CompanyInitiated¦Plannedmaintenance¦¦
24-0033230 | Wildfire Mitigation | Planned - WSIP/System Hardening |  |  | 2024 | Tier 3 | Distribution Circuit |  |  |  | 2404432 | Sus |  | WildfireMitigation¦PlannedWSIPSystemHardening¦¦
24-0035367 | Wildfire Mitigation | Planned - WSIP/System Hardening |  |  | 2024 | Tier 2 | Distribution Circuit |  |  |  | 2405896 | Sus |  | WildfireMitigation¦PlannedWSIPSystemHardening¦¦
24-0042757 | Vegetation | Tree - bark fell into line | Fuse | Failed/Faulted | 2024 | Tier 3 | Transformer only |  |  |  | 2406048 | Sus |  | Vegetation¦Treebarkfellintoline¦Fuse¦FailedFaulted
24-0042748 | Unknown Cause | Patrol - found nothing |  |  | 2024 | Tier 2 | Distribution Circuit |  |  |  | 2406303 | Sus |  | UnknownCause¦Patrolfoundnothing¦¦
24-0038284 | Company Initiated | Planned- maintenance |  |  | 2024 | Tier 2 | Transformer only |  |  |  | 2408028 | Sus |  | CompanyInitiated¦Plannedmaintenance¦¦
24-0029945 | Wildfire Mitigation | Planned - WSIP/System Hardening |  |  | 2024 | Tier 2 | Distribution Circuit |  |  |  | 2408024 | Sus |  | WildfireMitigation¦PlannedWSIPSystemHardening¦¦
24-0033769 | Company Initiated | Planned- capital |  |  | 2024 | Tier 2 | Distribution Circuit |  |  |  | 2408059 | Sus |  | CompanyInitiated¦Plannedcapital¦¦
24-0036117 | Company Initiated | Planned- maintenance |  |  | 2024 | Tier 2 | Transformer only |  |  |  | 2408119 | Sus |  | CompanyInitiated¦Plannedmaintenance¦¦
24-0035498 | Wildfire Mitigation | Planned - WSIP/System Hardening |  |  | 2024 | Tier 2 | Transformer only |  |  |  | 2408221 | Sus |  | WildfireMitigation¦PlannedWSIPSystemHardening¦¦
24-0012343 | Company Initiated | Planned- capital |  |  | 2024 | Tier 2 | Distribution Circuit |  |  |  | 2408194 | Sus |  | CompanyInitiated¦Plannedcapital¦¦
24-0036263 | Company Initiated | Planned- maintenance |  |  | 2024 | Tier 2 | Transformer only |  |  |  | 2409019 | Sus |  | CompanyInitiated¦Plannedmaintenance¦¦
24-0038044 | Wildfire Mitigation | Planned - WSIP/System Hardening |  |  | 2024 | Tier 2 | Transformer only |  |  |  | 2409064 | Sus |  | WildfireMitigation¦PlannedWSIPSystemHardening¦¦
24-0035068 | Company Initiated | Planned- capital |  |  | 2024 | Tier 2 | Distribution Circuit |  |  |  | 2410007 | Sus |  | CompanyInitiated¦Plannedcapital¦¦
24-0035069 | Wildfire Mitigation | Planned - WSIP/System Hardening |  |  | 2024 | Tier 2 | Transformer only |  |  |  | 2410529 | Sus |  | WildfireMitigation¦PlannedWSIPSystemHardening¦¦
24-0038030 | Company Initiated | Planned- capital |  |  | 2024 | Tier 2 | Distribution Circuit |  |  |  | 2410045 | Sus |  | CompanyInitiated¦Plannedcapital¦¦
24-0045037 | Unknown Cause | Patrol - found nothing |  |  | 2024 | Tier 2 | Distribution Circuit |  |  |  | 2410698 | Sus |  | UnknownCause¦Patrolfoundnothing¦¦
24-0034846 | Company Initiated | Planned- maintenance |  |  | 2024 | Tier 2 | Distribution Circuit |  |  |  | 2411019 | Sus |  | CompanyInitiated¦Plannedmaintenance¦¦
24-0013745 | Wildfire Mitigation | Planned - WSIP/System Hardening |  |  | 2024 | Tier 2 | Distribution Circuit |  |  |  | 2411668 | Sus |  | WildfireMitigation¦PlannedWSIPSystemHardening¦¦
24-0038000 | Company Initiated | Planned- capital |  |  | 2024 | Tier 2 | Distribution Circuit |  |  |  | 2412679 | Sus |  | CompanyInitiated¦Plannedcapital¦¦
24-0037530 | Company Initiated | Planned- capital |  |  | 2024 | Tier 2 | Distribution Circuit |  |  |  | 2413307 | Sus |  | CompanyInitiated¦Plannedcapital¦¦
24-0038752 | Wildfire Mitigation | Planned - WSIP/System Hardening |  |  | 2024 | Tier 3 | Transformer only |  |  |  | 2413888 | Sus |  | WildfireMitigation¦PlannedWSIPSystemHardening¦¦
24-0038046 | Wildfire Mitigation | Planned - WSIP/System Hardening |  |  | 2024 | Tier 2 | Transformer only |  |  |  | 2413947 | Sus |  | WildfireMitigation¦PlannedWSIPSystemHardening¦¦
24-0013276 | Company Initiated | Planned- capital |  |  | 2024 | Tier 2 | Distribution Circuit |  |  |  | 2415098 | Sus |  | CompanyInitiated¦Plannedcapital¦¦
24-0040854 | Company Initiated | Planned- capital |  |  | 2024 | Tier 2 | Distribution Circuit |  |  |  | 2415586 | Sus |  | CompanyInitiated¦Plannedcapital¦¦
24-0040389 | Company Initiated | Planned- capital |  |  | 2024 | Tier 3 | Distribution Circuit |  |  |  | 2415069 | Sus |  | CompanyInitiated¦Plannedcapital¦¦
24-0038303 | Company Initiated | Planned- maintenance |  |  | 2024 | Tier 2 | Transformer only |  |  |  | 2415411 | Sus |  | CompanyInitiated¦Plannedmaintenance¦¦
24-0032303 | Wildfire Mitigation | Planned - WSIP/System Hardening |  |  | 2024 | Tier 2 | Distribution Circuit |  |  |  | 2416302 | Sus |  | WildfireMitigation¦PlannedWSIPSystemHardening¦¦
24-0013559 | Wildfire Mitigation | Planned - WSIP/System Hardening |  |  | 2024 | Tier 2 | Distribution Circuit |  |  |  | 2416309 | Sus |  | WildfireMitigation¦PlannedWSIPSystemHardening¦¦
24-0041197 | Wildfire Mitigation | Planned - WSIP/System Hardening |  |  | 2024 | Tier 2 | Distribution Circuit |  |  |  | 2416324 | Sus |  | WildfireMitigation¦PlannedWSIPSystemHardening¦¦
24-0041165 | Wildfire Mitigation | Planned - WSIP/System Hardening |  |  | 2024 | Tier 2 | Distribution Circuit |  |  |  | 2417115 | Sus |  | WildfireMitigation¦PlannedWSIPSystemHardening¦¦
24-0041940 | Wildfire Mitigation | Planned - WSIP/System Hardening |  |  | 2024 | Tier 3 | Distribution Circuit |  |  |  | 2417218 | Sus |  | WildfireMitigation¦PlannedWSIPSystemHardening¦¦
24-0040144 | Wildfire Mitigation | Planned - WSIP/System Hardening |  |  | 2024 | Tier 3 | Transformer only |  |  |  | 2418253 | Sus |  | WildfireMitigation¦PlannedWSIPSystemHardening¦¦
24-0048630 | Unknown Cause | Patrol - found nothing |  |  | 2024 | Tier 3 | Distribution Circuit |  |  |  | 2418608 | Sus |  | UnknownCause¦Patrolfoundnothing¦¦
24-0040357 | Company Initiated | Planned- maintenance |  |  | 2024 | Tier 3 | Distribution Circuit |  |  |  | 2418872 | Sus |  | CompanyInitiated¦Plannedmaintenance¦¦
24-0048841 | Equipment Failure/Involved | Overhead | Transformer | Normal | 2024 | Tier 2 | Transformer only |  |  |  | 2419222 | Sus |  | EquipmentFailureInvolved¦Overhead¦Transformer¦Normal
24-0048941 | Vegetation | Tree - fell into line | Conductor- Overhead | Normal | 2024 | Tier 3 | Distribution Circuit |  |  |  | 2419700 | Sus |  | Vegetation¦Treefellintoline¦ConductorOverhead¦Normal
24-0042375 | Wildfire Mitigation | Planned - WSIP/System Hardening |  |  | 2024 | Tier 2 | Distribution Circuit |  |  |  | 2419930 | Sus |  | WildfireMitigation¦PlannedWSIPSystemHardening¦¦
24-0042376 | Wildfire Mitigation | Planned - WSIP/System Hardening |  |  | 2024 | Tier 2 | Distribution Circuit |  |  |  | 2419937 | Sus |  | WildfireMitigation¦PlannedWSIPSystemHardening¦¦
24-0040594 | Company Initiated | Planned- capital |  |  | 2024 | Tier 2 | Distribution Circuit |  |  |  | 2419953 | Sus |  | CompanyInitiated¦Plannedcapital¦¦
24-0039634 | Company Initiated | Planned- capital |  |  | 2024 | Tier 3 | Distribution Circuit |  |  |  | 2420671 | Sus |  | CompanyInitiated¦Plannedcapital¦¦
24-0043516 | Wildfire Mitigation | Planned - WSIP/System Hardening |  |  | 2024 | Tier 2 | Distribution Circuit |  |  |  | 2420779 | Sus |  | WildfireMitigation¦PlannedWSIPSystemHardening¦¦
24-0040485 | Wildfire Mitigation | Planned - WSIP/System Hardening |  |  | 2024 | Tier 3 | Distribution Circuit |  |  |  | 2421570 | Sus |  | WildfireMitigation¦PlannedWSIPSystemHardening¦¦
24-0040991 | Wildfire Mitigation | Planned - WSIP/System Hardening |  |  | 2024 | Tier 2 | Transformer only |  |  |  | 2421572 | Sus |  | WildfireMitigation¦PlannedWSIPSystemHardening¦¦
24-0013861 | Company Initiated | Planned- capital |  |  | 2024 | Tier 3 | Distribution Circuit |  |  |  | 2421585 | Sus |  | CompanyInitiated¦Plannedcapital¦¦
24-0050695 | Vegetation | Tree - branch fell on line | Transformer | Failed/Faulted | 2024 | Tier 3 | Transformer only |  |  |  | 2422404 | Sus |  | Vegetation¦Treebranchfellonline¦Transformer¦FailedFaulted
24-0034234 | Company Initiated | Planned- capital |  |  | 2024 | Tier 2 | Distribution Circuit |  |  |  | 2423765 | Sus |  | CompanyInitiated¦Plannedcapital¦¦
24-0045311 | Company Initiated | Planned- capital |  |  | 2024 | Tier 3 | Distribution Circuit |  |  |  | 2423851 | Sus |  | CompanyInitiated¦Plannedcapital¦¦
24-0046101 | Company Initiated | Planned- maintenance |  |  | 2024 | Tier 3 | Transformer only |  |  |  | 2425995 | Sus |  | CompanyInitiated¦Plannedmaintenance¦¦
24-0035128 | Wildfire Mitigation | Planned - WSIP/System Hardening |  |  | 2024 | Tier 2 | Distribution Circuit |  |  |  | 2426018 | Sus |  | WildfireMitigation¦PlannedWSIPSystemHardening¦¦
24-0043108 | Company Initiated | Planned- maintenance |  |  | 2024 | Tier 2 | Transformer only |  |  |  | 2426071 | Sus |  | CompanyInitiated¦Plannedmaintenance¦¦
24-0047389 | Company Initiated | Planned- capital |  |  | 2024 | Tier 2 | Distribution Circuit |  |  |  | 2427615 | Sus |  | CompanyInitiated¦Plannedcapital¦¦
24-0046391 | Company Initiated | Planned- capital |  |  | 2024 | Tier 2 | Distribution Circuit |  |  |  | 2427750 | Sus |  | CompanyInitiated¦Plannedcapital¦¦
24-0045996 | Company Initiated | Planned- maintenance |  |  | 2024 | Tier 2 | Distribution Circuit |  |  |  | 2428309 | Sus |  | CompanyInitiated¦Plannedmaintenance¦¦
24-0046034 | Wildfire Mitigation | Planned - WSIP/System Hardening |  |  | 2024 | Tier 2 | Transformer only |  |  |  | 2428324 | Sus |  | WildfireMitigation¦PlannedWSIPSystemHardening¦¦
24-0045992 | Wildfire Mitigation | Planned - WSIP/System Hardening |  |  | 2024 | Tier 2 | Distribution Circuit |  |  |  | 2428316 | Sus |  | WildfireMitigation¦PlannedWSIPSystemHardening¦¦
24-0038335 | Wildfire Mitigation | Planned - WSIP/System Hardening |  |  | 2024 | Tier 2 | Distribution Circuit |  |  |  | 2428314 | Sus |  | WildfireMitigation¦PlannedWSIPSystemHardening¦¦
24-0053850 | Vegetation | Tree - fell into line | Fuse | Failed/Faulted | 2024 | Tier 2 | Distribution Circuit |  |  |  | 2429082 | Sus |  | Vegetation¦Treefellintoline¦Fuse¦FailedFaulted
24-0048076 | Wildfire Mitigation | Planned - WSIP/System Hardening |  |  | 2024 | Tier 2 | Transformer only |  |  |  | 2429237 | Sus |  | WildfireMitigation¦PlannedWSIPSystemHardening¦¦
24-0048075 | Wildfire Mitigation | Planned - WSIP/System Hardening |  |  | 2024 | Tier 2 | Transformer only |  |  |  | 2429239 | Sus |  | WildfireMitigation¦PlannedWSIPSystemHardening¦¦
24-0054566 | Vegetation | Tree - fell into line | Transformer (OH) | Normal | 2024 | Tier 2 | Transformer only |  |  |  | 2430877 | Sus |  | Vegetation¦Treefellintoline¦Transformer(OH)¦Normal
24-0046371 | Company Initiated | Planned- capital |  |  | 2024 | Tier 2 | Distribution Circuit |  |  |  | 2431625 | Sus |  | CompanyInitiated¦Plannedcapital¦¦
24-0046667 | Wildfire Mitigation | Planned - WSIP/System Hardening |  |  | 2024 | Tier 2 | Distribution Circuit |  |  |  | 2432484 | Sus |  | WildfireMitigation¦PlannedWSIPSystemHardening¦¦
24-0048675 | Company Initiated | Planned- maintenance |  |  | 2024 | Tier 3 | Transformer only |  |  |  | 2433231 | Sus |  | CompanyInitiated¦Plannedmaintenance¦¦
24-0042539 | Wildfire Mitigation | Planned - WSIP/System Hardening |  |  | 2024 | Tier 2 | Distribution Circuit |  |  |  | 2433247 | Sus |  | WildfireMitigation¦PlannedWSIPSystemHardening¦¦
24-0031752 | Company Initiated | Planned- capital |  |  | 2024 | Tier 2 | Distribution Circuit |  |  |  | 2433377 | Sus |  | CompanyInitiated¦Plannedcapital¦¦
24-0047121 | Wildfire Mitigation | Planned - WSIP/System Hardening |  |  | 2024 | Tier 2 | Distribution Circuit |  |  |  | 2433274 | Sus |  | WildfireMitigation¦PlannedWSIPSystemHardening¦¦
24-0049766 | Company Initiated | Planned- capital |  |  | 2024 | Tier 2 | Distribution Circuit |  |  |  | 2433359 | Sus |  | CompanyInitiated¦Plannedcapital¦¦
24-0049585 | Wildfire Mitigation | Planned - WSIP/System Hardening |  |  | 2024 | Tier 2 | Distribution Circuit |  |  |  | 2433998 | Sus |  | WildfireMitigation¦PlannedWSIPSystemHardening¦¦
24-0017369 | Wildfire Mitigation | Planned - WSIP/System Hardening |  |  | 2024 | Tier 2 | Distribution Circuit |  |  |  | 2434023 | Sus |  | WildfireMitigation¦PlannedWSIPSystemHardening¦¦
24-0048121 | Company Initiated | Planned- capital |  |  | 2024 | Tier 2 | Distribution Circuit |  |  |  | 2434669 | Sus |  | CompanyInitiated¦Plannedcapital¦¦
24-0052231 | Company Initiated | Planned- capital |  |  | 2024 | Tier 2 | Distribution Circuit |  |  |  | 2434716 | Sus |  | CompanyInitiated¦Plannedcapital¦¦
24-0048474 | Wildfire Mitigation | Planned - WSIP/System Hardening |  |  | 2024 | Tier 2 | Distribution Circuit |  |  |  | 2434713 | Sus |  | WildfireMitigation¦PlannedWSIPSystemHardening¦¦
24-0045307 | Company Initiated | Planned- capital |  |  | 2024 | Tier 2 | Distribution Circuit |  |  |  | 2434815 | Sus |  | CompanyInitiated¦Plannedcapital¦¦
24-0056869 | Equipment Failure/Involved | Overhead | Crossarm- Wood | Broken | 2024 | Tier 2 | Distribution Circuit |  |  |  | 2435117 | Sus |  | EquipmentFailureInvolved¦Overhead¦CrossarmWood¦Broken
24-0047492 | Company Initiated | Planned- capital |  |  | 2024 | Tier 3 | Distribution Circuit |  |  |  | 2437209 | Sus |  | CompanyInitiated¦Plannedcapital¦¦
24-0049797 | Company Initiated | Planned- maintenance |  |  | 2024 | Tier 2 | Distribution Circuit |  |  |  | 2440466 | Sus |  | CompanyInitiated¦Plannedmaintenance¦¦
24-0049858 | Wildfire Mitigation | Planned - WSIP/System Hardening |  |  | 2024 | Tier 2 | Transformer only |  |  |  | 2441412 | Sus |  | WildfireMitigation¦PlannedWSIPSystemHardening¦¦
24-0052539 | Company Initiated | Planned- capital |  |  | 2024 | Tier 2 | Distribution Circuit |  |  |  | 2441459 | Sus |  | CompanyInitiated¦Plannedcapital¦¦
24-0047793 | Company Initiated | Planned- maintenance |  |  | 2024 | Tier 2 | Transformer only |  |  |  | 2442315 | Sus |  | CompanyInitiated¦Plannedmaintenance¦¦
24-0047912 | Company Initiated | Planned- capital |  |  | 2024 | Tier 2 | Distribution Circuit |  |  |  | 2442525 | Sus |  | CompanyInitiated¦Plannedcapital¦¦
24-0052451 | Wildfire Mitigation | Planned - WSIP/System Hardening |  |  | 2024 | Tier 3 | Distribution Circuit |  |  |  | 2443159 | Sus |  | WildfireMitigation¦PlannedWSIPSystemHardening¦¦
24-0052441 | Wildfire Mitigation | Planned - WSIP/System Hardening |  |  | 2024 | Tier 2 | Distribution Circuit |  |  |  | 2443179 | Sus |  | WildfireMitigation¦PlannedWSIPSystemHardening¦¦
24-0049839 | Wildfire Mitigation | Planned - WSIP/System Hardening |  |  | 2024 | Tier 2 | Distribution Circuit |  |  |  | 2443973 | Sus |  | WildfireMitigation¦PlannedWSIPSystemHardening¦¦
24-0061220 | Vegetation | Tree - grew into line | Conductor- Overhead | Normal | 2024 | Tier 3 | Distribution Circuit |  |  |  | 2444095 | Sus |  | Vegetation¦Treegrewintoline¦ConductorOverhead¦Normal
24-0052290 | Company Initiated | Planned- capital |  |  | 2024 | Tier 2 | Distribution Circuit |  |  |  | 2444780 | Sus |  | CompanyInitiated¦Plannedcapital¦¦
24-0057414 | Company Initiated | Planned- maintenance |  |  | 2024 | Tier 2 | Distribution Circuit |  |  |  | 2446752 | Sus |  | CompanyInitiated¦Plannedmaintenance¦¦
24-0039494 | Wildfire Mitigation | Planned - WSIP/System Hardening |  |  | 2024 | Tier 2 | Distribution Circuit |  |  |  | 2446786 | Sus |  | WildfireMitigation¦PlannedWSIPSystemHardening¦¦
24-0055548 | Company Initiated | Planned- capital |  |  | 2024 | Tier 3 | Distribution Circuit |  |  |  | 2446823 | Sus |  | CompanyInitiated¦Plannedcapital¦¦
24-0005313 | Company Initiated | Planned- capital |  |  | 2024 | Tier 2 | Distribution Circuit |  |  |  | 2447789 | Sus |  | CompanyInitiated¦Plannedcapital¦¦
24-0055557 | Wildfire Mitigation | Planned - WSIP/System Hardening |  |  | 2024 | Tier 2 | Transformer only |  |  |  | 2447724 | Sus |  | WildfireMitigation¦PlannedWSIPSystemHardening¦¦
24-0056688 | Wildfire Mitigation | Planned - WSIP/System Hardening |  |  | 2024 | Tier 3 | Transformer only |  |  |  | 2447751 | Sus |  | WildfireMitigation¦PlannedWSIPSystemHardening¦¦
24-0051964 | Company Initiated | Planned- capital |  |  | 2024 | Tier 2 | Distribution Circuit |  |  |  | 2447649 | Sus |  | CompanyInitiated¦Plannedcapital¦¦
24-0050870 | Company Initiated | Planned- capital | Transformer (OH) |  | 2024 | Tier 2 | Distribution Circuit |  |  |  | 2448495 | Sus |  | CompanyInitiated¦Plannedcapital¦Transformer(OH)¦
24-0059224 | Wildfire Mitigation | Planned - WSIP/System Hardening |  |  | 2024 | Tier 2 | Distribution Circuit |  |  |  | 2449444 | Sus |  | WildfireMitigation¦PlannedWSIPSystemHardening¦¦
24-0028928 | Wildfire Mitigation | Planned - WSIP/System Hardening |  |  | 2024 | Tier 3 | Transformer only |  |  |  | 2449508 | Sus |  | WildfireMitigation¦PlannedWSIPSystemHardening¦¦
24-0056361 | Wildfire Mitigation | Planned - WSIP/System Hardening |  |  | 2024 | Tier 2 | Transformer only |  |  |  | 2449693 | Sus |  | WildfireMitigation¦PlannedWSIPSystemHardening¦¦
24-0064472 | Company Initiated | Planned- maintenance | Secondary | Normal | 2024 | Tier 3 | Transformer only |  |  |  | 2450159 | Sus |  | CompanyInitiated¦Plannedmaintenance¦Secondary¦Normal
24-0056879 | Wildfire Mitigation | Planned - WSIP/System Hardening |  |  | 2024 | Tier 2 | Distribution Circuit |  |  |  | 2450400 | Sus |  | WildfireMitigation¦PlannedWSIPSystemHardening¦¦
24-0059243 | Company Initiated | Planned- maintenance |  |  | 2024 | Tier 2 | Distribution Circuit |  |  |  | 2450396 | Sus |  | CompanyInitiated¦Plannedmaintenance¦¦
24-0058032 | Company Initiated | Planned- capital |  |  | 2024 | Tier 2 | Distribution Circuit |  |  |  | 2450561 | Sus |  | CompanyInitiated¦Plannedcapital¦¦
24-0047651 | Company Initiated | Planned- capital |  |  | 2024 | Tier 2 | Distribution Circuit |  |  |  | 2450605 | Sus |  | CompanyInitiated¦Plannedcapital¦¦
24-0058130 | Company Initiated | Planned- capital |  |  | 2024 | Tier 2 | Distribution Circuit |  |  |  | 2453484 | Sus |  | CompanyInitiated¦Plannedcapital¦¦
24-0066031 | Equipment Failure/Involved | Overhead | Fuse | Broken | 2024 | Tier 2 | Distribution Circuit |  |  |  | 2453838 | Sus |  | EquipmentFailureInvolved¦Overhead¦Fuse¦Broken
24-0052816 | Company Initiated | Planned- maintenance |  |  | 2024 | Tier 2 | Distribution Circuit |  |  |  | 2454250 | Sus |  | CompanyInitiated¦Plannedmaintenance¦¦
24-0052817 | Company Initiated | Planned- maintenance |  |  | 2024 | Tier 2 | Distribution Circuit |  |  |  | 2454108 | Sus |  | CompanyInitiated¦Plannedmaintenance¦¦
24-0052818 | Company Initiated | Planned- maintenance |  |  | 2024 | Tier 2 | Distribution Circuit |  |  |  | 2454251 | Sus |  | CompanyInitiated¦Plannedmaintenance¦¦
24-0062543 | Company Initiated | Planned- maintenance |  |  | 2024 | Tier 2 | Distribution Circuit |  |  |  | 2464899 | Sus |  | CompanyInitiated¦Plannedmaintenance¦¦
24-0061001 | Wildfire Mitigation | Planned - WSIP/System Hardening |  |  | 2024 | Tier 2 | Distribution Circuit |  |  |  | 2466154 | Sus |  | WildfireMitigation¦PlannedWSIPSystemHardening¦¦
24-0069526 | Equipment Failure/Involved | Overhead | Conductor- Overhead | Broken- wire on ground | 2024 | Tier 3 | Distribution Circuit |  |  |  | 2466349 | Sus |  | EquipmentFailureInvolved¦Overhead¦ConductorOverhead¦Brokenwireonground
24-0070228 | Equipment Failure/Involved | Overhead | Other | Broken | 2024 | Tier 2 | Transformer only |  |  |  | 2468259 | Sus |  | EquipmentFailureInvolved¦Overhead¦Other¦Broken
24-0066030 | Wildfire Mitigation | Planned - WSIP/System Hardening |  |  | 2024 | Tier 2 | Transformer only |  |  |  | 2469541 | Sus |  | WildfireMitigation¦PlannedWSIPSystemHardening¦¦
24-0065754 | Wildfire Mitigation | Planned - WSIP/System Hardening |  |  | 2024 | Tier 2 | Transformer only |  |  |  | 2469580 | Sus |  | WildfireMitigation¦PlannedWSIPSystemHardening¦¦
24-0065983 | Wildfire Mitigation | Planned - WSIP/System Hardening |  |  | 2024 | Tier 2 | Transformer only |  |  |  | 2471524 | Sus |  | WildfireMitigation¦PlannedWSIPSystemHardening¦¦
24-0067110 | Wildfire Mitigation | Planned - WSIP/System Hardening |  |  | 2024 | Tier 2 | Distribution Circuit |  |  |  | 2471525 | Sus |  | WildfireMitigation¦PlannedWSIPSystemHardening¦¦
24-0071806 | Unknown Cause | Patrol - found nothing |  |  | 2024 | Tier 3 | Distribution Circuit |  |  |  | 2471569 | Sus |  | UnknownCause¦Patrolfoundnothing¦¦
24-0063531 | Company Initiated | Planned- capital |  |  | 2024 | Tier 3 | Distribution Circuit |  |  |  | 2471544 | Sus |  | CompanyInitiated¦Plannedcapital¦¦
24-0072152 | Unknown Cause | Patrol - found nothing |  |  | 2024 | Tier 3 | Distribution Circuit |  |  |  | 2472327 | Sus |  | UnknownCause¦Patrolfoundnothing¦¦
24-0063619 | Company Initiated | Planned- capital |  |  | 2024 | Tier 2 | Distribution Circuit |  |  |  | 2473811 | Sus |  | CompanyInitiated¦Plannedcapital¦¦
24-0066425 | Company Initiated | Planned- capital |  |  | 2024 | Tier 3 | Distribution Circuit |  |  |  | 2474671 | Sus |  | CompanyInitiated¦Plannedcapital¦¦
24-0067330 | Company Initiated | Planned- maintenance |  |  | 2024 | Tier 3 | Transformer only |  |  |  | 2474680 | Sus |  | CompanyInitiated¦Plannedmaintenance¦¦
24-0067732 | Company Initiated | Planned- capital |  |  | 2024 | Tier 2 | Distribution Circuit |  |  |  | 2474942 | Sus |  | CompanyInitiated¦Plannedcapital¦¦
24-0073398 | Unknown Cause | Patrol - found nothing |  |  | 2024 | Tier 2 | Distribution Circuit |  |  |  | 2475795 | Sus |  | UnknownCause¦Patrolfoundnothing¦¦
24-0065418 | Company Initiated | Planned- capital |  |  | 2024 | Tier 2 | Distribution Circuit |  |  |  | 2476101 | Sus |  | CompanyInitiated¦Plannedcapital¦¦
24-0067999 | Wildfire Mitigation | Planned - WSIP/System Hardening |  |  | 2024 | Tier 2 | Distribution Circuit |  |  |  | 2476070 | Sus |  | WildfireMitigation¦PlannedWSIPSystemHardening¦¦
24-0066636 | Wildfire Mitigation | Planned - WSIP/System Hardening |  |  | 2024 | Tier 2 | Transformer only |  |  |  | 2476478 | Sus |  | WildfireMitigation¦PlannedWSIPSystemHardening¦¦
24-0068793 | Wildfire Mitigation | Planned - WSIP/System Hardening |  |  | 2024 | Tier 2 | Distribution Circuit |  |  |  | 2482282 | Sus |  | WildfireMitigation¦PlannedWSIPSystemHardening¦¦
24-0070178 | Company Initiated | Planned- maintenance |  |  | 2024 | Tier 2 | Transformer only |  |  |  | 2483247 | Sus |  | CompanyInitiated¦Plannedmaintenance¦¦
24-0069731 | Company Initiated | Planned- maintenance |  |  | 2024 | Tier 2 | Distribution Circuit |  |  |  | 2484843 | Sus |  | CompanyInitiated¦Plannedmaintenance¦¦
24-0068637 | Wildfire Mitigation | Planned - WSIP/System Hardening |  |  | 2024 | Tier 2 | Distribution Circuit |  |  |  | 2484423 | Sus |  | WildfireMitigation¦PlannedWSIPSystemHardening¦¦
24-0077052 | Company Initiated | Planned- maintenance | Conductor- Overhead | Broken- wire on object | 2024 | Tier 3 | Transformer only |  |  |  | 2485472 | Sus |  | CompanyInitiated¦Plannedmaintenance¦ConductorOverhead¦Brokenwireonobject
24-0067274 | Wildfire Mitigation | Planned - WSIP/System Hardening |  |  | 2024 | Tier 2 | Distribution Circuit |  |  |  | 2486685 | Sus |  | WildfireMitigation¦PlannedWSIPSystemHardening¦¦
24-0077879 | Vegetation | Tree - branch fell on line | Secondary | Broken | 2024 | Tier 2 | Distribution Circuit |  |  |  | 2488577 | Sus |  | Vegetation¦Treebranchfellonline¦Secondary¦Broken
24-0072703 | Company Initiated | Planned- maintenance |  |  | 2024 | Tier 3 | Transformer only |  |  |  | 2489025 | Sus |  | CompanyInitiated¦Plannedmaintenance¦¦
24-0066216 | Wildfire Mitigation | Planned - WSIP/System Hardening |  |  | 2024 | Tier 2 | Transformer only |  |  |  | 2489049 | Sus |  | WildfireMitigation¦PlannedWSIPSystemHardening¦¦
24-0065779 | Company Initiated | Planned- capital |  |  | 2024 | Tier 2 | Distribution Circuit |  |  |  | 2489113 | Sus |  | CompanyInitiated¦Plannedcapital¦¦
24-0068706 | Wildfire Mitigation | Planned - WSIP/System Hardening |  |  | 2024 | Tier 2 | Distribution Circuit |  |  |  | 2490657 | Sus |  | WildfireMitigation¦PlannedWSIPSystemHardening¦¦
24-0079037 | Animal | Squirrel | Fuse | Failed/Faulted | 2024 | Tier 2 | Distribution Circuit |  |  |  | 2491380 | Sus |  | Animal¦Squirrel¦Fuse¦FailedFaulted
24-0080106 | Unknown Cause | Patrol - found nothing |  |  | 2024 | Tier 2 | Distribution Circuit |  |  |  | 2494897 | Sus |  | UnknownCause¦Patrolfoundnothing¦¦
24-0080176 | Company Initiated | Coordination failure | Recloser | Malfunctioning | 2024 | Tier 2 | Distribution Circuit |  |  |  | 2495041 | Sus |  | CompanyInitiated¦Coordinationfailure¦Recloser¦Malfunctioning
24-0080176 | Company Initiated | Coordination failure | Recloser | Normal | 2024 | Tier 2 | Distribution Circuit |  |  |  | 2495232 | Sus |  | CompanyInitiated¦Coordinationfailure¦Recloser¦Normal
24-0077716 | Wildfire Mitigation | Planned - WSIP/System Hardening |  |  | 2024 | Tier 3 | Transformer only |  |  |  | 2498370 | Sus |  | WildfireMitigation¦PlannedWSIPSystemHardening¦¦
24-0084021 | Unknown Cause | Patrol - found nothing |  |  | 2024 | Tier 3 | Distribution Circuit |  |  |  | 2505047 | Sus |  | UnknownCause¦Patrolfoundnothing¦¦
24-0084081 | Unknown Cause | Patrol - found nothing |  |  | 2024 | Tier 3 | Distribution Circuit |  |  |  | 2505074 | Sus |  | UnknownCause¦Patrolfoundnothing¦¦
24-0079633 | Wildfire Mitigation | Planned - WSIP/System Hardening |  |  | 2024 | Tier 2 | Distribution Circuit |  |  |  | 2509909 | Sus |  | WildfireMitigation¦PlannedWSIPSystemHardening¦¦
24-0079030 | Wildfire Mitigation | Planned - WSIP/System Hardening |  |  | 2024 | Tier 3 | Distribution Circuit |  |  |  | 2509962 | Sus |  | WildfireMitigation¦PlannedWSIPSystemHardening¦¦
24-0079466 | Company Initiated | Planned- maintenance |  |  | 2024 | Tier 2 | Transformer only |  |  |  | 2511316 | Sus |  | CompanyInitiated¦Plannedmaintenance¦¦
24-0085677 | Animal | Squirrel | Fuse | Broken | 2024 | Tier 2 | Distribution Circuit |  |  |  | 2511539 | Sus |  | Animal¦Squirrel¦Fuse¦Broken
24-0085830 | Company Initiated | Coordination failure | Recloser | Normal | 2024 | Tier 2 | Distribution Circuit |  |  |  | 2511887 | Sus |  | CompanyInitiated¦Coordinationfailure¦Recloser¦Normal
24-0076114 | Company Initiated | Planned- maintenance |  |  | 2024 | Tier 2 | Transformer only |  |  |  | 2512163 | Sus |  | CompanyInitiated¦Plannedmaintenance¦¦
24-0076119 | Company Initiated | Planned- maintenance |  |  | 2024 | Tier 2 | Transformer only |  |  |  | 2512170 | Sus |  | CompanyInitiated¦Plannedmaintenance¦¦
24-0086193 | Equipment Failure/Involved | Overhead | Transformer | Failed/Faulted | 2024 | Tier 2 | Transformer only |  |  |  | 2512406 | Sus |  | EquipmentFailureInvolved¦Overhead¦Transformer¦FailedFaulted
24-0078713 | Wildfire Mitigation | Planned - WSIP/System Hardening |  |  | 2024 | Tier 2 | Transformer only |  |  |  | 2512217 | Sus |  | WildfireMitigation¦PlannedWSIPSystemHardening¦¦
24-0081187 | Wildfire Mitigation | Planned - WSIP/System Hardening |  |  | 2024 | Tier 3 | Transformer only |  |  |  | 2512488 | Sus |  | WildfireMitigation¦PlannedWSIPSystemHardening¦¦
24-0082088 | Wildfire Mitigation | Planned - WSIP/System Hardening |  |  | 2024 | Tier 2 | Transformer only |  |  |  | 2513623 | Sus |  | WildfireMitigation¦PlannedWSIPSystemHardening¦¦
24-0082075 | Company Initiated | Planned- maintenance |  |  | 2024 | Tier 3 | Transformer only |  |  |  | 2514156 | Sus |  | CompanyInitiated¦Plannedmaintenance¦¦
24-0078185 | Wildfire Mitigation | Planned - WSIP/System Hardening |  |  | 2024 | Tier 2 | Transformer only |  |  |  | 2514818 | Sus |  | WildfireMitigation¦PlannedWSIPSystemHardening¦¦
24-0087902 | Equipment Failure/Involved | Overhead | Bushing | Broken | 2024 | Tier 2 | Distribution Circuit |  |  |  | 2517185 | Sus |  | EquipmentFailureInvolved¦Overhead¦Bushing¦Broken
24-0079870 | Wildfire Mitigation | Planned - WSIP/System Hardening |  |  | 2024 | Tier 3 | Transformer only |  |  |  | 2517993 | Sus |  | WildfireMitigation¦PlannedWSIPSystemHardening¦¦
24-0077643 | Company Initiated | Planned- capital |  |  | 2024 | Tier 2 | Distribution Circuit |  |  |  | 2518049 | Sus |  | CompanyInitiated¦Plannedcapital¦¦
24-0077601 | Wildfire Mitigation | Planned - WSIP/System Hardening |  |  | 2024 | Tier 3 | Transformer only |  |  |  | 2519127 | Sus |  | WildfireMitigation¦PlannedWSIPSystemHardening¦¦
24-0077645 | Company Initiated | Planned- capital |  |  | 2024 | Tier 2 | Distribution Circuit |  |  |  | 2519135 | Sus |  | CompanyInitiated¦Plannedcapital¦¦
24-0076816 | Wildfire Mitigation | Planned - WSIP/System Hardening |  |  | 2024 | Tier 2 | Transformer only |  |  |  | 2520892 | Sus |  | WildfireMitigation¦PlannedWSIPSystemHardening¦¦
24-0090648 | Equipment Failure/Involved | Underground | Switch (UG) | Failed/Faulted | 2024 | Tier 2 | Distribution Circuit |  |  |  | 2523755 | Sus |  | EquipmentFailureInvolved¦Underground¦Switch(UG)¦FailedFaulted
24-0090648 | Equipment Failure/Involved | Underground | Switch (UG) | Broken | 2024 | Tier 2 | Distribution Circuit |  |  |  | 2523836 | Sus |  | EquipmentFailureInvolved¦Underground¦Switch(UG)¦Broken
24-0090648 | Company Initiated | Return Circuit Normal | Conductor- Overhead | Normal | 2024 | Tier 2 | Distribution Circuit |  |  |  | 2524329 | Sus |  | CompanyInitiated¦ReturnCircuitNormal¦ConductorOverhead¦Normal
24-0085188 | Wildfire Mitigation | Planned - WSIP/System Hardening |  |  | 2024 | Tier 2 | Distribution Circuit |  |  |  | 2525323 | Sus |  | WildfireMitigation¦PlannedWSIPSystemHardening¦¦
24-0089144 | Wildfire Mitigation | Planned - WSIP/System Hardening |  |  | 2024 | Tier 2 | Transformer only |  |  |  | 2528940 | Sus |  | WildfireMitigation¦PlannedWSIPSystemHardening¦¦
24-0086352 | Wildfire Mitigation | Planned - WSIP/System Hardening |  |  | 2024 | Tier 3 | Distribution Circuit |  |  |  | 2528991 | Sus |  | WildfireMitigation¦PlannedWSIPSystemHardening¦¦
24-0086398 | Company Initiated | Planned- maintenance |  |  | 2024 | Tier 2 | Transformer only |  |  |  | 2530134 | Sus |  | CompanyInitiated¦Plannedmaintenance¦¦
24-0083001 | Wildfire Mitigation | Planned - WSIP/System Hardening |  |  | 2024 | Tier 3 | Transformer only |  |  |  | 2530944 | Sus |  | WildfireMitigation¦PlannedWSIPSystemHardening¦¦
24-0083002 | Wildfire Mitigation | Planned - WSIP/System Hardening |  |  | 2024 | Tier 3 | Transformer only |  |  |  | 2530948 | Sus |  | WildfireMitigation¦PlannedWSIPSystemHardening¦¦
24-0087084 | Company Initiated | Planned- capital |  |  | 2024 | Tier 2 | Distribution Circuit |  |  |  | 2531082 | Sus |  | CompanyInitiated¦Plannedcapital¦¦
24-0087087 | Wildfire Mitigation | Planned - WSIP/System Hardening |  |  | 2024 | Tier 2 | Distribution Circuit |  |  |  | 2531231 | Sus |  | WildfireMitigation¦PlannedWSIPSystemHardening¦¦
24-0087842 | Company Initiated | Planned- maintenance |  |  | 2024 | Tier 2 | Transformer only |  |  |  | 2532741 | Sus |  | CompanyInitiated¦Plannedmaintenance¦¦
24-0095501 | Vegetation | Tree - branch fell on line | Conductor- Overhead | Broken- wire on ground | 2024 | Tier 2 | Transformer only |  |  |  | 2534038 | Sus |  | Vegetation¦Treebranchfellonline¦ConductorOverhead¦Brokenwireonground
24-0089000 | Company Initiated | Planned- maintenance |  |  | 2024 | Tier 2 | Transformer only |  |  |  | 2534767 | Sus |  | CompanyInitiated¦Plannedmaintenance¦¦
24-0088744 | Wildfire Mitigation | Planned - WSIP/System Hardening |  |  | 2024 | Tier 3 | Distribution Circuit |  |  |  | 2537450 | Sus |  | WildfireMitigation¦PlannedWSIPSystemHardening¦¦
24-0088011 | Company Initiated | Planned- capital |  |  | 2024 | Tier 2 | Distribution Circuit |  |  |  | 2537565 | Sus |  | CompanyInitiated¦Plannedcapital¦¦
24-0090327 | Company Initiated | Planned- capital |  |  | 2024 | Tier 2 | Distribution Circuit |  |  |  | 2537537 | Sus |  | CompanyInitiated¦Plannedcapital¦¦
24-0087404 | Wildfire Mitigation | Planned - WSIP/System Hardening |  |  | 2024 | Tier 2 | Transformer only |  |  |  | 2538578 | Sus |  | WildfireMitigation¦PlannedWSIPSystemHardening¦¦
24-0092385 | Wildfire Mitigation | Planned - WSIP/System Hardening |  |  | 2024 | Tier 2 | Transformer only |  |  |  | 2538562 | Sus |  | WildfireMitigation¦PlannedWSIPSystemHardening¦¦
24-0087392 | Wildfire Mitigation | Planned - WSIP/System Hardening |  |  | 2024 | Tier 2 | Transformer only |  |  |  | 2538586 | Sus |  | WildfireMitigation¦PlannedWSIPSystemHardening¦¦
24-0088291 | Company Initiated | Planned- capital |  |  | 2024 | Tier 2 | Distribution Circuit |  |  |  | 2539265 | Sus |  | CompanyInitiated¦Plannedcapital¦¦
24-0090432 | Company Initiated | Planned- maintenance |  |  | 2024 | Tier 2 | Transformer only |  |  |  | 2540153 | Sus |  | CompanyInitiated¦Plannedmaintenance¦¦
24-0093374 | Wildfire Mitigation | Planned - WSIP/System Hardening |  |  | 2024 | Tier 2 | Distribution Circuit |  |  |  | 2540250 | Sus |  | WildfireMitigation¦PlannedWSIPSystemHardening¦¦
24-0098228 | Equipment Failure/Involved | Overhead | Fuse | Broken | 2024 | Tier 3 | Distribution Circuit |  |  |  | 2540296 | Sus |  | EquipmentFailureInvolved¦Overhead¦Fuse¦Broken
24-0080441 | Equipment Failure/Involved | Overhead | Crossarm- Wood | Broken | 2024 | Tier 3 | Transformer only |  |  |  | 2541570 | Sus |  | EquipmentFailureInvolved¦Overhead¦CrossarmWood¦Broken
24-0099099 | 3rd Party | Metallic Balloon | Conductor- Overhead | Normal | 2024 | Tier 2 | Distribution Circuit |  |  |  | 2541589 | Sus |  | 3rdParty¦MetallicBalloon¦ConductorOverhead¦Normal
24-0096905 | Company Initiated | Planned- maintenance |  |  | 2024 | Tier 2 | Transformer only |  |  |  | 2543635 | Sus |  | CompanyInitiated¦Plannedmaintenance¦¦
24-0097391 | Company Initiated | Planned- capital |  |  | 2024 | Tier 2 | Distribution Circuit |  |  |  | 2544262 | Sus |  | CompanyInitiated¦Plannedcapital¦¦
24-0100810 | Equipment Failure/Involved | Underground | Conductor- Underground | Broken | 2024 | Tier 2 | Distribution Circuit |  |  |  | 2545928 | Sus |  | EquipmentFailureInvolved¦Underground¦ConductorUnderground¦Broken
24-0101251 | Unknown Cause | Patrol - found nothing |  |  | 2024 | Tier 2 | Distribution Circuit |  |  |  | 2546859 | Sus |  | UnknownCause¦Patrolfoundnothing¦¦
24-0090903 | Company Initiated | Planned- capital |  |  | 2024 | Tier 2 | Distribution Circuit |  |  |  | 2547077 | Sus |  | CompanyInitiated¦Plannedcapital¦¦
24-0090417 | Company Initiated | Planned- capital |  |  | 2024 | Tier 2 | Distribution Circuit |  |  |  | 2549013 | Sus |  | CompanyInitiated¦Plannedcapital¦¦
24-0102419 | Unknown Cause | Patrol - found nothing |  |  | 2024 | Tier 3 | Distribution Circuit |  |  |  | 2549150 | Sus |  | UnknownCause¦Patrolfoundnothing¦¦
24-0102800 | Unknown Cause | Patrol - found nothing |  |  | 2024 | Tier 3 | Distribution Circuit |  |  |  | 2550253 | Sus |  | UnknownCause¦Patrolfoundnothing¦¦
24-0097785 | Company Initiated | Planned- capital |  |  | 2024 | Tier 3 | Distribution Circuit |  |  |  | 2551148 | Sus |  | CompanyInitiated¦Plannedcapital¦¦
24-0100026 | Wildfire Mitigation | Planned - WSIP/System Hardening |  |  | 2024 | Tier 2 | Transformer only |  |  |  | 2551263 | Sus |  | WildfireMitigation¦PlannedWSIPSystemHardening¦¦
24-0097151 | Wildfire Mitigation | Planned - WSIP/System Hardening |  |  | 2024 | Tier 2 | Distribution Circuit |  |  |  | 2551288 | Sus |  | WildfireMitigation¦PlannedWSIPSystemHardening¦¦
24-0093550 | Wildfire Mitigation | Planned - WSIP/System Hardening |  |  | 2024 | Tier 2 | Distribution Circuit |  |  |  | 2551348 | Sus |  | WildfireMitigation¦PlannedWSIPSystemHardening¦¦
24-0100776 | Company Initiated | Planned- maintenance |  |  | 2024 | Tier 2 | Transformer only |  |  |  | 2552352 | Sus |  | CompanyInitiated¦Plannedmaintenance¦¦
24-0097691 | Wildfire Mitigation | Planned - WSIP/System Hardening |  |  | 2024 | Tier 2 | Transformer only |  |  |  | 2552367 | Sus |  | WildfireMitigation¦PlannedWSIPSystemHardening¦¦
24-0095974 | Wildfire Mitigation | Planned - WSIP/System Hardening |  |  | 2024 | Tier 3 | Transformer only |  |  |  | 2553468 | Sus |  | WildfireMitigation¦PlannedWSIPSystemHardening¦¦
24-0099256 | Wildfire Mitigation | Planned - WSIP/System Hardening |  |  | 2024 | Tier 2 | Transformer only |  |  |  | 2553502 | Sus |  | WildfireMitigation¦PlannedWSIPSystemHardening¦¦
24-0099552 | Wildfire Mitigation | Planned - WSIP/System Hardening |  |  | 2024 | Tier 2 | Distribution Circuit |  |  |  | 2553567 | Sus |  | WildfireMitigation¦PlannedWSIPSystemHardening¦¦
24-0104464 | Equipment Failure/Involved | Overhead | Transformer | Failed/Faulted | 2024 | Tier 3 | Transformer only |  |  |  | 2554420 | Sus |  | EquipmentFailureInvolved¦Overhead¦Transformer¦FailedFaulted
24-0097076 | Wildfire Mitigation | Planned - WSIP/System Hardening |  |  | 2024 | Tier 2 | Transformer only |  |  |  | 2554540 | Sus |  | WildfireMitigation¦PlannedWSIPSystemHardening¦¦
24-0100337 | Wildfire Mitigation | Planned - WSIP/System Hardening |  |  | 2024 | Tier 3 | Transformer only |  |  |  | 2554665 | Sus |  | WildfireMitigation¦PlannedWSIPSystemHardening¦¦
24-0088167 | Company Initiated | Planned- capital |  |  | 2024 | Tier 3 | Distribution Circuit |  |  |  | 2554683 | Sus |  | CompanyInitiated¦Plannedcapital¦¦
24-0105174 | Unknown Cause | Patrol - found nothing |  |  | 2024 | Tier 2 | Distribution Circuit |  |  |  | 2555644 | Sus |  | UnknownCause¦Patrolfoundnothing¦¦
24-0099658 | Wildfire Mitigation | Planned - WSIP/System Hardening |  |  | 2024 | Tier 2 | Distribution Circuit |  |  |  | 2557989 | Sus |  | WildfireMitigation¦PlannedWSIPSystemHardening¦¦
24-0107024 | Unknown Cause | Patrol - found nothing |  |  | 2024 | Tier 3 | Distribution Circuit |  |  |  | 2559795 | Sus |  | UnknownCause¦Patrolfoundnothing¦¦
24-0099037 | Company Initiated | Planned- maintenance |  |  | 2024 | Tier 3 | Distribution Circuit |  |  |  | 2560042 | Sus |  | CompanyInitiated¦Plannedmaintenance¦¦
24-0097593 | Company Initiated | Planned- capital |  |  | 2024 | Tier 2 | Distribution Circuit |  |  |  | 2561668 | Sus |  | CompanyInitiated¦Plannedcapital¦¦
24-0097591 | Company Initiated | Planned- capital |  |  | 2024 | Tier 2 | Distribution Circuit |  |  |  | 2561670 | Sus |  | CompanyInitiated¦Plannedcapital¦¦
24-0102599 | Company Initiated | Planned- maintenance |  |  | 2024 | Tier 2 | Distribution Circuit |  |  |  | 2563084 | Sus |  | CompanyInitiated¦Plannedmaintenance¦¦
24-0101335 | Wildfire Mitigation | Planned - WSIP/System Hardening |  |  | 2024 | Tier 2 | Distribution Circuit |  |  |  | 2563118 | Sus |  | WildfireMitigation¦PlannedWSIPSystemHardening¦¦
24-0102592 | Company Initiated | Planned- maintenance |  |  | 2024 | Tier 2 | Distribution Circuit |  |  |  | 2563644 | Sus |  | CompanyInitiated¦Plannedmaintenance¦¦
24-0101334 | Company Initiated | Planned- maintenance |  |  | 2024 | Tier 2 | Distribution Circuit |  |  |  | 2563143 | Sus |  | CompanyInitiated¦Plannedmaintenance¦¦
24-0098623 | Company Initiated | Planned- maintenance |  |  | 2024 | Tier 3 | Transformer only |  |  |  | 2564171 | Sus |  | CompanyInitiated¦Plannedmaintenance¦¦
24-0103885 | Company Initiated | Planned- maintenance |  |  | 2024 | Tier 2 | Distribution Circuit |  |  |  | 2564344 | Sus |  | CompanyInitiated¦Plannedmaintenance¦¦
24-0109189 | Equipment Failure/Involved | Overhead | Insulator | Broken | 2024 | Tier 2 | Distribution Circuit |  |  |  | 2564571 | Sus |  | EquipmentFailureInvolved¦Overhead¦Insulator¦Broken
24-0104222 | Wildfire Mitigation | Planned - WSIP/System Hardening |  |  | 2024 | Tier 2 | Distribution Circuit |  |  |  | 2565469 | Sus |  | WildfireMitigation¦PlannedWSIPSystemHardening¦¦
24-0105214 | Company Initiated | Planned- maintenance |  |  | 2024 | Tier 2 | Distribution Circuit |  |  |  | 2565255 | Sus |  | CompanyInitiated¦Plannedmaintenance¦¦
24-0105218 | Company Initiated | Planned- maintenance |  |  | 2024 | Tier 2 | Transformer only |  |  |  | 2565248 | Sus |  | CompanyInitiated¦Plannedmaintenance¦¦
24-0105217 | Company Initiated | Planned- maintenance |  |  | 2024 | Tier 2 | Transformer only |  |  |  | 2565249 | Sus |  | CompanyInitiated¦Plannedmaintenance¦¦
24-0104616 | Company Initiated | Planned- maintenance |  |  | 2024 | Tier 3 | Distribution Circuit |  |  |  | 2566358 | Sus |  | CompanyInitiated¦Plannedmaintenance¦¦
24-0108489 | Wildfire Mitigation | Planned - WSIP/System Hardening |  |  | 2024 | Tier 3 | Distribution Circuit |  |  |  | 2567310 | Sus |  | WildfireMitigation¦PlannedWSIPSystemHardening¦¦
24-0106365 | Wildfire Mitigation | Planned - WSIP/System Hardening |  |  | 2024 | Tier 2 | Transformer only |  |  |  | 2569375 | Sus |  | WildfireMitigation¦PlannedWSIPSystemHardening¦¦
24-0105207 | Company Initiated | Planned- maintenance |  |  | 2024 | Tier 2 | Transformer only |  |  |  | 2569414 | Sus |  | CompanyInitiated¦Plannedmaintenance¦¦
24-0103485 | Company Initiated | Planned- capital |  |  | 2024 | Tier 2 | Distribution Circuit |  |  |  | 2571345 | Sus |  | CompanyInitiated¦Plannedcapital¦¦
24-0106836 | Wildfire Mitigation | Planned - WSIP/System Hardening |  |  | 2024 | Tier 2 | Transformer only |  |  |  | 2575087 | Sus |  | WildfireMitigation¦PlannedWSIPSystemHardening¦¦
24-0115934 | Equipment Failure/Involved | Overhead | Transformer | Failed/Faulted | 2024 | Tier 2 | Transformer only |  |  |  | 2578241 | Sus |  | EquipmentFailureInvolved¦Overhead¦Transformer¦FailedFaulted
24-0116341 | Unknown Cause | Patrol - not conducted |  |  | 2024 | Tier 3 | Distribution Circuit |  |  |  | 2579048 | Sus |  | UnknownCause¦Patrolnotconducted¦¦
24-0110922 | Wildfire Mitigation | Planned - WSIP/System Hardening |  |  | 2024 | Tier 2 | Transformer only |  |  |  | 2579205 | Sus |  | WildfireMitigation¦PlannedWSIPSystemHardening¦¦
24-0108582 | Company Initiated | Planned- capital |  |  | 2024 | Tier 2 | Distribution Circuit |  |  |  | 2579241 | Sus |  | CompanyInitiated¦Plannedcapital¦¦
24-0117582 | Unknown Cause | Patrol - found nothing |  |  | 2024 | Tier 3 | Distribution Circuit |  |  |  | 2581841 | Sus |  | UnknownCause¦Patrolfoundnothing¦¦
24-0106234 | Company Initiated | Planned- capital |  |  | 2024 | Tier 2 | Distribution Circuit |  |  |  | 2582082 | Sus |  | CompanyInitiated¦Plannedcapital¦¦
24-0117857 | Company Initiated | Planned- capital |  |  | 2024 | Tier 2 | Distribution Circuit |  |  |  | 2582405 | Sus |  | CompanyInitiated¦Plannedcapital¦¦
24-0106236 | Company Initiated | Planned- capital |  |  | 2024 | Tier 2 | Distribution Circuit |  |  |  | 2583229 | Sus |  | CompanyInitiated¦Plannedcapital¦¦
24-0112295 | Wildfire Mitigation | Planned - WSIP/System Hardening |  |  | 2024 | Tier 2 | Distribution Circuit |  |  |  | 2584462 | Sus |  | WildfireMitigation¦PlannedWSIPSystemHardening¦¦
24-0111674 | Wildfire Mitigation | Planned - WSIP/System Hardening |  |  | 2024 | Tier 2 | Transformer only |  |  |  | 2584484 | Sus |  | WildfireMitigation¦PlannedWSIPSystemHardening¦¦
24-0111679 | Wildfire Mitigation | Planned - WSIP/System Hardening |  |  | 2024 | Tier 2 | Transformer only |  |  |  | 2584485 | Sus |  | WildfireMitigation¦PlannedWSIPSystemHardening¦¦
24-0106537 | Company Initiated | Planned- capital |  |  | 2024 | Tier 2 | Distribution Circuit |  |  |  | 2585485 | Sus |  | CompanyInitiated¦Plannedcapital¦¦
24-0119828 | Company Initiated | Construction Activity/equip- company | Cutout- fuse holder | Normal | 2024 | Tier 2 | Distribution Circuit |  |  |  | 2586848 | Sus |  | CompanyInitiated¦ConstructionActivityequipcompany¦Cutoutfuseholder¦Normal
24-0119843 | Unknown Cause | Patrol - found nothing |  |  | 2024 | Tier 3 | Distribution Circuit |  |  |  | 2586907 | Sus |  | UnknownCause¦Patrolfoundnothing¦¦
24-0112299 | Wildfire Mitigation | Planned - WSIP/System Hardening |  |  | 2024 | Tier 2 | Distribution Circuit |  |  |  | 2588102 | Sus |  | WildfireMitigation¦PlannedWSIPSystemHardening¦¦
24-0106741 | Company Initiated | Planned- capital |  |  | 2024 | Tier 2 | Distribution Circuit |  |  |  | 2588197 | Sus |  | CompanyInitiated¦Plannedcapital¦¦
24-0120482 | Equipment Failure/Involved | Overhead | Pole-Wood | Deteriorated | 2024 | Tier 2 | Distribution Circuit |  |  |  | 2589013 | Sus |  | EquipmentFailureInvolved¦Overhead¦PoleWood¦Deteriorated
24-0113208 | Company Initiated | Planned- maintenance |  |  | 2024 | Tier 2 | Distribution Circuit |  |  |  | 2589264 | Sus |  | CompanyInitiated¦Plannedmaintenance¦¦
24-0113623 | Wildfire Mitigation | Planned - WSIP/System Hardening |  |  | 2024 | Tier 2 | Distribution Circuit |  |  |  | 2590662 | Sus |  | WildfireMitigation¦PlannedWSIPSystemHardening¦¦
24-0113125 | Company Initiated | Planned- capital |  |  | 2024 | Tier 2 | Distribution Circuit |  |  |  | 2591345 | Sus |  | CompanyInitiated¦Plannedcapital¦¦
24-0116596 | Company Initiated | Planned- maintenance |  |  | 2024 | Tier 2 | Distribution Circuit |  |  |  | 2592124 | Sus |  | CompanyInitiated¦Plannedmaintenance¦¦
24-0122484 | Vegetation | Tree - branch fell on line | Conductor- Overhead | Arcing | 2024 | Tier 3 | Distribution Circuit |  |  |  | 2592678 | Sus |  | Vegetation¦Treebranchfellonline¦ConductorOverhead¦Arcing
24-0122488 | Equipment Failure/Involved | Overhead | Pole-Wood | Broken | 2024 | Tier 3 | Distribution Circuit |  |  |  | 2592684 | Sus |  | EquipmentFailureInvolved¦Overhead¦PoleWood¦Broken
24-0115333 | Company Initiated | Planned- maintenance |  |  | 2024 | Tier 2 | Transformer only |  |  |  | 2593936 | Sus |  | CompanyInitiated¦Plannedmaintenance¦¦
24-0119161 | Wildfire Mitigation | Planned - WSIP/System Hardening |  |  | 2024 | Tier 2 | Distribution Circuit |  |  |  | 2594059 | Sus |  | WildfireMitigation¦PlannedWSIPSystemHardening¦¦
24-0123146 | Vegetation | Tree - fell into line | Fuse | Failed/Faulted | 2024 | Tier 2 | Distribution Circuit |  |  |  | 2594732 | Sus |  | Vegetation¦Treefellintoline¦Fuse¦FailedFaulted
24-0118156 | Company Initiated | Planned- capital |  |  | 2024 | Tier 2 | Distribution Circuit |  |  |  | 2595926 | Sus |  | CompanyInitiated¦Plannedcapital¦¦
24-0116481 | Wildfire Mitigation | Planned - WSIP/System Hardening |  |  | 2024 | Tier 3 | Distribution Circuit |  |  |  | 2595999 | Sus |  | WildfireMitigation¦PlannedWSIPSystemHardening¦¦
24-0124686 | Equipment Failure/Involved | Underground | Secondary | Broken | 2024 | Tier 3 | Transformer only |  |  |  | 2597415 | Sus |  | EquipmentFailureInvolved¦Underground¦Secondary¦Broken
24-0125601 | Unknown Cause | Patrol - found nothing |  |  | 2024 | Tier 2 | Distribution Circuit |  |  |  | 2600008 | Sus |  | UnknownCause¦Patrolfoundnothing¦¦
24-0125826 | Animal | Squirrel | Conductor- Overhead | Normal | 2024 | Tier 2 | Distribution Circuit |  |  |  | 2600457 | Sus |  | Animal¦Squirrel¦ConductorOverhead¦Normal
24-0118962 | Wildfire Mitigation | Planned - WSIP/System Hardening |  |  | 2024 | Tier 3 | Transformer only |  |  |  | 2601082 | Sus |  | WildfireMitigation¦PlannedWSIPSystemHardening¦¦
24-0119526 | Wildfire Mitigation | Planned - WSIP/System Hardening |  |  | 2024 | Tier 3 | Distribution Circuit |  |  |  | 2601895 | Sus |  | WildfireMitigation¦PlannedWSIPSystemHardening¦¦
24-0116357 | Company Initiated | Planned- capital | Pole-Wood | Normal | 2024 | Tier 2 | Distribution Circuit |  |  |  | 2602009 | Sus |  | CompanyInitiated¦Plannedcapital¦PoleWood¦Normal
24-0127187 | Animal | Other | Fuse | Burned Open | 2024 | Tier 2 | Distribution Circuit |  |  |  | 2602684 | Sus |  | Animal¦Other¦Fuse¦BurnedOpen
24-0122885 | Wildfire Mitigation | Planned - WSIP/System Hardening |  |  | 2024 | Tier 2 | Transformer only |  |  |  | 2602794 | Sus |  | WildfireMitigation¦PlannedWSIPSystemHardening¦¦
24-0115048 | Company Initiated | Planned- maintenance |  |  | 2024 | Tier 2 | Transformer only |  |  |  | 2602900 | Sus |  | CompanyInitiated¦Plannedmaintenance¦¦
24-0116619 | Company Initiated | Planned- capital |  |  | 2024 | Tier 2 | Distribution Circuit |  |  |  | 2603766 | Sus |  | CompanyInitiated¦Plannedcapital¦¦
24-0128088 | Unknown Cause | Patrol - found nothing |  |  | 2024 | Tier 2 | Distribution Circuit |  |  |  | 2604363 | Sus |  | UnknownCause¦Patrolfoundnothing¦¦
24-0128155 | Unknown Cause | Patrol - found nothing |  |  | 2024 | Tier 2 | Distribution Circuit |  |  |  | 2604634 | Sus |  | UnknownCause¦Patrolfoundnothing¦¦
24-0128247 | Equipment Failure/Involved | Overhead | Connector or Splice (OH) | Broken- wire on ground | 2024 | Tier 2 | Distribution Circuit |  |  |  | 2605165 | Sus |  | EquipmentFailureInvolved¦Overhead¦ConnectororSplice(OH)¦Brokenwireonground
24-0128580 | Equipment Failure/Involved | Overhead | Transformer | Burned/flashed | 2024 | Tier 2 | Transformer only |  |  |  | 2606098 | Sus |  | EquipmentFailureInvolved¦Overhead¦Transformer¦Burnedflashed
24-0120610 | Company Initiated | Planned- maintenance |  |  | 2024 | Tier 2 | Transformer only |  |  |  | 2607982 | Sus |  | CompanyInitiated¦Plannedmaintenance¦¦
24-0123728 | Wildfire Mitigation | Planned - WSIP/System Hardening |  |  | 2024 | Tier 2 | Transformer only |  |  |  | 2608042 | Sus |  | WildfireMitigation¦PlannedWSIPSystemHardening¦¦
24-0123727 | Wildfire Mitigation | Planned - WSIP/System Hardening |  |  | 2024 | Tier 2 | Transformer only |  |  |  | 2608501 | Sus |  | WildfireMitigation¦PlannedWSIPSystemHardening¦¦
24-0118874 | Company Initiated | Planned- capital |  |  | 2024 | Tier 2 | Distribution Circuit |  |  |  | 2608207 | Sus |  | CompanyInitiated¦Plannedcapital¦¦
24-0118914 | Company Initiated | Planned- capital |  |  | 2024 | Tier 2 | Distribution Circuit |  |  |  | 2609641 | Sus |  | CompanyInitiated¦Plannedcapital¦¦
24-0119024 | Company Initiated | Planned- capital |  |  | 2024 | Tier 2 | Distribution Circuit |  |  |  | 2610218 | Sus |  | CompanyInitiated¦Plannedcapital¦¦
24-0124879 | Wildfire Mitigation | Planned - WSIP/System Hardening |  |  | 2024 | Tier 2 | Transformer only |  |  |  | 2613052 | Sus |  | WildfireMitigation¦PlannedWSIPSystemHardening¦¦
24-0132411 | Vegetation | Tree - branch fell on line | Conductor- Overhead | Normal | 2024 | Tier 2 | Distribution Circuit |  |  |  | 2615759 | Sus |  | Vegetation¦Treebranchfellonline¦ConductorOverhead¦Normal
24-0132512 | Equipment Failure/Involved | Overhead | Transformer | Leaking | 2024 | Tier 3 | Transformer only |  |  |  | 2615793 | Sus |  | EquipmentFailureInvolved¦Overhead¦Transformer¦Leaking
24-0120394 | Company Initiated | Planned- capital |  |  | 2024 | Tier 2 | Distribution Circuit |  |  |  | 2617750 | Sus |  | CompanyInitiated¦Plannedcapital¦¦
24-0111348 | Company Initiated | Planned- capital |  |  | 2024 | Tier 3 | Distribution Circuit |  |  |  | 2618269 | Sus |  | CompanyInitiated¦Plannedcapital¦¦
24-0116518 | Company Initiated | Planned- capital |  |  | 2024 | Tier 2 | Distribution Circuit |  |  |  | 2619579 | Sus |  | CompanyInitiated¦Plannedcapital¦¦
24-0126145 | Company Initiated | Planned- capital |  |  | 2024 | Tier 2 | Distribution Circuit |  |  |  | 2619588 | Sus |  | CompanyInitiated¦Plannedcapital¦¦
24-0125899 | Company Initiated | Planned- maintenance |  |  | 2024 | Tier 2 | Distribution Circuit |  |  |  | 2619609 | Sus |  | CompanyInitiated¦Plannedmaintenance¦¦
24-0124731 | Wildfire Mitigation | Planned - WSIP/System Hardening |  |  | 2024 | Tier 3 | Transformer only |  |  |  | 2622654 | Sus |  | WildfireMitigation¦PlannedWSIPSystemHardening¦¦
24-0125205 | Company Initiated | Planned- capital |  |  | 2024 | Tier 3 | Distribution Circuit |  |  |  | 2622730 | Sus |  | CompanyInitiated¦Plannedcapital¦¦
24-0134829 | Equipment Failure/Involved | Underground | Transformer (UG) | Failed/Faulted | 2024 | Tier 2 | Distribution Circuit |  |  |  | 2623453 | Sus |  | EquipmentFailureInvolved¦Underground¦Transformer(UG)¦FailedFaulted
24-0129429 | Company Initiated | Planned- maintenance |  |  | 2024 | Tier 3 | Distribution Circuit |  |  |  | 2624744 | Sus |  | CompanyInitiated¦Plannedmaintenance¦¦
24-0136768 | 3rd Party | Tree - cutting- 3rd party | Fuse | Failed/Faulted | 2024 | Tier 2 | Distribution Circuit |  |  |  | 2628475 | Sus |  | 3rdParty¦Treecutting3rdparty¦Fuse¦FailedFaulted
24-0126959 | Company Initiated | Planned- maintenance |  |  | 2024 | Tier 2 | Transformer only |  |  |  | 2628910 | Sus |  | CompanyInitiated¦Plannedmaintenance¦¦
24-0128623 | Company Initiated | Planned- maintenance |  |  | 2024 | Tier 3 | Distribution Circuit |  |  |  | 2629384 | Sus |  | CompanyInitiated¦Plannedmaintenance¦¦
24-0137748 | Vegetation | Tree - fell into line | Connector or Splice (OH) | Normal | 2024 | Tier 2 | Distribution Circuit |  |  |  | 2630999 | Sus |  | Vegetation¦Treefellintoline¦ConnectororSplice(OH)¦Normal
24-0139121 | Equipment Failure/Involved | Overhead | Insulator | Burned/flashed | 2024 | Tier 2 | Distribution Circuit |  |  |  | 2634819 | Sus |  | EquipmentFailureInvolved¦Overhead¦Insulator¦Burnedflashed
24-0139233 | Unknown Cause | Patrol - found nothing |  |  | 2024 | Tier 3 | Transformer only |  |  |  | 2635002 | Sus |  | UnknownCause¦Patrolfoundnothing¦¦
24-0139634 | Equipment Failure/Involved | Overhead | Connector or Splice (OH) | Burned Open | 2024 | Tier 3 | Transformer only |  |  |  | 2636791 | Sus |  | EquipmentFailureInvolved¦Overhead¦ConnectororSplice(OH)¦BurnedOpen
24-0132486 | Wildfire Mitigation | Planned - WSIP/System Hardening |  |  | 2024 | Tier 2 | Distribution Circuit |  |  |  | 2637429 | Sus |  | WildfireMitigation¦PlannedWSIPSystemHardening¦¦
24-0133988 | Wildfire Mitigation | Planned - WSIP/System Hardening |  |  | 2024 | Tier 2 | Transformer only |  |  |  | 2639230 | Sus |  | WildfireMitigation¦PlannedWSIPSystemHardening¦¦
24-0141199 | Unknown Cause | Patrol - found nothing |  |  | 2024 | Tier 2 | Distribution Circuit |  |  |  | 2639818 | Sus |  | UnknownCause¦Patrolfoundnothing¦¦
24-0131267 | Company Initiated | Planned- capital |  |  | 2024 | Tier 2 | Distribution Circuit |  |  |  | 2641499 | Sus |  | CompanyInitiated¦Plannedcapital¦¦
24-0137016 | Company Initiated | Planned- capital |  |  | 2024 | Tier 2 | Distribution Circuit |  |  |  | 2641488 | Sus |  | CompanyInitiated¦Plannedcapital¦¦
24-0136226 | Company Initiated | Planned- maintenance |  |  | 2024 | Tier 3 | Transformer only |  |  |  | 2641602 | Sus |  | CompanyInitiated¦Plannedmaintenance¦¦
24-0140942 | Company Initiated | Planned- maintenance |  |  | 2024 | Tier 2 | Transformer only |  |  |  | 2642513 | Sus |  | CompanyInitiated¦Plannedmaintenance¦¦
24-0138109 | Company Initiated | Planned- maintenance |  |  | 2024 | Tier 2 | Transformer only |  |  |  | 2642515 | Sus |  | CompanyInitiated¦Plannedmaintenance¦¦
24-0141021 | Company Initiated | Planned- maintenance |  |  | 2024 | Tier 2 | Transformer only |  |  |  | 2642547 | Sus |  | CompanyInitiated¦Plannedmaintenance¦¦
24-0131387 | Wildfire Mitigation | Planned - WSIP/System Hardening |  |  | 2024 | Tier 2 | Transformer only |  |  |  | 2642780 | Sus |  | WildfireMitigation¦PlannedWSIPSystemHardening¦¦
24-0121162 | Company Initiated | Planned- capital |  |  | 2024 | Tier 2 | Distribution Circuit |  |  |  | 2642898 | Sus |  | CompanyInitiated¦Plannedcapital¦¦
24-0136477 | Wildfire Mitigation | Planned - WSIP/System Hardening |  |  | 2024 | Tier 2 | Distribution Circuit |  |  |  | 2643654 | Sus |  | WildfireMitigation¦PlannedWSIPSystemHardening¦¦
24-0140998 | Company Initiated | Planned- maintenance |  |  | 2024 | Tier 2 | Transformer only |  |  |  | 2644395 | Sus |  | CompanyInitiated¦Plannedmaintenance¦¦
24-0133177 | Company Initiated | Planned- capital |  |  | 2024 | Tier 2 | Distribution Circuit |  |  |  | 2645674 | Sus |  | CompanyInitiated¦Plannedcapital¦¦
24-0143252 | Equipment Failure/Involved | Overhead | Pole-Wood | Broken | 2024 | Tier 3 | Distribution Circuit |  |  |  | 2645983 | Sus |  | EquipmentFailureInvolved¦Overhead¦PoleWood¦Broken
24-0143017 | Company Initiated | Planned- maintenance |  |  | 2024 | Tier 2 | Transformer only |  |  |  | 2647377 | Sus |  | CompanyInitiated¦Plannedmaintenance¦¦
24-0135178 | Wildfire Mitigation | Planned - WSIP/System Hardening |  |  | 2024 | Tier 2 | Transformer only |  |  |  | 2647380 | Sus |  | WildfireMitigation¦PlannedWSIPSystemHardening¦¦
24-0124970 | Wildfire Mitigation | Planned - WSIP/System Hardening |  |  | 2024 | Tier 2 | Distribution Circuit |  |  |  | 2647442 | Sus |  | WildfireMitigation¦PlannedWSIPSystemHardening¦¦
24-0144058 | Unknown Cause | Patrol - found nothing |  |  | 2024 | Tier 2 | Distribution Circuit |  |  |  | 2648208 | Sus |  | UnknownCause¦Patrolfoundnothing¦¦
24-0144058 | Unknown Cause | Patrol - found nothing |  |  | 2024 | Tier 2 | Distribution Circuit |  |  |  | 2648234 | Sus |  | UnknownCause¦Patrolfoundnothing¦¦
24-0144065 | Unknown Cause | Patrol - found nothing |  |  | 2024 | Tier 2 | Distribution Circuit |  |  |  | 2648237 | Sus |  | UnknownCause¦Patrolfoundnothing¦¦
24-0144088 | Equipment Failure/Involved | Overhead | Transformer | Failed/Faulted | 2024 | Tier 2 | Transformer only |  |  |  | 2648289 | Sus |  | EquipmentFailureInvolved¦Overhead¦Transformer¦FailedFaulted
24-0140196 | Company Initiated | Planned- maintenance |  |  | 2024 | Tier 3 | Distribution Circuit |  |  |  | 2648607 | Sus |  | CompanyInitiated¦Plannedmaintenance¦¦
24-0144205 | Vegetation | Tree - fell into line | Transformer (OH) |  | 2024 | Tier 2 | Transformer only |  |  |  | 2648866 | Sus |  | Vegetation¦Treefellintoline¦Transformer(OH)¦
24-0144345 | Equipment Failure/Involved | Overhead | Pole-Wood | Broken | 2024 | Tier 2 | Distribution Circuit |  |  |  | 2650164 | Sus |  | EquipmentFailureInvolved¦Overhead¦PoleWood¦Broken
24-0145172 | Unknown Cause | Patrol - found nothing |  |  | 2024 | Tier 3 | Distribution Circuit |  |  |  | 2653318 | Sus |  | UnknownCause¦Patrolfoundnothing¦¦
24-0145342 | Vegetation | Tree - branch fell on line | Pole-Wood | Normal | 2024 | Tier 2 | Distribution Circuit |  |  |  | 2656111 | Sus |  | Vegetation¦Treebranchfellonline¦PoleWood¦Normal
24-0145614 | Equipment Failure/Involved | Overhead | Conductor- Overhead | Broken- wire on ground | 2024 | Tier 2 | Distribution Circuit |  |  |  | 2657171 | Sus |  | EquipmentFailureInvolved¦Overhead¦ConductorOverhead¦Brokenwireonground
24-0145772 | Equipment Failure/Involved | Overhead | Conductor- Overhead | Broken- wire on ground | 2024 | Tier 2 | Distribution Circuit |  |  |  | 2659592 | Sus |  | EquipmentFailureInvolved¦Overhead¦ConductorOverhead¦Brokenwireonground
24-0146059 | Equipment Failure/Involved | Overhead | Conductor- Overhead | Broken- wire on ground | 2024 | Tier 2 | Distribution Circuit |  |  |  | 2659823 | Sus |  | EquipmentFailureInvolved¦Overhead¦ConductorOverhead¦Brokenwireonground
24-0146173 | Unknown Cause | Patrol - found nothing |  |  | 2024 | Tier 2 | Distribution Circuit |  |  |  | 2657082 | Sus |  | UnknownCause¦Patrolfoundnothing¦¦
24-0146717 | Equipment Failure/Involved | Underground | Connector or Splice (UG) | Burned/flashed | 2024 | Tier 2 | Distribution Circuit |  |  |  | 2663735 | Sus |  | EquipmentFailureInvolved¦Underground¦ConnectororSplice(UG)¦Burnedflashed
24-0139862 | Company Initiated | Planned- maintenance |  |  | 2024 | Tier 3 | Transformer only |  |  |  | 2663858 | Sus |  | CompanyInitiated¦Plannedmaintenance¦¦
24-0146745 | Company Initiated | Planned- capital |  |  | 2024 | Tier 2 | Distribution Circuit |  |  |  | 2663882 | Sus |  | CompanyInitiated¦Plannedcapital¦¦
24-0141942 | Company Initiated | Planned- capital |  |  | 2024 | Tier 2 | Distribution Circuit |  |  |  | 2664948 | Sus |  | CompanyInitiated¦Plannedcapital¦¦
24-0147068 | Vegetation | Tree - branch fell on line | Conductor- Overhead | Normal | 2024 | Tier 3 | Distribution Circuit |  |  |  | 2665633 | Sus |  | Vegetation¦Treebranchfellonline¦ConductorOverhead¦Normal
24-0147067 | Vegetation | Tree - branch fell on line | Conductor- Overhead | Normal | 2024 | Tier 3 | Distribution Circuit |  |  |  | 2665634 | Sus |  | Vegetation¦Treebranchfellonline¦ConductorOverhead¦Normal
24-0147094 | Unknown Cause | Patrol - found nothing |  |  | 2024 | Tier 3 | Distribution Circuit |  |  |  | 2665649 | Sus |  | UnknownCause¦Patrolfoundnothing¦¦
24-0143551 | Company Initiated | Planned- maintenance |  |  | 2024 | Tier 2 | Transformer only |  |  |  | 2665756 | Sus |  | CompanyInitiated¦Plannedmaintenance¦¦
24-0142121 | Company Initiated | Planned- capital |  |  | 2024 | Tier 2 | Distribution Circuit |  |  |  | 2668158 | Sus |  | CompanyInitiated¦Plannedcapital¦¦
24-0147507 | Equipment Failure/Involved | Overhead | Conductor- Overhead | Broken | 2024 | Tier 3 | Transformer only |  |  |  | 2668573 | Sus |  | EquipmentFailureInvolved¦Overhead¦ConductorOverhead¦Broken
24-0147553 | Vegetation | Tree - fell into line | Pole-Wood | Broken- wire on ground | 2024 | Tier 3 | Distribution Circuit |  |  |  | 2668731 | Sus |  | Vegetation¦Treefellintoline¦PoleWood¦Brokenwireonground
24-0146842 | Wildfire Mitigation | Planned - WSIP/System Hardening |  |  | 2024 | Tier 2 | Distribution Circuit |  |  |  | 2670576 | Sus |  | WildfireMitigation¦PlannedWSIPSystemHardening¦¦
24-0145931 | Company Initiated | Planned- maintenance |  |  | 2024 | Tier 2 | Transformer only |  |  |  | 2672264 | Sus |  | CompanyInitiated¦Plannedmaintenance¦¦
24-0003993 | Company Initiated | Planned- maintenance |  |  | 2024 | Tier 2 | Distribution Circuit |  |  |  | 2304616 | Sus |  | CompanyInitiated¦Plannedmaintenance¦¦
24-0006306 | Vegetation | Tree - fell into line | Conductor- Overhead | Together | 2024 | Tier 2 | Distribution Circuit |  |  |  | 2305712 | Sus |  | Vegetation¦Treefellintoline¦ConductorOverhead¦Together
24-0003524 | Company Initiated | Planned- maintenance |  |  | 2024 | Tier 2 | Distribution Circuit |  |  |  | 2305819 | Sus |  | CompanyInitiated¦Plannedmaintenance¦¦
24-0006894 | Unknown Cause | Patrol - found nothing |  |  | 2024 | Tier 2 | Distribution Circuit |  |  |  | 2306811 | Sus |  | UnknownCause¦Patrolfoundnothing¦¦
24-0004387 | Company Initiated | Planned- maintenance |  |  | 2024 | Tier 2 | Distribution Circuit |  |  |  | 2307749 | Sus |  | CompanyInitiated¦Plannedmaintenance¦¦
24-0007566 | Unknown Cause | Patrol - found nothing |  |  | 2024 | Tier 2 | Distribution Circuit |  |  |  | 2308392 | Sus |  | UnknownCause¦Patrolfoundnothing¦¦
24-0002231 | Company Initiated | Planned- maintenance |  |  | 2024 | Tier 2 | Distribution Circuit |  |  |  | 2309550 | Sus |  | CompanyInitiated¦Plannedmaintenance¦¦
24-0004819 | Company Initiated | Planned- maintenance |  |  | 2024 | Tier 2 | Transformer only |  |  |  | 2309556 | Sus |  | CompanyInitiated¦Plannedmaintenance¦¦
24-0002111 | Company Initiated | Planned- maintenance |  |  | 2024 | Tier 2 | Transformer only |  |  |  | 2309623 | Sus |  | CompanyInitiated¦Plannedmaintenance¦¦
24-0002115 | Company Initiated | Planned- maintenance |  |  | 2024 | Tier 2 | Transformer only |  |  |  | 2309873 | Sus |  | CompanyInitiated¦Plannedmaintenance¦¦
24-0002229 | Company Initiated | Planned- maintenance |  |  | 2024 | Tier 2 | Transformer only |  |  |  | 2310757 | Sus |  | CompanyInitiated¦Plannedmaintenance¦¦
24-0002232 | Company Initiated | Planned- maintenance |  |  | 2024 | Tier 2 | Distribution Circuit |  |  |  | 2311425 | Sus |  | CompanyInitiated¦Plannedmaintenance¦¦
24-0002145 | Company Initiated | Planned- maintenance |  |  | 2024 | Tier 2 | Transformer only |  |  |  | 2311435 | Sus |  | CompanyInitiated¦Plannedmaintenance¦¦
24-0002686 | Company Initiated | Planned- maintenance |  |  | 2024 | Tier 2 | Distribution Circuit |  |  |  | 2312697 | Sus |  | CompanyInitiated¦Plannedmaintenance¦¦
24-0002236 | Company Initiated | Planned- maintenance |  |  | 2024 | Tier 2 | Distribution Circuit |  |  |  | 2312741 | Sus |  | CompanyInitiated¦Plannedmaintenance¦¦
24-0002177 | Company Initiated | Planned- maintenance |  |  | 2024 | Tier 2 | Distribution Circuit |  |  |  | 2312907 | Sus |  | CompanyInitiated¦Plannedmaintenance¦¦
24-0002818 | Company Initiated | Planned- capital |  |  | 2024 | Tier 2 | Distribution Circuit |  |  |  | 2313107 | Sus |  | CompanyInitiated¦Plannedcapital¦¦
24-0002159 | Company Initiated | Planned- maintenance |  |  | 2024 | Tier 2 | Distribution Circuit |  |  |  | 2313610 | Sus |  | CompanyInitiated¦Plannedmaintenance¦¦
24-0010358 | Equipment Failure/Involved | Overhead | Crossarm- Wood | Deteriorated | 2024 | Tier 2 | Distribution Circuit |  |  |  | 2314337 | Sus |  | EquipmentFailureInvolved¦Overhead¦CrossarmWood¦Deteriorated
24-0002172 | Company Initiated | Planned- maintenance |  |  | 2024 | Tier 2 | Distribution Circuit |  |  |  | 2314490 | Sus |  | CompanyInitiated¦Plannedmaintenance¦¦
24-0002248 | Company Initiated | Planned- maintenance |  |  | 2024 | Tier 2 | Distribution Circuit |  |  |  | 2314524 | Sus |  | CompanyInitiated¦Plannedmaintenance¦¦
24-0005038 | Wildfire Mitigation | Planned - WSIP/System Hardening |  |  | 2024 | Tier 2 | Distribution Circuit |  |  |  | 2316102 | Sus |  | WildfireMitigation¦PlannedWSIPSystemHardening¦¦
24-0003055 | Wildfire Mitigation | Planned - WSIP/System Hardening |  |  | 2024 | Tier 2 | Transformer only |  |  |  | 2316225 | Sus |  | WildfireMitigation¦PlannedWSIPSystemHardening¦¦
24-0005046 | Wildfire Mitigation | Planned - WSIP/System Hardening |  |  | 2024 | Tier 2 | Transformer only |  |  |  | 2316142 | Sus |  | WildfireMitigation¦PlannedWSIPSystemHardening¦¦
24-0003965 | Company Initiated | Planned- maintenance |  |  | 2024 | Tier 2 | Transformer only |  |  |  | 2316157 | Sus |  | CompanyInitiated¦Plannedmaintenance¦¦
24-0005049 | Company Initiated | Planned- maintenance |  |  | 2024 | Tier 2 | Transformer only |  |  |  | 2316207 | Sus |  | CompanyInitiated¦Plannedmaintenance¦¦
24-0006971 | Wildfire Mitigation | Planned - WSIP/System Hardening |  |  | 2024 | Tier 2 | Transformer only |  |  |  | 2316266 | Sus |  | WildfireMitigation¦PlannedWSIPSystemHardening¦¦
24-0005129 | Wildfire Mitigation | Planned - WSIP/System Hardening |  |  | 2024 | Tier 2 | Distribution Circuit |  |  |  | 2316412 | Sus |  | WildfireMitigation¦PlannedWSIPSystemHardening¦¦
24-0003135 | Wildfire Mitigation | Planned - WSIP/System Hardening |  |  | 2024 | Tier 2 | Distribution Circuit |  |  |  | 2316466 | Sus |  | WildfireMitigation¦PlannedWSIPSystemHardening¦¦
24-0003972 | Company Initiated | Planned- maintenance |  |  | 2024 | Tier 2 | Transformer only |  |  |  | 2316475 | Sus |  | CompanyInitiated¦Plannedmaintenance¦¦
24-0003976 | Company Initiated | Planned- maintenance |  |  | 2024 | Tier 2 | Transformer only |  |  |  | 2316566 | Sus |  | CompanyInitiated¦Plannedmaintenance¦¦
24-0005132 | Wildfire Mitigation | Planned - WSIP/System Hardening |  |  | 2024 | Tier 2 | Transformer only |  |  |  | 2317302 | Sus |  | WildfireMitigation¦PlannedWSIPSystemHardening¦¦
24-0004632 | Wildfire Mitigation | Planned - WSIP/System Hardening |  |  | 2024 | Tier 2 | Transformer only |  |  |  | 2317343 | Sus |  | WildfireMitigation¦PlannedWSIPSystemHardening¦¦
24-0004597 | Company Initiated | Planned- maintenance |  |  | 2024 | Tier 2 | Distribution Circuit |  |  |  | 2317384 | Sus |  | CompanyInitiated¦Plannedmaintenance¦¦
24-0004601 | Company Initiated | Planned- maintenance |  |  | 2024 | Tier 2 | Distribution Circuit |  |  |  | 2318313 | Sus |  | CompanyInitiated¦Plannedmaintenance¦¦
24-0004912 | Wildfire Mitigation | Planned - WSIP/System Hardening |  |  | 2024 | Tier 2 | Distribution Circuit |  |  |  | 2318266 | Sus |  | WildfireMitigation¦PlannedWSIPSystemHardening¦¦
24-0005142 | Company Initiated | Planned- maintenance |  |  | 2024 | Tier 2 | Distribution Circuit |  |  |  | 2318280 | Sus |  | CompanyInitiated¦Plannedmaintenance¦¦
24-0004643 | Company Initiated | Planned- maintenance |  |  | 2024 | Tier 2 | Distribution Circuit |  |  |  | 2318303 | Sus |  | CompanyInitiated¦Plannedmaintenance¦¦
24-0005150 | Wildfire Mitigation | Planned - WSIP/System Hardening |  |  | 2024 | Tier 2 | Transformer only |  |  |  | 2318866 | Sus |  | WildfireMitigation¦PlannedWSIPSystemHardening¦¦
24-0005297 | Wildfire Mitigation | Planned - WSIP/System Hardening |  |  | 2024 | Tier 2 | Distribution Circuit |  |  |  | 2318917 | Sus |  | WildfireMitigation¦PlannedWSIPSystemHardening¦¦
24-0006858 | Wildfire Mitigation | Planned - WSIP/System Hardening |  |  | 2024 | Tier 3 | Distribution Circuit |  |  |  | 2318947 | Sus |  | WildfireMitigation¦PlannedWSIPSystemHardening¦¦
24-0006393 | Wildfire Mitigation | Planned - WSIP/System Hardening |  |  | 2024 | Tier 2 | Distribution Circuit |  |  |  | 2318905 | Sus |  | WildfireMitigation¦PlannedWSIPSystemHardening¦¦
24-0004604 | Company Initiated | Planned- maintenance |  |  | 2024 | Tier 2 | Distribution Circuit |  |  |  | 2319006 | Sus |  | CompanyInitiated¦Plannedmaintenance¦¦
24-0012864 | Vegetation | Tree - fell into line | Conductor- Overhead | Broken- wire on ground | 2024 | Tier 3 | Distribution Circuit |  |  |  | 2319538 | Sus |  | Vegetation¦Treefellintoline¦ConductorOverhead¦Brokenwireonground
24-0013041 | Vegetation | Tree - fell into line | Fuse | Broken | 2024 | Tier 3 | Transformer only |  |  |  | 2320160 | Sus |  | Vegetation¦Treefellintoline¦Fuse¦Broken
24-0009672 | Company Initiated | Planned- maintenance |  |  | 2024 | Tier 2 | Distribution Circuit |  |  |  | 2322043 | Sus |  | CompanyInitiated¦Plannedmaintenance¦¦
24-0011577 | Company Initiated | Planned- maintenance |  |  | 2024 | Tier 2 | Distribution Circuit |  |  |  | 2322114 | Sus |  | CompanyInitiated¦Plannedmaintenance¦¦
24-0007953 | Wildfire Mitigation | Planned - WSIP/System Hardening |  |  | 2024 | Tier 2 | Distribution Circuit |  |  |  | 2322431 | Sus |  | WildfireMitigation¦PlannedWSIPSystemHardening¦¦
24-0009948 | Wildfire Mitigation | Planned - WSIP/System Hardening |  |  | 2024 | Tier 2 | Transformer only |  |  |  | 2324579 | Sus |  | WildfireMitigation¦PlannedWSIPSystemHardening¦¦
24-0009950 | Wildfire Mitigation | Planned - WSIP/System Hardening |  |  | 2024 | Tier 2 | Transformer only |  |  |  | 2324860 | Sus |  | WildfireMitigation¦PlannedWSIPSystemHardening¦¦
24-0012678 | Wildfire Mitigation | Planned - WSIP/System Hardening |  |  | 2024 | Tier 2 | Distribution Circuit |  |  |  | 2326918 | Sus |  | WildfireMitigation¦PlannedWSIPSystemHardening¦¦
24-0012754 | Wildfire Mitigation | Planned - WSIP/System Hardening |  |  | 2024 | Tier 2 | Distribution Circuit |  |  |  | 2327049 | Sus |  | WildfireMitigation¦PlannedWSIPSystemHardening¦¦
24-0012755 | Wildfire Mitigation | Planned - WSIP/System Hardening |  |  | 2024 | Tier 2 | Distribution Circuit |  |  |  | 2327285 | Sus |  | WildfireMitigation¦PlannedWSIPSystemHardening¦¦
24-0011630 | Company Initiated | Planned- maintenance |  |  | 2024 | Tier 2 | Transformer only |  |  |  | 2327493 | Sus |  | CompanyInitiated¦Plannedmaintenance¦¦
24-0011635 | Company Initiated | Planned- maintenance |  |  | 2024 | Tier 2 | Transformer only |  |  |  | 2327496 | Sus |  | CompanyInitiated¦Plannedmaintenance¦¦
24-0011462 | Wildfire Mitigation | Planned - WSIP/System Hardening |  |  | 2024 | Tier 2 | Transformer only |  |  |  | 2327940 | Sus |  | WildfireMitigation¦PlannedWSIPSystemHardening¦¦
24-0011172 | Wildfire Mitigation | Planned - WSIP/System Hardening |  |  | 2024 | Tier 3 | Distribution Circuit |  |  |  | 2328129 | Sus |  | WildfireMitigation¦PlannedWSIPSystemHardening¦¦
24-0010087 | Company Initiated | Planned- maintenance |  |  | 2024 | Tier 2 | Distribution Circuit |  |  |  | 2328016 | Sus |  | CompanyInitiated¦Plannedmaintenance¦¦
24-0011465 | Wildfire Mitigation | Planned - WSIP/System Hardening |  |  | 2024 | Tier 2 | Transformer only |  |  |  | 2328302 | Sus |  | WildfireMitigation¦PlannedWSIPSystemHardening¦¦
24-0012696 | Wildfire Mitigation | Planned - WSIP/System Hardening |  |  | 2024 | Tier 2 | Distribution Circuit |  |  |  | 2329007 | Sus |  | WildfireMitigation¦PlannedWSIPSystemHardening¦¦
24-0012086 | Wildfire Mitigation | Planned - WSIP/System Hardening |  |  | 2024 | Tier 2 | Distribution Circuit |  |  |  | 2329023 | Sus |  | WildfireMitigation¦PlannedWSIPSystemHardening¦¦
24-0011639 | Company Initiated | Planned- maintenance |  |  | 2024 | Tier 2 | Distribution Circuit |  |  |  | 2329013 | Sus |  | CompanyInitiated¦Plannedmaintenance¦¦
24-0012730 | Company Initiated | Planned- maintenance |  |  | 2024 | Tier 2 | Transformer only |  |  |  | 2329116 | Sus |  | CompanyInitiated¦Plannedmaintenance¦¦
24-0010160 | Wildfire Mitigation | Planned - WSIP/System Hardening |  |  | 2024 | Tier 2 | Distribution Circuit |  |  |  | 2329327 | Sus |  | WildfireMitigation¦PlannedWSIPSystemHardening¦¦
24-0012732 | Wildfire Mitigation | Planned - WSIP/System Hardening |  |  | 2024 | Tier 2 | Transformer only |  |  |  | 2329529 | Sus |  | WildfireMitigation¦PlannedWSIPSystemHardening¦¦
24-0017748 | Unknown Cause | Patrol - found nothing |  |  | 2024 | Tier 2 | Distribution Circuit |  |  |  | 2330665 | Sus |  | UnknownCause¦Patrolfoundnothing¦¦
24-0017766 | Equipment Failure/Involved | Overhead | Secondary | Broken | 2024 | Tier 2 | Transformer only |  |  |  | 2330778 | Sus |  | EquipmentFailureInvolved¦Overhead¦Secondary¦Broken
24-0012432 | Company Initiated | Planned- maintenance |  |  | 2024 | Tier 2 | Transformer only |  |  |  | 2332215 | Sus |  | CompanyInitiated¦Plannedmaintenance¦¦
24-0011485 | Wildfire Mitigation | Planned - WSIP/System Hardening |  |  | 2024 | Tier 2 | Distribution Circuit |  |  |  | 2332591 | Sus |  | WildfireMitigation¦PlannedWSIPSystemHardening¦¦
24-0013043 | Company Initiated | Planned- maintenance |  |  | 2024 | Tier 2 | Distribution Circuit |  |  |  | 2333446 | Sus |  | CompanyInitiated¦Plannedmaintenance¦¦
24-0019659 | Unknown Cause | Patrol - found nothing |  |  | 2024 | Tier 2 | Distribution Circuit |  |  |  | 2336751 | Sus |  | UnknownCause¦Patrolfoundnothing¦¦
24-0022882 | Equipment Failure/Involved | Overhead | Conductor- Overhead | Together | 2024 | Tier 2 | Distribution Circuit |  |  |  | 2362739 | Sus |  | EquipmentFailureInvolved¦Overhead¦ConductorOverhead¦Together
24-0023000 | Unknown Cause | Patrol - found nothing |  |  | 2024 | Tier 2 | Distribution Circuit |  |  |  | 2363372 | Sus |  | UnknownCause¦Patrolfoundnothing¦¦
24-0022882 | Company Initiated | Return Circuit Normal | Conductor- Overhead | Normal | 2024 | Tier 2 | Distribution Circuit |  |  |  | 2364841 | Sus |  | CompanyInitiated¦ReturnCircuitNormal¦ConductorOverhead¦Normal
24-0026139 | Unknown Cause | Patrol - found nothing |  |  | 2024 | Tier 2 | Distribution Circuit |  |  |  | 2369607 | Sus |  | UnknownCause¦Patrolfoundnothing¦¦
24-0027461 | Unknown Cause | Patrol - found nothing |  |  | 2024 | Tier 2 | Distribution Circuit |  |  |  | 2372971 | Sus |  | UnknownCause¦Patrolfoundnothing¦¦
24-0027969 | Unknown Cause | Patrol - found nothing |  |  | 2024 | Tier 2 | Distribution Circuit |  |  |  | 2373672 | Sus |  | UnknownCause¦Patrolfoundnothing¦¦
24-0027876 | Equipment Failure/Involved | Overhead | Connector or Splice (OH) | Arcing | 2024 | Tier 2 | Transformer only |  |  |  | 2373769 | Sus |  | EquipmentFailureInvolved¦Overhead¦ConnectororSplice(OH)¦Arcing
24-0028224 | Equipment Failure/Involved | Overhead | Transformer (OH) | Failed/Faulted | 2024 | Tier 2 | Transformer only |  |  |  | 2374490 | Sus |  | EquipmentFailureInvolved¦Overhead¦Transformer(OH)¦FailedFaulted
24-0016932 | Company Initiated | Planned- maintenance |  |  | 2024 | Tier 2 | Distribution Circuit |  |  |  | 2374675 | Sus |  | CompanyInitiated¦Plannedmaintenance¦¦
24-0016939 | Company Initiated | Planned- maintenance |  |  | 2024 | Tier 2 | Distribution Circuit |  |  |  | 2375880 | Sus |  | CompanyInitiated¦Plannedmaintenance¦¦
24-0017144 | Company Initiated | Planned- maintenance |  |  | 2024 | Tier 2 | Distribution Circuit |  |  |  | 2375990 | Sus |  | CompanyInitiated¦Plannedmaintenance¦¦
24-0018089 | Company Initiated | Planned- maintenance |  |  | 2024 | Tier 2 | Distribution Circuit |  |  |  | 2377808 | Sus |  | CompanyInitiated¦Plannedmaintenance¦¦
24-0030294 | Unknown Cause | Patrol - found nothing |  |  | 2024 | Tier 2 | Distribution Circuit |  |  |  | 2379221 | Sus |  | UnknownCause¦Patrolfoundnothing¦¦
24-0030999 | Unknown Cause | Patrol - found nothing |  |  | 2024 | Tier 2 | Distribution Circuit |  |  |  | 2381434 | Sus |  | UnknownCause¦Patrolfoundnothing¦¦
24-0016432 | Company Initiated | Planned- capital |  |  | 2024 | Tier 2 | Distribution Circuit |  |  |  | 2382673 | Sus |  | CompanyInitiated¦Plannedcapital¦¦
24-0016442 | Company Initiated | Planned- capital |  |  | 2024 | Tier 2 | Distribution Circuit |  |  |  | 2384042 | Sus |  | CompanyInitiated¦Plannedcapital¦¦
24-0027458 | Company Initiated | Planned- maintenance |  |  | 2024 | Tier 2 | Transformer only |  |  |  | 2384947 | Sus |  | CompanyInitiated¦Plannedmaintenance¦¦
24-0018044 | Company Initiated | Planned- maintenance |  |  | 2024 | Tier 2 | Distribution Circuit |  |  |  | 2384981 | Sus |  | CompanyInitiated¦Plannedmaintenance¦¦
24-0029328 | Wildfire Mitigation | Planned - WSIP/System Hardening |  |  | 2024 | Tier 2 | Distribution Circuit |  |  |  | 2386003 | Sus |  | WildfireMitigation¦PlannedWSIPSystemHardening¦¦
24-0019069 | Company Initiated | Planned- maintenance |  |  | 2024 | Tier 2 | Distribution Circuit |  |  |  | 2386691 | Sus |  | CompanyInitiated¦Plannedmaintenance¦¦
24-0020773 | Company Initiated | Planned- capital |  |  | 2024 | Tier 2 | Distribution Circuit |  |  |  | 2387752 | Sus |  | CompanyInitiated¦Plannedcapital¦¦
24-0027971 | Company Initiated | Planned- maintenance |  |  | 2024 | Tier 2 | Distribution Circuit |  |  |  | 2388923 | Sus |  | CompanyInitiated¦Plannedmaintenance¦¦
24-0027705 | Company Initiated | Planned- maintenance |  |  | 2024 | Tier 2 | Distribution Circuit |  |  |  | 2389778 | Sus |  | CompanyInitiated¦Plannedmaintenance¦¦
24-0021847 | Company Initiated | Planned- capital |  |  | 2024 | Tier 2 | Distribution Circuit |  |  |  | 2390905 | Sus |  | CompanyInitiated¦Plannedcapital¦¦
24-0036673 | Vegetation | Tree - palm frond fell into line | Conductor- Overhead | Normal | 2024 | Tier 2 | Distribution Circuit |  |  |  | 2394273 | Sus |  | Vegetation¦Treepalmfrondfellintoline¦ConductorOverhead¦Normal
24-0037123 | Vegetation | Tree - fell into line | Conductor- Overhead | Broken | 2024 | Tier 2 | Distribution Circuit |  |  |  | 2395782 | Sus |  | Vegetation¦Treefellintoline¦ConductorOverhead¦Broken
24-0037277 | Unknown Cause | Patrol - found nothing |  |  | 2024 | Tier 2 | Distribution Circuit |  |  |  | 2396309 | Sus |  | UnknownCause¦Patrolfoundnothing¦¦
24-0037337 | Equipment Failure/Involved | Overhead | Connector or Splice (OH) | Deteriorated | 2024 | Tier 2 | Transformer only |  |  |  | 2396361 | Sus |  | EquipmentFailureInvolved¦Overhead¦ConnectororSplice(OH)¦Deteriorated
24-0037703 | Equipment Failure/Involved | Overhead | Transformer (OH) | Failed/Faulted | 2024 | Tier 2 | Distribution Circuit |  |  |  | 2396758 | Sus |  | EquipmentFailureInvolved¦Overhead¦Transformer(OH)¦FailedFaulted
24-0033039 | Company Initiated | Planned- maintenance |  |  | 2024 | Tier 2 | Distribution Circuit |  |  |  | 2397393 | Sus |  | CompanyInitiated¦Plannedmaintenance¦¦
24-0038096 | Equipment Failure/Involved | Overhead | Pole-Wood | Deteriorated | 2024 | Tier 2 | Distribution Circuit |  |  |  | 2397613 | Sus |  | EquipmentFailureInvolved¦Overhead¦PoleWood¦Deteriorated
24-0028097 | Company Initiated | Planned- maintenance |  |  | 2024 | Tier 2 | Distribution Circuit |  |  |  | 2398197 | Sus |  | CompanyInitiated¦Plannedmaintenance¦¦
24-0033044 | Company Initiated | Planned- maintenance |  |  | 2024 | Tier 2 | Transformer only |  |  |  | 2398255 | Sus |  | CompanyInitiated¦Plannedmaintenance¦¦
24-0028982 | Company Initiated | Planned- maintenance |  |  | 2024 | Tier 2 | Transformer only |  |  |  | 2398391 | Sus |  | CompanyInitiated¦Plannedmaintenance¦¦
24-0033050 | Company Initiated | Planned- maintenance |  |  | 2024 | Tier 2 | Distribution Circuit |  |  |  | 2399053 | Sus |  | CompanyInitiated¦Plannedmaintenance¦¦
24-0033272 | Company Initiated | Planned- maintenance |  |  | 2024 | Tier 2 | Transformer only |  |  |  | 2399082 | Sus |  | CompanyInitiated¦Plannedmaintenance¦¦
24-0029745 | Company Initiated | Planned- maintenance |  |  | 2024 | Tier 2 | Distribution Circuit |  |  |  | 2399194 | Sus |  | CompanyInitiated¦Plannedmaintenance¦¦
24-0033275 | Company Initiated | Planned- maintenance |  |  | 2024 | Tier 2 | Transformer only |  |  |  | 2399946 | Sus |  | CompanyInitiated¦Plannedmaintenance¦¦
24-0031336 | Company Initiated | Planned- maintenance |  |  | 2024 | Tier 2 | Distribution Circuit |  |  |  | 2400632 | Sus |  | CompanyInitiated¦Plannedmaintenance¦¦
24-0032098 | Company Initiated | Planned- maintenance |  |  | 2024 | Tier 2 | Distribution Circuit |  |  |  | 2401457 | Sus |  | CompanyInitiated¦Plannedmaintenance¦¦
24-0034076 | Wildfire Mitigation | Planned - WSIP/System Hardening |  |  | 2024 | Tier 2 | Transformer only |  |  |  | 2401460 | Sus |  | WildfireMitigation¦PlannedWSIPSystemHardening¦¦
24-0034328 | Company Initiated | Planned- maintenance |  |  | 2024 | Tier 2 | Distribution Circuit |  |  |  | 2401504 | Sus |  | CompanyInitiated¦Plannedmaintenance¦¦
24-0033843 | Company Initiated | Planned- maintenance |  |  | 2024 | Tier 2 | Distribution Circuit |  |  |  | 2401532 | Sus |  | CompanyInitiated¦Plannedmaintenance¦¦
24-0034464 | Company Initiated | Planned- maintenance |  |  | 2024 | Tier 2 | Distribution Circuit |  |  |  | 2402407 | Sus |  | CompanyInitiated¦Plannedmaintenance¦¦
24-0033899 | Company Initiated | Planned- maintenance |  |  | 2024 | Tier 2 | Distribution Circuit |  |  |  | 2402437 | Sus |  | CompanyInitiated¦Plannedmaintenance¦¦
24-0035462 | Company Initiated | Planned- maintenance |  |  | 2024 | Tier 2 | Distribution Circuit |  |  |  | 2403203 | Sus |  | CompanyInitiated¦Plannedmaintenance¦¦
24-0035506 | Company Initiated | Planned- maintenance |  |  | 2024 | Tier 2 | Distribution Circuit |  |  |  | 2403305 | Sus |  | CompanyInitiated¦Plannedmaintenance¦¦
24-0033247 | Company Initiated | Planned- maintenance |  |  | 2024 | Tier 2 | Distribution Circuit |  |  |  | 2403426 | Sus |  | CompanyInitiated¦Plannedmaintenance¦¦
24-0033247 | Company Initiated | Planned- maintenance |  |  | 2024 | Tier 2 | Distribution Circuit |  |  |  | 2403427 | Sus |  | CompanyInitiated¦Plannedmaintenance¦¦
24-0032075 | Company Initiated | Planned- maintenance |  |  | 2024 | Tier 2 | Distribution Circuit |  |  |  | 2403451 | Sus |  | CompanyInitiated¦Plannedmaintenance¦¦
24-0034669 | Wildfire Mitigation | Planned - WSIP/System Hardening |  |  | 2024 | Tier 2 | Distribution Circuit |  |  |  | 2403561 | Sus |  | WildfireMitigation¦PlannedWSIPSystemHardening¦¦
24-0035513 | Company Initiated | Planned- maintenance |  |  | 2024 | Tier 2 | Transformer only |  |  |  | 2403626 | Sus |  | CompanyInitiated¦Plannedmaintenance¦¦
24-0035532 | Company Initiated | Planned- maintenance |  |  | 2024 | Tier 2 | Distribution Circuit |  |  |  | 2405151 | Sus |  | CompanyInitiated¦Plannedmaintenance¦¦
24-0041824 | Vegetation | Tree - fell into line | Conductor- Overhead | Normal | 2024 | Tier 3 | Distribution Circuit |  |  |  | 2404143 | Sus |  | Vegetation¦Treefellintoline¦ConductorOverhead¦Normal
24-0036150 | Company Initiated | Planned- maintenance |  |  | 2024 | Tier 2 | Transformer only |  |  |  | 2404289 | Sus |  | CompanyInitiated¦Plannedmaintenance¦¦
24-0033169 | Company Initiated | Planned- maintenance |  |  | 2024 | Tier 2 | Distribution Circuit |  |  |  | 2404675 | Sus |  | CompanyInitiated¦Plannedmaintenance¦¦
24-0037333 | Company Initiated | Planned- maintenance |  |  | 2024 | Tier 2 | Distribution Circuit |  |  |  | 2405870 | Sus |  | CompanyInitiated¦Plannedmaintenance¦¦
24-0033932 | Company Initiated | Planned- maintenance |  |  | 2024 | Tier 2 | Transformer only |  |  |  | 2405980 | Sus |  | CompanyInitiated¦Plannedmaintenance¦¦
24-0033935 | Company Initiated | Planned- maintenance |  |  | 2024 | Tier 2 | Transformer only |  |  |  | 2405990 | Sus |  | CompanyInitiated¦Plannedmaintenance¦¦
24-0032061 | Wildfire Mitigation | Planned - WSIP/System Hardening |  |  | 2024 | Tier 2 | Transformer only |  |  |  | 2406049 | Sus |  | WildfireMitigation¦PlannedWSIPSystemHardening¦¦
24-0043356 | Equipment Failure/Involved | Overhead | Pole-Wood | Broken | 2024 | Tier 2 | Distribution Circuit |  |  |  | 2407899 | Sus |  | EquipmentFailureInvolved¦Overhead¦PoleWood¦Broken
24-0035944 | Company Initiated | Planned- maintenance |  |  | 2024 | Tier 3 | Transformer only |  |  |  | 2408457 | Sus |  | CompanyInitiated¦Plannedmaintenance¦¦
24-0043751 | Unknown Cause | Patrol - found nothing |  |  | 2024 | Tier 2 | Distribution Circuit |  |  |  | 2408624 | Sus |  | UnknownCause¦Patrolfoundnothing¦¦
24-0043745 | Unknown Cause | Patrol - found nothing |  |  | 2024 | Tier 2 | Distribution Circuit |  |  |  | 2408626 | Sus |  | UnknownCause¦Patrolfoundnothing¦¦
24-0039969 | Company Initiated | Planned- maintenance |  |  | 2024 | Tier 2 | Transformer only |  |  |  | 2409012 | Sus |  | CompanyInitiated¦Plannedmaintenance¦¦
24-0034504 | Company Initiated | Planned- maintenance |  |  | 2024 | Tier 2 | Distribution Circuit |  |  |  | 2409238 | Sus |  | CompanyInitiated¦Plannedmaintenance¦¦
24-0039176 | Wildfire Mitigation | Planned - WSIP/System Hardening |  |  | 2024 | Tier 2 | Transformer only |  |  |  | 2409346 | Sus |  | WildfireMitigation¦PlannedWSIPSystemHardening¦¦
24-0034531 | Company Initiated | Planned- maintenance |  |  | 2024 | Tier 2 | Distribution Circuit |  |  |  | 2410030 | Sus |  | CompanyInitiated¦Plannedmaintenance¦¦
24-0034758 | Company Initiated | Planned- capital |  |  | 2024 | Tier 2 | Distribution Circuit |  |  |  | 2410016 | Sus |  | CompanyInitiated¦Plannedcapital¦¦
24-0043382 | Company Initiated | Planned- maintenance |  |  | 2024 | Tier 2 | Transformer only |  |  |  | 2410214 | Sus |  | CompanyInitiated¦Plannedmaintenance¦¦
24-0039953 | Wildfire Mitigation | Planned - WSIP/System Hardening |  |  | 2024 | Tier 2 | Transformer only |  |  |  | 2410547 | Sus |  | WildfireMitigation¦PlannedWSIPSystemHardening¦¦
24-0037933 | Wildfire Mitigation | Planned - WSIP/System Hardening |  |  | 2024 | Tier 2 | Distribution Circuit |  |  |  | 2411003 | Sus |  | WildfireMitigation¦PlannedWSIPSystemHardening¦¦
24-0039122 | Wildfire Mitigation | Planned - WSIP/System Hardening |  |  | 2024 | Tier 2 | Transformer only |  |  |  | 2411052 | Sus |  | WildfireMitigation¦PlannedWSIPSystemHardening¦¦
24-0040133 | Company Initiated | Planned- maintenance |  |  | 2024 | Tier 2 | Distribution Circuit |  |  |  | 2411073 | Sus |  | CompanyInitiated¦Plannedmaintenance¦¦
24-0040136 | Wildfire Mitigation | Planned - WSIP/System Hardening |  |  | 2024 | Tier 2 | Distribution Circuit |  |  |  | 2411669 | Sus |  | WildfireMitigation¦PlannedWSIPSystemHardening¦¦
24-0045771 | Equipment Failure/Involved | Overhead | Fuse | Broken | 2024 | Tier 2 | Transformer only |  |  |  | 2411945 | Sus |  | EquipmentFailureInvolved¦Overhead¦Fuse¦Broken
24-0042458 | Wildfire Mitigation | Planned - WSIP/System Hardening |  |  | 2024 | Tier 2 | Transformer only |  |  |  | 2414052 | Sus |  | WildfireMitigation¦PlannedWSIPSystemHardening¦¦
24-0042381 | Company Initiated | Planned- maintenance |  |  | 2024 | Tier 2 | Distribution Circuit |  |  |  | 2414637 | Sus |  | CompanyInitiated¦Plannedmaintenance¦¦
24-0035895 | Company Initiated | Planned- maintenance |  |  | 2024 | Tier 2 | Distribution Circuit |  |  |  | 2415406 | Sus |  | CompanyInitiated¦Plannedmaintenance¦¦
24-0039468 | Company Initiated | Planned- maintenance |  |  | 2024 | Tier 2 | Transformer only |  |  |  | 2415483 | Sus |  | CompanyInitiated¦Plannedmaintenance¦¦
24-0038272 | Company Initiated | Planned- maintenance |  |  | 2024 | Tier 2 | Distribution Circuit |  |  |  | 2416557 | Sus |  | CompanyInitiated¦Plannedmaintenance¦¦
24-0042452 | Company Initiated | Planned- maintenance |  |  | 2024 | Tier 2 | Transformer only |  |  |  | 2417080 | Sus |  | CompanyInitiated¦Plannedmaintenance¦¦
24-0048236 | Equipment Failure/Involved | Overhead | Pole-Wood | Deteriorated | 2024 | Tier 2 | Distribution Circuit |  |  |  | 2417808 | Sus |  | EquipmentFailureInvolved¦Overhead¦PoleWood¦Deteriorated
24-0048801 | Unknown Cause | Patrol - found nothing |  |  | 2024 | Tier 3 | Distribution Circuit |  |  |  | 2418991 | Sus |  | UnknownCause¦Patrolfoundnothing¦¦
24-0038615 | Company Initiated | Planned- maintenance |  |  | 2024 | Tier 2 | Distribution Circuit |  |  |  | 2419965 | Sus |  | CompanyInitiated¦Plannedmaintenance¦¦
24-0038663 | Company Initiated | Planned- capital |  |  | 2024 | Tier 2 | Distribution Circuit |  |  |  | 2420923 | Sus |  | CompanyInitiated¦Plannedcapital¦¦
24-0043479 | Company Initiated | Planned- maintenance |  |  | 2024 | Tier 2 | Distribution Circuit |  |  |  | 2422266 | Sus |  | CompanyInitiated¦Plannedmaintenance¦¦
24-0041657 | Company Initiated | Planned- maintenance |  |  | 2024 | Tier 2 | Transformer only |  |  |  | 2422312 | Sus |  | CompanyInitiated¦Plannedmaintenance¦¦
24-0043486 | Company Initiated | Planned- maintenance |  |  | 2024 | Tier 2 | Distribution Circuit |  |  |  | 2422480 | Sus |  | CompanyInitiated¦Plannedmaintenance¦¦
24-0046289 | Company Initiated | Planned- maintenance |  |  | 2024 | Tier 2 | Distribution Circuit |  |  |  | 2423842 | Sus |  | CompanyInitiated¦Plannedmaintenance¦¦
24-0051302 | Environmental/External | Ice or snow | Conductor- Overhead | Normal | 2024 | Tier 2 | Distribution Circuit |  |  |  | 2423871 | Sus |  | EnvironmentalExternal¦Iceorsnow¦ConductorOverhead¦Normal
24-0051339 | Vegetation | Tree - fell into line | Crossarm- Wood | Broken- wire on ground | 2024 | Tier 2 | Distribution Circuit |  |  |  | 2424007 | Sus |  | Vegetation¦Treefellintoline¦CrossarmWood¦Brokenwireonground
24-0044132 | Wildfire Mitigation | Planned - WSIP/System Hardening |  |  | 2024 | Tier 2 | Transformer only |  |  |  | 2426231 | Sus |  | WildfireMitigation¦PlannedWSIPSystemHardening¦¦
24-0007163 | Company Initiated | Planned- capital |  |  | 2024 | Tier 2 | Distribution Circuit |  |  |  | 2433171 | Sus |  | CompanyInitiated¦Plannedcapital¦¦
24-0048468 | Company Initiated | Planned- maintenance |  |  | 2024 | Tier 2 | Distribution Circuit |  |  |  | 2433386 | Sus |  | CompanyInitiated¦Plannedmaintenance¦¦
24-0053038 | Company Initiated | Planned- maintenance |  |  | 2024 | Tier 2 | Distribution Circuit |  |  |  | 2435419 | Sus |  | CompanyInitiated¦Plannedmaintenance¦¦
24-0049016 | Company Initiated | Planned- maintenance |  |  | 2024 | Tier 2 | Distribution Circuit |  |  |  | 2435460 | Sus |  | CompanyInitiated¦Plannedmaintenance¦¦
24-0057436 | Company Initiated | Construction Activity/equip- company | Other | Malfunctioning | 2024 | Tier 3 | Generation |  |  |  | 2436295 | Sus |  | CompanyInitiated¦ConstructionActivityequipcompany¦Other¦Malfunctioning
24-0050939 | Company Initiated | Planned- maintenance |  |  | 2024 | Tier 3 | Transformer only |  |  |  | 2436365 | Sus |  | CompanyInitiated¦Plannedmaintenance¦¦
24-0053802 | Wildfire Mitigation | Planned - WSIP/System Hardening |  |  | 2024 | Tier 2 | Distribution Circuit |  |  |  | 2437187 | Sus |  | WildfireMitigation¦PlannedWSIPSystemHardening¦¦
24-0058109 | Unknown Cause | Patrol - found nothing |  |  | 2024 | Tier 2 | Distribution Circuit |  |  |  | 2437404 | Sus |  | UnknownCause¦Patrolfoundnothing¦¦
24-0007168 | Company Initiated | Planned- capital |  |  | 2024 | Tier 2 | Distribution Circuit |  |  |  | 2437937 | Sus |  | CompanyInitiated¦Plannedcapital¦¦
24-0053798 | Wildfire Mitigation | Planned - WSIP/System Hardening |  |  | 2024 | Tier 2 | Transformer only |  |  |  | 2438074 | Sus |  | WildfireMitigation¦PlannedWSIPSystemHardening¦¦
24-0053799 | Wildfire Mitigation | Planned - WSIP/System Hardening |  |  | 2024 | Tier 2 | Transformer only |  |  |  | 2438119 | Sus |  | WildfireMitigation¦PlannedWSIPSystemHardening¦¦
24-0052911 | Company Initiated | Planned- maintenance |  |  | 2024 | Tier 2 | Distribution Circuit |  |  |  | 2438825 | Sus |  | CompanyInitiated¦Plannedmaintenance¦¦
24-0052923 | Company Initiated | Planned- maintenance |  |  | 2024 | Tier 2 | Distribution Circuit |  |  |  | 2440414 | Sus |  | CompanyInitiated¦Plannedmaintenance¦¦
24-0051605 | Company Initiated | Planned- capital |  |  | 2024 | Tier 2 | Distribution Circuit |  |  |  | 2441442 | Sus |  | CompanyInitiated¦Plannedcapital¦¦
24-0058660 | Company Initiated | Planned- maintenance |  |  | 2024 | Tier 2 | Transformer only |  |  |  | 2442529 | Sus |  | CompanyInitiated¦Plannedmaintenance¦¦
24-0050742 | Company Initiated | Planned- maintenance |  |  | 2024 | Tier 2 | Distribution Circuit |  |  |  | 2442297 | Sus |  | CompanyInitiated¦Plannedmaintenance¦¦
24-0052249 | Company Initiated | Planned- maintenance |  |  | 2024 | Tier 2 | Distribution Circuit |  |  |  | 2442254 | Sus |  | CompanyInitiated¦Plannedmaintenance¦¦
24-0053027 | Wildfire Mitigation | Planned - WSIP/System Hardening |  |  | 2024 | Tier 2 | Transformer only |  |  |  | 2442782 | Sus |  | WildfireMitigation¦PlannedWSIPSystemHardening¦¦
24-0007194 | Company Initiated | Planned- capital |  |  | 2024 | Tier 2 | Distribution Circuit |  |  |  | 2443145 | Sus |  | CompanyInitiated¦Plannedcapital¦¦
24-0053734 | Wildfire Mitigation | Planned - WSIP/System Hardening |  |  | 2024 | Tier 2 | Distribution Circuit |  |  |  | 2443154 | Sus |  | WildfireMitigation¦PlannedWSIPSystemHardening¦¦
24-0049339 | Company Initiated | Planned- capital |  |  | 2024 | Tier 2 | Distribution Circuit |  |  |  | 2443316 | Sus |  | CompanyInitiated¦Plannedcapital¦¦
24-0049350 | Wildfire Mitigation | Planned - WSIP/System Hardening |  |  | 2024 | Tier 2 | Distribution Circuit |  |  |  | 2443993 | Sus |  | WildfireMitigation¦PlannedWSIPSystemHardening¦¦
24-0056282 | Wildfire Mitigation | Planned - WSIP/System Hardening |  |  | 2024 | Tier 2 | Transformer only |  |  |  | 2444029 | Sus |  | WildfireMitigation¦PlannedWSIPSystemHardening¦¦
24-0057429 | Company Initiated | Planned- maintenance |  |  | 2024 | Tier 2 | Distribution Circuit |  |  |  | 2444135 | Sus |  | CompanyInitiated¦Plannedmaintenance¦¦
24-0053938 | Wildfire Mitigation | Planned - WSIP/System Hardening |  |  | 2024 | Tier 2 | Distribution Circuit |  |  |  | 2444751 | Sus |  | WildfireMitigation¦PlannedWSIPSystemHardening¦¦
24-0057377 | Wildfire Mitigation | Planned - WSIP/System Hardening |  |  | 2024 | Tier 2 | Transformer only |  |  |  | 2444804 | Sus |  | WildfireMitigation¦PlannedWSIPSystemHardening¦¦
24-0053722 | Wildfire Mitigation | Planned - WSIP/System Hardening |  |  | 2024 | Tier 2 | Distribution Circuit |  |  |  | 2444800 | Sus |  | WildfireMitigation¦PlannedWSIPSystemHardening¦¦
24-0061193 | Wildfire Mitigation | Planned - WSIP/System Hardening |  |  | 2024 | Tier 2 | Transformer only |  |  |  | 2444996 | Sus |  | WildfireMitigation¦PlannedWSIPSystemHardening¦¦
24-0062314 | Equipment Failure/Involved | Overhead | Recloser | Malfunctioning | 2024 | Tier 2 | Distribution Circuit |  |  |  | 2446303 | Sus |  | EquipmentFailureInvolved¦Overhead¦Recloser¦Malfunctioning
24-0059902 | Wildfire Mitigation | Planned - WSIP/System Hardening |  |  | 2024 | Tier 2 | Transformer only |  |  |  | 2446856 | Sus |  | WildfireMitigation¦PlannedWSIPSystemHardening¦¦
24-0060369 | Wildfire Mitigation | Planned - WSIP/System Hardening |  |  | 2024 | Tier 2 | Transformer only |  |  |  | 2447916 | Sus |  | WildfireMitigation¦PlannedWSIPSystemHardening¦¦
24-0059034 | Wildfire Mitigation | Planned - WSIP/System Hardening |  |  | 2024 | Tier 2 | Distribution Circuit |  |  |  | 2447718 | Sus |  | WildfireMitigation¦PlannedWSIPSystemHardening¦¦
24-0059182 | Wildfire Mitigation | Planned - WSIP/System Hardening |  |  | 2024 | Tier 2 | Distribution Circuit |  |  |  | 2447730 | Sus |  | WildfireMitigation¦PlannedWSIPSystemHardening¦¦
24-0063088 | Equipment Failure/Involved | Overhead | Conductor- Overhead | Broken | 2024 | Tier 3 | Distribution Circuit |  |  |  | 2447976 | Sus |  | EquipmentFailureInvolved¦Overhead¦ConductorOverhead¦Broken
24-0063270 | Equipment Failure/Involved | Overhead | Crossarm- Wood | Broken | 2024 | Tier 2 | Distribution Circuit |  |  |  | 2448304 | Sus |  | EquipmentFailureInvolved¦Overhead¦CrossarmWood¦Broken
24-0056202 | Wildfire Mitigation | Planned - WSIP/System Hardening |  |  | 2024 | Tier 2 | Transformer only |  |  |  | 2448529 | Sus |  | WildfireMitigation¦PlannedWSIPSystemHardening¦¦
24-0059917 | Wildfire Mitigation | Planned - WSIP/System Hardening |  |  | 2024 | Tier 2 | Transformer only |  |  |  | 2449509 | Sus |  | WildfireMitigation¦PlannedWSIPSystemHardening¦¦
24-0059312 | Wildfire Mitigation | Planned - WSIP/System Hardening |  |  | 2024 | Tier 2 | Distribution Circuit |  |  |  | 2449512 | Sus |  | WildfireMitigation¦PlannedWSIPSystemHardening¦¦
24-0063114 | Wildfire Mitigation | Planned - WSIP/System Hardening |  |  | 2024 | Tier 2 | Distribution Circuit |  |  |  | 2449632 | Sus |  | WildfireMitigation¦PlannedWSIPSystemHardening¦¦
24-0064301 | Equipment Failure/Involved | Overhead | Jumper | Broken | 2024 | Tier 2 | Transformer only |  |  |  | 2449768 | Sus |  | EquipmentFailureInvolved¦Overhead¦Jumper¦Broken
24-0059899 | Wildfire Mitigation | Planned - WSIP/System Hardening |  |  | 2024 | Tier 2 | Transformer only |  |  |  | 2449799 | Sus |  | WildfireMitigation¦PlannedWSIPSystemHardening¦¦
24-0060145 | Wildfire Mitigation | Planned - WSIP/System Hardening |  |  | 2024 | Tier 2 | Transformer only |  |  |  | 2451058 | Sus |  | WildfireMitigation¦PlannedWSIPSystemHardening¦¦
24-0064554 | Equipment Failure/Involved | Overhead | Crossarm- Wood | Broken | 2024 | Tier 2 | Distribution Circuit |  |  |  | 2450358 | Sus |  | EquipmentFailureInvolved¦Overhead¦CrossarmWood¦Broken
24-0047652 | Company Initiated | Planned- capital |  |  | 2024 | Tier 2 | Distribution Circuit |  |  |  | 2450393 | Sus |  | CompanyInitiated¦Plannedcapital¦¦
24-0059690 | Wildfire Mitigation | Planned - WSIP/System Hardening |  |  | 2024 | Tier 2 | Distribution Circuit |  |  |  | 2450445 | Sus |  | WildfireMitigation¦PlannedWSIPSystemHardening¦¦
24-0064614 | Animal | Other | Insulator | Normal | 2024 | Tier 2 | Transmission line |  |  |  | 2450586 | Sus |  | Animal¦Other¦Insulator¦Normal
24-0061378 | Wildfire Mitigation | Planned - WSIP/System Hardening |  |  | 2024 | Tier 2 | Distribution Circuit |  |  |  | 2450855 | Sus |  | WildfireMitigation¦PlannedWSIPSystemHardening¦¦
24-0061575 | Wildfire Mitigation | Planned - WSIP/System Hardening |  |  | 2024 | Tier 2 | Transformer only |  |  |  | 2452392 | Sus |  | WildfireMitigation¦PlannedWSIPSystemHardening¦¦
24-0060579 | Wildfire Mitigation | Planned - WSIP/System Hardening |  |  | 2024 | Tier 2 | Distribution Circuit |  |  |  | 2452502 | Sus |  | WildfireMitigation¦PlannedWSIPSystemHardening¦¦
24-0060103 | Wildfire Mitigation | Planned - WSIP/System Hardening |  |  | 2024 | Tier 2 | Transformer only |  |  |  | 2452642 | Sus |  | WildfireMitigation¦PlannedWSIPSystemHardening¦¦
24-0060118 | Wildfire Mitigation | Planned - WSIP/System Hardening |  |  | 2024 | Tier 2 | Transformer only |  |  |  | 2452765 | Sus |  | WildfireMitigation¦PlannedWSIPSystemHardening¦¦
24-0060108 | Wildfire Mitigation | Planned - WSIP/System Hardening |  |  | 2024 | Tier 2 | Transformer only |  |  |  | 2453248 | Sus |  | WildfireMitigation¦PlannedWSIPSystemHardening¦¦
24-0065821 | Equipment Failure/Involved | Overhead | Crossarm- Wood | Broken | 2024 | Tier 2 | Distribution Circuit |  |  |  | 2453573 | Sus |  | EquipmentFailureInvolved¦Overhead¦CrossarmWood¦Broken
24-0065891 | Equipment Failure/Involved | Overhead | Pole-Wood | Broken | 2024 | Tier 2 | Distribution Circuit |  |  |  | 2453639 | Sus |  | EquipmentFailureInvolved¦Overhead¦PoleWood¦Broken
24-0062981 | Company Initiated | Planned- maintenance |  |  | 2024 | Tier 2 | Distribution Circuit |  |  |  | 2454104 | Sus |  | CompanyInitiated¦Plannedmaintenance¦¦
24-0060701 | Wildfire Mitigation | Planned - WSIP/System Hardening |  |  | 2024 | Tier 2 | Transformer only |  |  |  | 2454376 | Sus |  | WildfireMitigation¦PlannedWSIPSystemHardening¦¦
24-0066528 | Equipment Failure/Involved | Overhead | Transformer (OH) | Failed/Faulted | 2024 | Tier 2 | Transformer only |  |  |  | 2454548 | Sus |  | EquipmentFailureInvolved¦Overhead¦Transformer(OH)¦FailedFaulted
24-0060704 | Wildfire Mitigation | Planned - WSIP/System Hardening |  |  | 2024 | Tier 2 | Transformer only |  |  |  | 2461382 | Sus |  | WildfireMitigation¦PlannedWSIPSystemHardening¦¦
24-0062143 | Wildfire Mitigation | Planned - WSIP/System Hardening |  |  | 2024 | Tier 2 | Distribution Circuit |  |  |  | 2461495 | Sus |  | WildfireMitigation¦PlannedWSIPSystemHardening¦¦
24-0062153 | Wildfire Mitigation | Planned - WSIP/System Hardening |  |  | 2024 | Tier 2 | Distribution Circuit |  |  |  | 2461496 | Sus |  | WildfireMitigation¦PlannedWSIPSystemHardening¦¦
24-0062156 | Wildfire Mitigation | Planned - WSIP/System Hardening |  |  | 2024 | Tier 2 | Transformer only |  |  |  | 2461768 | Sus |  | WildfireMitigation¦PlannedWSIPSystemHardening¦¦
24-0052267 | Company Initiated | Planned- maintenance |  |  | 2024 | Tier 2 | Transformer only |  |  |  | 2463169 | Sus |  | CompanyInitiated¦Plannedmaintenance¦¦
24-0063456 | Wildfire Mitigation | Planned - WSIP/System Hardening |  |  | 2024 | Tier 2 | Distribution Circuit |  |  |  | 2464149 | Sus |  | WildfireMitigation¦PlannedWSIPSystemHardening¦¦
24-0064598 | Company Initiated | Planned- maintenance |  |  | 2024 | Tier 2 | Distribution Circuit |  |  |  | 2464098 | Sus |  | CompanyInitiated¦Plannedmaintenance¦¦
24-0063810 | Company Initiated | Planned- maintenance |  |  | 2024 | Tier 2 | Distribution Circuit |  |  |  | 2464139 | Sus |  | CompanyInitiated¦Plannedmaintenance¦¦
24-0059743 | Company Initiated | Planned- maintenance |  |  | 2024 | Tier 2 | Distribution Circuit |  |  |  | 2464001 | Sus |  | CompanyInitiated¦Plannedmaintenance¦¦
24-0061724 | Wildfire Mitigation | Planned - WSIP/System Hardening |  |  | 2024 | Tier 2 | Distribution Circuit |  |  |  | 2464850 | Sus |  | WildfireMitigation¦PlannedWSIPSystemHardening¦¦
24-0068762 | Equipment Failure/Involved | Overhead | Transformer (OH) | Failed/Faulted | 2024 | Tier 2 | Transformer only |  |  |  | 2464858 | Sus |  | EquipmentFailureInvolved¦Overhead¦Transformer(OH)¦FailedFaulted
24-0064946 | Wildfire Mitigation | Planned - WSIP/System Hardening |  |  | 2024 | Tier 2 | Transformer only |  |  |  | 2464906 | Sus |  | WildfireMitigation¦PlannedWSIPSystemHardening¦¦
24-0064205 | Wildfire Mitigation | Planned - WSIP/System Hardening |  |  | 2024 | Tier 2 | Distribution Circuit |  |  |  | 2465037 | Sus |  | WildfireMitigation¦PlannedWSIPSystemHardening¦¦
24-0064948 | Wildfire Mitigation | Planned - WSIP/System Hardening |  |  | 2024 | Tier 2 | Distribution Circuit |  |  |  | 2465073 | Sus |  | WildfireMitigation¦PlannedWSIPSystemHardening¦¦
24-0049272 | Company Initiated | Planned- capital |  |  | 2024 | Tier 2 | Distribution Circuit |  |  |  | 2465103 | Sus |  | CompanyInitiated¦Plannedcapital¦¦
24-0066836 | Company Initiated | Planned- maintenance |  |  | 2024 | Tier 2 | Distribution Circuit |  |  |  | 2465557 | Sus |  | CompanyInitiated¦Plannedmaintenance¦¦
24-0069716 | Vegetation | Other ground vegetation | Transformer (OH) | Failed/Faulted | 2024 | Tier 2 | Transformer only |  |  |  | 2466378 | Sus |  | Vegetation¦Othergroundvegetation¦Transformer(OH)¦FailedFaulted
24-0069729 | Unknown Cause | Patrol - found nothing |  |  | 2024 | Tier 2 | Distribution Circuit |  |  |  | 2466615 | Sus |  | UnknownCause¦Patrolfoundnothing¦¦
24-0070210 | Unknown Cause | Patrol - found nothing |  |  | 2024 | Tier 2 | Distribution Circuit |  |  |  | 2468252 | Sus |  | UnknownCause¦Patrolfoundnothing¦¦
24-0070493 | Equipment Failure/Involved | Overhead | Transformer (OH) | Failed/Faulted | 2024 | Tier 2 | Transformer only |  |  |  | 2468472 | Sus |  | EquipmentFailureInvolved¦Overhead¦Transformer(OH)¦FailedFaulted
24-0066139 | Wildfire Mitigation | Planned - WSIP/System Hardening |  |  | 2024 | Tier 2 | Distribution Circuit |  |  |  | 2468622 | Sus |  | WildfireMitigation¦PlannedWSIPSystemHardening¦¦
24-0065500 | Wildfire Mitigation | Planned - WSIP/System Hardening |  |  | 2024 | Tier 2 | Transformer only |  |  |  | 2468698 | Sus |  | WildfireMitigation¦PlannedWSIPSystemHardening¦¦
24-0065508 | Wildfire Mitigation | Planned - WSIP/System Hardening |  |  | 2024 | Tier 2 | Transformer only |  |  |  | 2468799 | Sus |  | WildfireMitigation¦PlannedWSIPSystemHardening¦¦
24-0070764 | Equipment Failure/Involved | Underground | Conductor- Underground | Broken | 2024 | Tier 2 | Distribution Circuit |  |  |  | 2470280 | Sus |  | EquipmentFailureInvolved¦Underground¦ConductorUnderground¦Broken
24-0065829 | Wildfire Mitigation | Planned - WSIP/System Hardening |  |  | 2024 | Tier 2 | Distribution Circuit |  |  |  | 2469587 | Sus |  | WildfireMitigation¦PlannedWSIPSystemHardening¦¦
24-0065518 | Wildfire Mitigation | Planned - WSIP/System Hardening |  |  | 2024 | Tier 2 | Transformer only |  |  |  | 2469699 | Sus |  | WildfireMitigation¦PlannedWSIPSystemHardening¦¦
24-0070930 | Equipment Failure/Involved | Overhead | Crossarm- Wood | Deteriorated | 2024 | Tier 2 | Transformer only |  |  |  | 2469860 | Sus |  | EquipmentFailureInvolved¦Overhead¦CrossarmWood¦Deteriorated
24-0064238 | Wildfire Mitigation | Planned - WSIP/System Hardening |  |  | 2024 | Tier 2 | Distribution Circuit |  |  |  | 2470583 | Sus |  | WildfireMitigation¦PlannedWSIPSystemHardening¦¦
24-0065653 | Company Initiated | Planned- maintenance |  |  | 2024 | Tier 2 | Transformer only |  |  |  | 2470721 | Sus |  | CompanyInitiated¦Plannedmaintenance¦¦
24-0070916 | 3rd Party | Vehicle | Conductor- Underground | Normal | 2024 | Tier 2 | Distribution Circuit |  |  |  | 2470749 | Sus |  | 3rdParty¦Vehicle¦ConductorUnderground¦Normal
24-0066682 | Wildfire Mitigation | Planned - WSIP/System Hardening |  |  | 2024 | Tier 2 | Distribution Circuit |  |  |  | 2473590 | Sus |  | WildfireMitigation¦PlannedWSIPSystemHardening¦¦
24-0068492 | Wildfire Mitigation | Planned - WSIP/System Hardening |  |  | 2024 | Tier 2 | Distribution Circuit |  |  |  | 2473821 | Sus |  | WildfireMitigation¦PlannedWSIPSystemHardening¦¦
24-0067261 | Company Initiated | Planned- capital |  |  | 2024 | Tier 2 | Distribution Circuit |  |  |  | 2473962 | Sus |  | CompanyInitiated¦Plannedcapital¦¦
24-0068988 | Company Initiated | Planned- maintenance |  |  | 2024 | Tier 2 | Distribution Circuit |  |  |  | 2474676 | Sus |  | CompanyInitiated¦Plannedmaintenance¦¦
24-0068989 | Company Initiated | Planned- maintenance |  |  | 2024 | Tier 2 | Distribution Circuit |  |  |  | 2475947 | Sus |  | CompanyInitiated¦Plannedmaintenance¦¦
24-0069231 | Wildfire Mitigation | Planned - WSIP/System Hardening |  |  | 2024 | Tier 2 | Transformer only |  |  |  | 2475993 | Sus |  | WildfireMitigation¦PlannedWSIPSystemHardening¦¦
24-0068991 | Company Initiated | Planned- maintenance |  |  | 2024 | Tier 2 | Transformer only |  |  |  | 2476280 | Sus |  | CompanyInitiated¦Plannedmaintenance¦¦
24-0068758 | Wildfire Mitigation | Planned - WSIP/System Hardening |  |  | 2024 | Tier 2 | Distribution Circuit |  |  |  | 2477517 | Sus |  | WildfireMitigation¦PlannedWSIPSystemHardening¦¦
24-0068156 | Company Initiated | Planned- capital |  |  | 2024 | Tier 2 | Distribution Circuit |  |  |  | 2477585 | Sus |  | CompanyInitiated¦Plannedcapital¦¦
24-0067903 | Company Initiated | Planned- maintenance |  |  | 2024 | Tier 2 | Distribution Circuit |  |  |  | 2478992 | Sus |  | CompanyInitiated¦Plannedmaintenance¦¦
24-0074668 | Equipment Failure/Involved | Overhead | Fuse | Failed/Faulted | 2024 | Tier 2 | Transformer only |  |  |  | 2479072 | Sus |  | EquipmentFailureInvolved¦Overhead¦Fuse¦FailedFaulted
24-0074871 | Environmental/External | Fire- Forest/Grass | Pole-Wood | Burned/flashed | 2024 | Tier 2 | Distribution Circuit |  |  |  | 2479778 | Sus |  | EnvironmentalExternal¦FireForestGrass¦PoleWood¦Burnedflashed
24-0074924 | Equipment Failure/Involved | Overhead | Transformer (OH) | Arcing | 2024 | Tier 2 | Transformer only |  |  |  | 2479868 | Sus |  | EquipmentFailureInvolved¦Overhead¦Transformer(OH)¦Arcing
24-0070355 | Wildfire Mitigation | Planned - WSIP/System Hardening |  |  | 2024 | Tier 2 | Transformer only |  |  |  | 2481049 | Sus |  | WildfireMitigation¦PlannedWSIPSystemHardening¦¦
24-0070347 | Company Initiated | Planned- maintenance |  |  | 2024 | Tier 2 | Transformer only |  |  |  | 2481201 | Sus |  | CompanyInitiated¦Plannedmaintenance¦¦
24-0071136 | Wildfire Mitigation | Planned - WSIP/System Hardening |  |  | 2024 | Tier 3 | Distribution Circuit |  |  |  | 2481340 | Sus |  | WildfireMitigation¦PlannedWSIPSystemHardening¦¦
24-0075432 | Unknown Cause | Patrol - found nothing |  |  | 2024 | Tier 2 | Distribution Circuit |  |  |  | 2481618 | Sus |  | UnknownCause¦Patrolfoundnothing¦¦
24-0075491 | Equipment Failure/Involved | Overhead | Transformer (OH) | Failed/Faulted | 2024 | Tier 2 | Distribution Circuit |  |  |  | 2481781 | Sus |  | EquipmentFailureInvolved¦Overhead¦Transformer(OH)¦FailedFaulted
24-0070617 | Company Initiated | Planned- maintenance |  |  | 2024 | Tier 2 | Distribution Circuit |  |  |  | 2482016 | Sus |  | CompanyInitiated¦Plannedmaintenance¦¦
24-0075647 | 3rd Party | Gun Shot | Conductor- Overhead | Broken | 2024 | Tier 2 | Distribution Circuit |  |  |  | 2482055 | Sus |  | 3rdParty¦GunShot¦ConductorOverhead¦Broken
24-0071520 | Company Initiated | Planned- maintenance |  |  | 2024 | Tier 2 | Distribution Circuit |  |  |  | 2482072 | Sus |  | CompanyInitiated¦Plannedmaintenance¦¦
24-0070795 | Company Initiated | Planned- maintenance |  |  | 2024 | Tier 2 | Transformer only |  |  |  | 2482161 | Sus |  | CompanyInitiated¦Plannedmaintenance¦¦
24-0076063 | Equipment Failure/Involved | Underground | Conductor- Underground | Broken | 2024 | Tier 2 | Distribution Circuit |  |  |  | 2483032 | Sus |  | EquipmentFailureInvolved¦Underground¦ConductorUnderground¦Broken
24-0076110 | Equipment Failure/Involved | Overhead | Crossarm- Wood | Deteriorated | 2024 | Tier 2 | Transformer only |  |  |  | 2483252 | Sus |  | EquipmentFailureInvolved¦Overhead¦CrossarmWood¦Deteriorated
24-0076402 | Equipment Failure/Involved | Overhead | Fuse | Broken | 2024 | Tier 2 | Transformer only |  |  |  | 2483583 | Sus |  | EquipmentFailureInvolved¦Overhead¦Fuse¦Broken
24-0070688 | Wildfire Mitigation | Planned - WSIP/System Hardening |  |  | 2024 | Tier 2 | Distribution Circuit |  |  |  | 2484329 | Sus |  | WildfireMitigation¦PlannedWSIPSystemHardening¦¦
24-0070429 | Company Initiated | Planned- maintenance |  |  | 2024 | Tier 2 | Distribution Circuit |  |  |  | 2484385 | Sus |  | CompanyInitiated¦Plannedmaintenance¦¦
24-0070334 | Wildfire Mitigation | Planned - WSIP/System Hardening |  |  | 2024 | Tier 2 | Distribution Circuit |  |  |  | 2484382 | Sus |  | WildfireMitigation¦PlannedWSIPSystemHardening¦¦
24-0070379 | Wildfire Mitigation | Planned - WSIP/System Hardening |  |  | 2024 | Tier 2 | Transformer only |  |  |  | 2484533 | Sus |  | WildfireMitigation¦PlannedWSIPSystemHardening¦¦
24-0070700 | Wildfire Mitigation | Planned - WSIP/System Hardening |  |  | 2024 | Tier 2 | Distribution Circuit |  |  |  | 2485285 | Sus |  | WildfireMitigation¦PlannedWSIPSystemHardening¦¦
24-0071358 | Company Initiated | Planned- capital |  |  | 2024 | Tier 2 | Distribution Circuit |  |  |  | 2485309 | Sus |  | CompanyInitiated¦Plannedcapital¦¦
24-0071539 | Company Initiated | Planned- maintenance |  |  | 2024 | Tier 2 | Distribution Circuit |  |  |  | 2485340 | Sus |  | CompanyInitiated¦Plannedmaintenance¦¦
24-0070823 | Company Initiated | Planned- capital |  |  | 2024 | Tier 2 | Distribution Circuit |  |  |  | 2485415 | Sus |  | CompanyInitiated¦Plannedcapital¦¦
24-0070556 | Company Initiated | Planned- capital |  |  | 2024 | Tier 2 | Distribution Circuit |  |  |  | 2485715 | Sus |  | CompanyInitiated¦Plannedcapital¦¦
24-0073512 | Wildfire Mitigation | Planned - WSIP/System Hardening |  |  | 2024 | Tier 2 | Transformer only |  |  |  | 2487612 | Sus |  | WildfireMitigation¦PlannedWSIPSystemHardening¦¦
24-0077715 | Unknown Cause | Patrol - found nothing |  |  | 2024 | Tier 2 | Distribution Circuit |  |  |  | 2487765 | Sus |  | UnknownCause¦Patrolfoundnothing¦¦
24-0077864 | 3rd Party | Customer Equipment | Transformer | Normal | 2024 | Tier 2 | Transformer only |  |  |  | 2488535 | Sus |  | 3rdParty¦CustomerEquipment¦Transformer¦Normal
24-0070005 | Company Initiated | Planned- maintenance |  |  | 2024 | Tier 2 | Distribution Circuit |  |  |  | 2489009 | Sus |  | CompanyInitiated¦Plannedmaintenance¦¦
24-0078450 | Equipment Failure/Involved | Overhead | Fuse | Broken | 2024 | Tier 2 | Transformer only |  |  |  | 2489878 | Sus |  | EquipmentFailureInvolved¦Overhead¦Fuse¦Broken
24-0074447 | Wildfire Mitigation | Planned - WSIP/System Hardening |  |  | 2024 | Tier 2 | Transformer only |  |  |  | 2489895 | Sus |  | WildfireMitigation¦PlannedWSIPSystemHardening¦¦
24-0070313 | Wildfire Mitigation | Planned - WSIP/System Hardening |  |  | 2024 | Tier 2 | Distribution Circuit |  |  |  | 2491942 | Sus |  | WildfireMitigation¦PlannedWSIPSystemHardening¦¦
24-0073137 | Company Initiated | Planned- maintenance |  |  | 2024 | Tier 2 | Distribution Circuit |  |  |  | 2491567 | Sus |  | CompanyInitiated¦Plannedmaintenance¦¦
24-0079579 | Unknown Cause | Patrol - found nothing |  |  | 2024 | Tier 2 | Distribution Circuit |  |  |  | 2493201 | Sus |  | UnknownCause¦Patrolfoundnothing¦¦
24-0080398 | Environmental/External | Lightning | Transformer | Burned/flashed | 2024 | Tier 3 | Transformer only |  |  |  | 2495472 | Sus |  | EnvironmentalExternal¦Lightning¦Transformer¦Burnedflashed
24-0081795 | Unknown Cause | Patrol - found nothing |  |  | 2024 | Tier 2 | Transformer only |  |  |  | 2498416 | Sus |  | UnknownCause¦Patrolfoundnothing¦¦
24-0081800 | Company Initiated | Personnel- company | Conductor- Overhead | Normal | 2024 | Tier 2 | Distribution Circuit |  |  |  | 2498627 | Sus |  | CompanyInitiated¦Personnelcompany¦ConductorOverhead¦Normal
24-0082003 | 3rd Party | Metallic Balloon | Conductor- Overhead | Normal | 2024 | Tier 2 | Distribution Circuit |  |  |  | 2499078 | Sus |  | 3rdParty¦MetallicBalloon¦ConductorOverhead¦Normal
24-0082786 | Equipment Failure/Involved | Underground | Conductor- Underground | Burned/flashed | 2024 | Tier 2 | Distribution Circuit |  |  |  | 2501692 | Sus |  | EquipmentFailureInvolved¦Underground¦ConductorUnderground¦Burnedflashed
24-0085199 | Equipment Failure/Involved | Overhead | Woodpin | Broken- wire on object | 2024 | Tier 2 | Distribution Circuit |  |  |  | 2510285 | Sus |  | EquipmentFailureInvolved¦Overhead¦Woodpin¦Brokenwireonobject
24-0078345 | Wildfire Mitigation | Planned - WSIP/System Hardening |  |  | 2024 | Tier 2 | Transformer only |  |  |  | 2512405 | Sus |  | WildfireMitigation¦PlannedWSIPSystemHardening¦¦
24-0086340 | Unknown Cause | Patrol - found nothing |  |  | 2024 | Tier 2 | Distribution Circuit |  |  |  | 2512736 | Sus |  | UnknownCause¦Patrolfoundnothing¦¦
24-0078346 | Wildfire Mitigation | Planned - WSIP/System Hardening |  |  | 2024 | Tier 2 | Transformer only |  |  |  | 2513510 | Sus |  | WildfireMitigation¦PlannedWSIPSystemHardening¦¦
24-0078349 | Wildfire Mitigation | Planned - WSIP/System Hardening |  |  | 2024 | Tier 2 | Distribution Circuit |  |  |  | 2513145 | Sus |  | WildfireMitigation¦PlannedWSIPSystemHardening¦¦
24-0086892 | Equipment Failure/Involved | Overhead | Crossarm- Wood | Broken | 2024 | Tier 2 | Distribution Circuit |  |  |  | 2514119 | Sus |  | EquipmentFailureInvolved¦Overhead¦CrossarmWood¦Broken
24-0087060 | Equipment Failure/Involved | Underground | Conductor- Underground | Broken | 2024 | Tier 2 | Distribution Circuit |  |  |  | 2514668 | Sus |  | EquipmentFailureInvolved¦Underground¦ConductorUnderground¦Broken
24-0087609 | Unknown Cause | Patrol - found nothing |  |  | 2024 | Tier 2 | Distribution Circuit |  |  |  | 2516249 | Sus |  | UnknownCause¦Patrolfoundnothing¦¦
24-0087690 | Environmental/External | Lightning | Conductor- Overhead | Normal | 2024 | Tier 2 | Distribution Circuit |  |  |  | 2516541 | Sus |  | EnvironmentalExternal¦Lightning¦ConductorOverhead¦Normal
24-0087744 | Equipment Failure/Involved | Overhead | Transformer (OH) | Leaking | 2024 | Tier 2 | Distribution Circuit |  |  |  | 2516768 | Sus |  | EquipmentFailureInvolved¦Overhead¦Transformer(OH)¦Leaking
24-0088525 | Unknown Cause | Patrol - found nothing |  |  | 2024 | Tier 2 | Distribution Circuit |  |  |  | 2518314 | Sus |  | UnknownCause¦Patrolfoundnothing¦¦
24-0082936 | Company Initiated | Planned- maintenance |  |  | 2024 | Tier 2 | Transformer only |  |  |  | 2519138 | Sus |  | CompanyInitiated¦Plannedmaintenance¦¦
24-0089098 | Company Initiated | Personnel- company | Capacitor | Normal | 2024 | Tier 2 | Distribution Circuit |  |  |  | 2519919 | Sus |  | CompanyInitiated¦Personnelcompany¦Capacitor¦Normal
24-0089220 | Unknown Cause | Patrol - found nothing |  |  | 2024 | Tier 2 | Distribution Circuit |  |  |  | 2520120 | Sus |  | UnknownCause¦Patrolfoundnothing¦¦
24-0089555 | Unknown Cause | Patrol - not conducted |  |  | 2024 | Tier 2 | Distribution Circuit |  |  |  | 2520705 | Sus |  | UnknownCause¦Patrolnotconducted¦¦
24-0086376 | Wildfire Mitigation | Planned - WSIP/System Hardening |  |  | 2024 | Tier 2 | Distribution Circuit |  |  |  | 2522919 | Sus |  | WildfireMitigation¦PlannedWSIPSystemHardening¦¦
24-0086380 | Wildfire Mitigation | Planned - WSIP/System Hardening |  |  | 2024 | Tier 2 | Transformer only |  |  |  | 2523245 | Sus |  | WildfireMitigation¦PlannedWSIPSystemHardening¦¦
24-0090700 | Unknown Cause | Patrol - found nothing |  |  | 2024 | Tier 2 | Distribution Circuit |  |  |  | 2523762 | Sus |  | UnknownCause¦Patrolfoundnothing¦¦
24-0075737 | Company Initiated | Planned- capital |  |  | 2024 | Tier 2 | Distribution Circuit |  |  |  | 2525205 | Sus |  | CompanyInitiated¦Plannedcapital¦¦
24-0055833 | Company Initiated | Planned- maintenance |  |  | 2024 | Tier 2 | Distribution Circuit |  |  |  | 2525266 | Sus |  | CompanyInitiated¦Plannedmaintenance¦¦
24-0086162 | Wildfire Mitigation | Planned - WSIP/System Hardening |  |  | 2024 | Tier 2 | Transformer only |  |  |  | 2525427 | Sus |  | WildfireMitigation¦PlannedWSIPSystemHardening¦¦
24-0086303 | Wildfire Mitigation | Planned - WSIP/System Hardening |  |  | 2024 | Tier 2 | Transformer only |  |  |  | 2526423 | Sus |  | WildfireMitigation¦PlannedWSIPSystemHardening¦¦
24-0089288 | Wildfire Mitigation | Planned - WSIP/System Hardening |  |  | 2024 | Tier 2 | Distribution Circuit |  |  |  | 2526422 | Sus |  | WildfireMitigation¦PlannedWSIPSystemHardening¦¦
24-0070858 | Company Initiated | Planned- capital |  |  | 2024 | Tier 2 | Distribution Circuit |  |  |  | 2526581 | Sus |  | CompanyInitiated¦Plannedcapital¦¦
24-0085769 | Wildfire Mitigation | Planned - WSIP/System Hardening |  |  | 2024 | Tier 2 | Distribution Circuit |  |  |  | 2526617 | Sus |  | WildfireMitigation¦PlannedWSIPSystemHardening¦¦
24-0086305 | Wildfire Mitigation | Planned - WSIP/System Hardening |  |  | 2024 | Tier 2 | Transformer only |  |  |  | 2526629 | Sus |  | WildfireMitigation¦PlannedWSIPSystemHardening¦¦
24-0086310 | Wildfire Mitigation | Planned - WSIP/System Hardening |  |  | 2024 | Tier 2 | Transformer only |  |  |  | 2526675 | Sus |  | WildfireMitigation¦PlannedWSIPSystemHardening¦¦
24-0086325 | Wildfire Mitigation | Planned - WSIP/System Hardening |  |  | 2024 | Tier 2 | Transformer only |  |  |  | 2526873 | Sus |  | WildfireMitigation¦PlannedWSIPSystemHardening¦¦
24-0086334 | Wildfire Mitigation | Planned - WSIP/System Hardening |  |  | 2024 | Tier 2 | Transformer only |  |  |  | 2527565 | Sus |  | WildfireMitigation¦PlannedWSIPSystemHardening¦¦
24-0092917 | Equipment Failure/Involved | Overhead | Fuse | Broken | 2024 | Tier 2 | Transformer only |  |  |  | 2528762 | Sus |  | EquipmentFailureInvolved¦Overhead¦Fuse¦Broken
24-0089577 | Company Initiated | Planned- maintenance |  |  | 2024 | Tier 2 | Distribution Circuit |  |  |  | 2528992 | Sus |  | CompanyInitiated¦Plannedmaintenance¦¦
24-0089580 | Company Initiated | Planned- maintenance |  |  | 2024 | Tier 2 | Distribution Circuit |  |  |  | 2529011 | Sus |  | CompanyInitiated¦Plannedmaintenance¦¦
24-0093333 | Animal | Other | Pole-Wood | Deteriorated | 2024 | Tier 2 | Distribution Circuit |  |  |  | 2529458 | Sus |  | Animal¦Other¦PoleWood¦Deteriorated
24-0089553 | Wildfire Mitigation | Planned - WSIP/System Hardening |  |  | 2024 | Tier 2 | Distribution Circuit |  |  |  | 2530382 | Sus |  | WildfireMitigation¦PlannedWSIPSystemHardening¦¦
24-0076073 | Company Initiated | Planned- capital |  |  | 2024 | Tier 2 | Distribution Circuit |  |  |  | 2530797 | Sus |  | CompanyInitiated¦Plannedcapital¦¦
24-0086309 | Company Initiated | Planned- maintenance |  |  | 2024 | Tier 2 | Transformer only |  |  |  | 2530952 | Sus |  | CompanyInitiated¦Plannedmaintenance¦¦
24-0086312 | Company Initiated | Planned- maintenance |  |  | 2024 | Tier 2 | Distribution Circuit |  |  |  | 2530978 | Sus |  | CompanyInitiated¦Plannedmaintenance¦¦
24-0086698 | Company Initiated | Planned- maintenance |  |  | 2024 | Tier 2 | Transformer only |  |  |  | 2531084 | Sus |  | CompanyInitiated¦Plannedmaintenance¦¦
24-0086311 | Wildfire Mitigation | Planned - WSIP/System Hardening |  |  | 2024 | Tier 2 | Distribution Circuit |  |  |  | 2531271 | Sus |  | WildfireMitigation¦PlannedWSIPSystemHardening¦¦
24-0086531 | Wildfire Mitigation | Planned - WSIP/System Hardening |  |  | 2024 | Tier 2 | Distribution Circuit |  |  |  | 2531758 | Sus |  | WildfireMitigation¦PlannedWSIPSystemHardening¦¦
24-0086318 | Company Initiated | Planned- maintenance |  |  | 2024 | Tier 2 | Transformer only |  |  |  | 2531771 | Sus |  | CompanyInitiated¦Plannedmaintenance¦¦
24-0095046 | Equipment Failure/Involved | Overhead | Fuse | Broken | 2024 | Tier 2 | Transformer only |  |  |  | 2532692 | Sus |  | EquipmentFailureInvolved¦Overhead¦Fuse¦Broken
24-0090295 | Company Initiated | Planned- maintenance |  |  | 2024 | Tier 2 | Distribution Circuit |  |  |  | 2534740 | Sus |  | CompanyInitiated¦Plannedmaintenance¦¦
24-0090402 | Company Initiated | Planned- capital |  |  | 2024 | Tier 2 | Distribution Circuit |  |  |  | 2535719 | Sus |  | CompanyInitiated¦Plannedcapital¦¦
24-0086749 | Wildfire Mitigation | Planned - WSIP/System Hardening |  |  | 2024 | Tier 2 | Distribution Circuit |  |  |  | 2536470 | Sus |  | WildfireMitigation¦PlannedWSIPSystemHardening¦¦
24-0090838 | Company Initiated | Planned- maintenance |  |  | 2024 | Tier 2 | Transformer only |  |  |  | 2536529 | Sus |  | CompanyInitiated¦Plannedmaintenance¦¦
24-0088360 | Company Initiated | Planned- maintenance |  |  | 2024 | Tier 2 | Transformer only |  |  |  | 2536536 | Sus |  | CompanyInitiated¦Plannedmaintenance¦¦
24-0090839 | Wildfire Mitigation | Planned - WSIP/System Hardening |  |  | 2024 | Tier 2 | Transformer only |  |  |  | 2536724 | Sus |  | WildfireMitigation¦PlannedWSIPSystemHardening¦¦
24-0089581 | Wildfire Mitigation | Planned - WSIP/System Hardening |  |  | 2024 | Tier 2 | Distribution Circuit |  |  |  | 2537352 | Sus |  | WildfireMitigation¦PlannedWSIPSystemHardening¦¦
24-0089585 | Wildfire Mitigation | Planned - WSIP/System Hardening |  |  | 2024 | Tier 2 | Transformer only |  |  |  | 2537357 | Sus |  | WildfireMitigation¦PlannedWSIPSystemHardening¦¦
24-0097417 | Equipment Failure/Involved | Overhead | Crossarm- Wood | Broken | 2024 | Tier 2 | Transformer only |  |  |  | 2538153 | Sus |  | EquipmentFailureInvolved¦Overhead¦CrossarmWood¦Broken
24-0091067 | Wildfire Mitigation | Planned - WSIP/System Hardening |  |  | 2024 | Tier 2 | Transformer only |  |  |  | 2538556 | Sus |  | WildfireMitigation¦PlannedWSIPSystemHardening¦¦
24-0090607 | Company Initiated | Planned- capital |  |  | 2024 | Tier 2 | Distribution Circuit |  |  |  | 2538575 | Sus |  | CompanyInitiated¦Plannedcapital¦¦
24-0091075 | Wildfire Mitigation | Planned - WSIP/System Hardening |  |  | 2024 | Tier 2 | Transformer only |  |  |  | 2538725 | Sus |  | WildfireMitigation¦PlannedWSIPSystemHardening¦¦
24-0090299 | Wildfire Mitigation | Planned - WSIP/System Hardening |  |  | 2024 | Tier 2 | Distribution Circuit |  |  |  | 2538737 | Sus |  | WildfireMitigation¦PlannedWSIPSystemHardening¦¦
24-0090753 | Wildfire Mitigation | Planned - WSIP/System Hardening |  |  | 2024 | Tier 2 | Distribution Circuit |  |  |  | 2540164 | Sus |  | WildfireMitigation¦PlannedWSIPSystemHardening¦¦
24-0092586 | Wildfire Mitigation | Planned - WSIP/System Hardening |  |  | 2024 | Tier 2 | Distribution Circuit |  |  |  | 2540002 | Sus |  | WildfireMitigation¦PlannedWSIPSystemHardening¦¦
24-0093098 | Company Initiated | Planned- capital |  |  | 2024 | Tier 2 | Distribution Circuit |  |  |  | 2540253 | Sus |  | CompanyInitiated¦Plannedcapital¦¦
24-0093839 | Company Initiated | Planned- maintenance |  |  | 2024 | Tier 2 | Transformer only |  |  |  | 2540413 | Sus |  | CompanyInitiated¦Plannedmaintenance¦¦
24-0092587 | Wildfire Mitigation | Planned - WSIP/System Hardening |  |  | 2024 | Tier 2 | Distribution Circuit |  |  |  | 2540446 | Sus |  | WildfireMitigation¦PlannedWSIPSystemHardening¦¦
24-0098403 | Vegetation | Tree - fell into line | Secondary | Normal | 2024 | Tier 2 | Transformer only |  |  |  | 2540458 | Sus |  | Vegetation¦Treefellintoline¦Secondary¦Normal
24-0092590 | Wildfire Mitigation | Planned - WSIP/System Hardening |  |  | 2024 | Tier 2 | Transformer only |  |  |  | 2540501 | Sus |  | WildfireMitigation¦PlannedWSIPSystemHardening¦¦
24-0098575 | Equipment Failure/Involved | Overhead | Secondary | Normal | 2024 | Tier 2 | Transformer only |  |  |  | 2540820 | Sus |  | EquipmentFailureInvolved¦Overhead¦Secondary¦Normal
24-0098582 | Equipment Failure/Involved | Underground | Conductor- Underground | Broken | 2024 | Tier 2 | Distribution Circuit |  |  |  | 2540858 | Sus |  | EquipmentFailureInvolved¦Underground¦ConductorUnderground¦Broken
24-0098608 | Unknown Cause | Patrol - found nothing |  |  | 2024 | Tier 2 | Distribution Circuit |  |  |  | 2540895 | Sus |  | UnknownCause¦Patrolfoundnothing¦¦
24-0090774 | Wildfire Mitigation | Planned - WSIP/System Hardening |  |  | 2024 | Tier 2 | Distribution Circuit |  |  |  | 2541009 | Sus |  | WildfireMitigation¦PlannedWSIPSystemHardening¦¦
24-0088340 | Company Initiated | Planned- maintenance |  |  | 2024 | Tier 2 | Transformer only |  |  |  | 2541015 | Sus |  | CompanyInitiated¦Plannedmaintenance¦¦
24-0093052 | Company Initiated | Planned- maintenance |  |  | 2024 | Tier 2 | Distribution Circuit |  |  |  | 2541022 | Sus |  | CompanyInitiated¦Plannedmaintenance¦¦
24-0094588 | Wildfire Mitigation | Planned - WSIP/System Hardening |  |  | 2024 | Tier 2 | Distribution Circuit |  |  |  | 2541219 | Sus |  | WildfireMitigation¦PlannedWSIPSystemHardening¦¦
24-0098873 | Company Initiated | Personnel- company | Fuse | Normal | 2024 | Tier 3 | Distribution Circuit |  |  |  | 2541300 | Sus |  | CompanyInitiated¦Personnelcompany¦Fuse¦Normal
24-0099072 | Animal | Bird found | Fuse | Normal | 2024 | Tier 2 | Transformer only |  |  |  | 2541411 | Sus |  | Animal¦Birdfound¦Fuse¦Normal
24-0099140 | Unknown Cause | Patrol - found nothing |  |  | 2024 | Tier 2 | Distribution Circuit |  |  |  | 2541714 | Sus |  | UnknownCause¦Patrolfoundnothing¦¦
24-0089675 | Company Initiated | Planned- capital |  |  | 2024 | Tier 2 | Distribution Circuit |  |  |  | 2541737 | Sus |  | CompanyInitiated¦Plannedcapital¦¦
24-0092592 | Company Initiated | Planned- maintenance |  |  | 2024 | Tier 2 | Transformer only |  |  |  | 2541883 | Sus |  | CompanyInitiated¦Plannedmaintenance¦¦
24-0091611 | Wildfire Mitigation | Planned - WSIP/System Hardening |  |  | 2024 | Tier 2 | Transformer only |  |  |  | 2542226 | Sus |  | WildfireMitigation¦PlannedWSIPSystemHardening¦¦
24-0091608 | Wildfire Mitigation | Planned - WSIP/System Hardening |  |  | 2024 | Tier 2 | Distribution Circuit |  |  |  | 2541891 | Sus |  | WildfireMitigation¦PlannedWSIPSystemHardening¦¦
24-0094848 | Wildfire Mitigation | Planned - WSIP/System Hardening |  |  | 2024 | Tier 2 | Transformer only |  |  |  | 2542071 | Sus |  | WildfireMitigation¦PlannedWSIPSystemHardening¦¦
24-0094616 | Wildfire Mitigation | Planned - WSIP/System Hardening |  |  | 2024 | Tier 2 | Transformer only |  |  |  | 2542789 | Sus |  | WildfireMitigation¦PlannedWSIPSystemHardening¦¦
24-0091617 | Company Initiated | Planned- maintenance |  |  | 2024 | Tier 2 | Distribution Circuit |  |  |  | 2542799 | Sus |  | CompanyInitiated¦Plannedmaintenance¦¦
24-0094832 | Wildfire Mitigation | Planned - WSIP/System Hardening |  |  | 2024 | Tier 2 | Transformer only |  |  |  | 2545252 | Sus |  | WildfireMitigation¦PlannedWSIPSystemHardening¦¦
24-0094837 | Wildfire Mitigation | Planned - WSIP/System Hardening |  |  | 2024 | Tier 2 | Transformer only |  |  |  | 2545389 | Sus |  | WildfireMitigation¦PlannedWSIPSystemHardening¦¦
24-0094838 | Wildfire Mitigation | Planned - WSIP/System Hardening |  |  | 2024 | Tier 2 | Transformer only |  |  |  | 2545495 | Sus |  | WildfireMitigation¦PlannedWSIPSystemHardening¦¦
24-0090882 | Wildfire Mitigation | Planned - WSIP/System Hardening |  |  | 2024 | Tier 2 | Distribution Circuit |  |  |  | 2546088 | Sus |  | WildfireMitigation¦PlannedWSIPSystemHardening¦¦
24-0090387 | Company Initiated | Planned- maintenance |  |  | 2024 | Tier 2 | Distribution Circuit |  |  |  | 2546161 | Sus |  | CompanyInitiated¦Plannedmaintenance¦¦
24-0095064 | Company Initiated | Planned- maintenance |  |  | 2024 | Tier 2 | Distribution Circuit |  |  |  | 2546171 | Sus |  | CompanyInitiated¦Plannedmaintenance¦¦
24-0095023 | Company Initiated | Planned- maintenance |  |  | 2024 | Tier 2 | Distribution Circuit |  |  |  | 2546180 | Sus |  | CompanyInitiated¦Plannedmaintenance¦¦
24-0095107 | Company Initiated | Planned- maintenance |  |  | 2024 | Tier 2 | Transformer only |  |  |  | 2546189 | Sus |  | CompanyInitiated¦Plannedmaintenance¦¦
24-0095030 | Company Initiated | Planned- maintenance |  |  | 2024 | Tier 2 | Distribution Circuit |  |  |  | 2546207 | Sus |  | CompanyInitiated¦Plannedmaintenance¦¦
24-0094117 | Wildfire Mitigation | Planned - WSIP/System Hardening |  |  | 2024 | Tier 2 | Distribution Circuit |  |  |  | 2546222 | Sus |  | WildfireMitigation¦PlannedWSIPSystemHardening¦¦
24-0090475 | Company Initiated | Planned- maintenance |  |  | 2024 | Tier 2 | Transformer only |  |  |  | 2546270 | Sus |  | CompanyInitiated¦Plannedmaintenance¦¦
24-0094133 | Wildfire Mitigation | Planned - WSIP/System Hardening |  |  | 2024 | Tier 2 | Distribution Circuit |  |  |  | 2546355 | Sus |  | WildfireMitigation¦PlannedWSIPSystemHardening¦¦
24-0094012 | Wildfire Mitigation | Planned - WSIP/System Hardening |  |  | 2024 | Tier 2 | Transformer only |  |  |  | 2546462 | Sus |  | WildfireMitigation¦PlannedWSIPSystemHardening¦¦
24-0101062 | Equipment Failure/Involved | Overhead | Crossarm- Wood | Broken | 2024 | Tier 3 | Distribution Circuit |  |  |  | 2546500 | Sus |  | EquipmentFailureInvolved¦Overhead¦CrossarmWood¦Broken
24-0095595 | Company Initiated | Planned- maintenance |  |  | 2024 | Tier 2 | Distribution Circuit |  |  |  | 2546990 | Sus |  | CompanyInitiated¦Plannedmaintenance¦¦
24-0095148 | Company Initiated | Planned- maintenance |  |  | 2024 | Tier 2 | Transformer only |  |  |  | 2547048 | Sus |  | CompanyInitiated¦Plannedmaintenance¦¦
24-0095144 | Company Initiated | Planned- maintenance |  |  | 2024 | Tier 2 | Distribution Circuit |  |  |  | 2547074 | Sus |  | CompanyInitiated¦Plannedmaintenance¦¦
24-0096413 | Wildfire Mitigation | Planned - WSIP/System Hardening |  |  | 2024 | Tier 2 | Distribution Circuit |  |  |  | 2547072 | Sus |  | WildfireMitigation¦PlannedWSIPSystemHardening¦¦
24-0090495 | Wildfire Mitigation | Planned - WSIP/System Hardening |  |  | 2024 | Tier 2 | Distribution Circuit |  |  |  | 2547105 | Sus |  | WildfireMitigation¦PlannedWSIPSystemHardening¦¦
24-0095141 | Company Initiated | Planned- maintenance |  |  | 2024 | Tier 2 | Transformer only |  |  |  | 2547140 | Sus |  | CompanyInitiated¦Plannedmaintenance¦¦
24-0096419 | Wildfire Mitigation | Planned - WSIP/System Hardening |  |  | 2024 | Tier 2 | Transformer only |  |  |  | 2547192 | Sus |  | WildfireMitigation¦PlannedWSIPSystemHardening¦¦
24-0090971 | Wildfire Mitigation | Planned - WSIP/System Hardening |  |  | 2024 | Tier 2 | Distribution Circuit |  |  |  | 2548419 | Sus |  | WildfireMitigation¦PlannedWSIPSystemHardening¦¦
24-0095758 | Company Initiated | Planned- maintenance |  |  | 2024 | Tier 2 | Distribution Circuit |  |  |  | 2547860 | Sus |  | CompanyInitiated¦Plannedmaintenance¦¦
24-0095869 | Company Initiated | Planned- maintenance |  |  | 2024 | Tier 2 | Distribution Circuit |  |  |  | 2547954 | Sus |  | CompanyInitiated¦Plannedmaintenance¦¦
24-0090971 | Company Initiated | Personnel- company | Conductor- Overhead | Normal | 2024 | Tier 2 | Distribution Circuit |  |  |  | 2547820 | Sus |  | CompanyInitiated¦Personnelcompany¦ConductorOverhead¦Normal
24-0096190 | Company Initiated | Planned- maintenance |  |  | 2024 | Tier 2 | Transformer only |  |  |  | 2548940 | Sus |  | CompanyInitiated¦Plannedmaintenance¦¦
24-0100666 | Wildfire Mitigation | Planned - WSIP/System Hardening |  |  | 2024 | Tier 2 | Transformer only |  |  |  | 2548977 | Sus |  | WildfireMitigation¦PlannedWSIPSystemHardening¦¦
24-0102890 | 3rd Party | Vehicle | Pole-Wood | Normal | 2024 | Tier 2 | Distribution Circuit |  |  |  | 2550779 | Sus |  | 3rdParty¦Vehicle¦PoleWood¦Normal
24-0099110 | Company Initiated | Planned- maintenance |  |  | 2024 | Tier 2 | Distribution Circuit |  |  |  | 2551343 | Sus |  | CompanyInitiated¦Plannedmaintenance¦¦
24-0096997 | Company Initiated | Planned- capital |  |  | 2024 | Tier 2 | Distribution Circuit |  |  |  | 2551342 | Sus |  | CompanyInitiated¦Plannedcapital¦¦
24-0100730 | Wildfire Mitigation | Planned - WSIP/System Hardening |  |  | 2024 | Tier 2 | Transformer only |  |  |  | 2552388 | Sus |  | WildfireMitigation¦PlannedWSIPSystemHardening¦¦
24-0099599 | Company Initiated | Planned- capital |  |  | 2024 | Tier 2 | Distribution Circuit |  |  |  | 2552408 | Sus |  | CompanyInitiated¦Plannedcapital¦¦
24-0091017 | Wildfire Mitigation | Planned - WSIP/System Hardening |  |  | 2024 | Tier 2 | Distribution Circuit |  |  |  | 2553394 | Sus |  | WildfireMitigation¦PlannedWSIPSystemHardening¦¦
24-0098849 | Company Initiated | Planned- maintenance |  |  | 2024 | Tier 2 | Transformer only |  |  |  | 2553473 | Sus |  | CompanyInitiated¦Plannedmaintenance¦¦
24-0098788 | Company Initiated | Planned- maintenance |  |  | 2024 | Tier 2 | Distribution Circuit |  |  |  | 2553470 | Sus |  | CompanyInitiated¦Plannedmaintenance¦¦
24-0098844 | Company Initiated | Planned- maintenance |  |  | 2024 | Tier 2 | Distribution Circuit |  |  |  | 2553475 | Sus |  | CompanyInitiated¦Plannedmaintenance¦¦
24-0098837 | Company Initiated | Planned- maintenance |  |  | 2024 | Tier 2 | Distribution Circuit |  |  |  | 2553477 | Sus |  | CompanyInitiated¦Plannedmaintenance¦¦
24-0104405 | Equipment Failure/Involved | Overhead | Fuse | Broken | 2024 | Tier 2 | Transformer only |  |  |  | 2554183 | Sus |  | EquipmentFailureInvolved¦Overhead¦Fuse¦Broken
24-0097023 | Company Initiated | Planned- maintenance |  |  | 2024 | Tier 2 | Transformer only |  |  |  | 2554622 | Sus |  | CompanyInitiated¦Plannedmaintenance¦¦
24-0104615 | Equipment Failure/Involved | Overhead | Pole-Wood | Deteriorated | 2024 | Tier 2 | Distribution Circuit |  |  |  | 2554763 | Sus |  | EquipmentFailureInvolved¦Overhead¦PoleWood¦Deteriorated
24-0093722 | Wildfire Mitigation | Planned - WSIP/System Hardening |  |  | 2024 | Tier 2 | Distribution Circuit |  |  |  | 2555681 | Sus |  | WildfireMitigation¦PlannedWSIPSystemHardening¦¦
24-0105568 | Company Initiated | Construction Activity/equip- company | Transformer | Failed/Faulted | 2024 | Tier 2 | Transformer only |  |  |  | 2556386 | Sus |  | CompanyInitiated¦ConstructionActivityequipcompany¦Transformer¦FailedFaulted
24-0097348 | Wildfire Mitigation | Planned - WSIP/System Hardening |  |  | 2024 | Tier 2 | Distribution Circuit |  |  |  | 2557949 | Sus |  | WildfireMitigation¦PlannedWSIPSystemHardening¦¦
24-0105975 | Unknown Cause | Patrol - found nothing |  |  | 2024 | Tier 2 | Distribution Circuit |  |  |  | 2558095 | Sus |  | UnknownCause¦Patrolfoundnothing¦¦
24-0097365 | Wildfire Mitigation | Planned - WSIP/System Hardening |  |  | 2024 | Tier 2 | Transformer only |  |  |  | 2558257 | Sus |  | WildfireMitigation¦PlannedWSIPSystemHardening¦¦
24-0101364 | Company Initiated | Planned- maintenance |  |  | 2024 | Tier 2 | Transformer only |  |  |  | 2559251 | Sus |  | CompanyInitiated¦Plannedmaintenance¦¦
24-0102649 | Wildfire Mitigation | Planned - WSIP/System Hardening |  |  | 2024 | Tier 2 | Transformer only |  |  |  | 2559506 | Sus |  | WildfireMitigation¦PlannedWSIPSystemHardening¦¦
24-0102656 | Wildfire Mitigation | Planned - WSIP/System Hardening |  |  | 2024 | Tier 2 | Transformer only |  |  |  | 2559508 | Sus |  | WildfireMitigation¦PlannedWSIPSystemHardening¦¦
24-0102654 | Wildfire Mitigation | Planned - WSIP/System Hardening |  |  | 2024 | Tier 2 | Transformer only |  |  |  | 2559464 | Sus |  | WildfireMitigation¦PlannedWSIPSystemHardening¦¦
24-0101367 | Company Initiated | Planned- maintenance |  |  | 2024 | Tier 2 | Distribution Circuit |  |  |  | 2560019 | Sus |  | CompanyInitiated¦Plannedmaintenance¦¦
24-0099170 | Company Initiated | Planned- maintenance |  |  | 2024 | Tier 2 | Transformer only |  |  |  | 2560123 | Sus |  | CompanyInitiated¦Plannedmaintenance¦¦
24-0102541 | Company Initiated | Planned- maintenance |  |  | 2024 | Tier 2 | Distribution Circuit |  |  |  | 2560904 | Sus |  | CompanyInitiated¦Plannedmaintenance¦¦
24-0097423 | Wildfire Mitigation | Planned - WSIP/System Hardening |  |  | 2024 | Tier 2 | Transformer only |  |  |  | 2560906 | Sus |  | WildfireMitigation¦PlannedWSIPSystemHardening¦¦
24-0107902 | Vegetation | Tree - fell into line | Secondary | Broken- wire on ground | 2024 | Tier 2 | Distribution Circuit |  |  |  | 2561148 | Sus |  | Vegetation¦Treefellintoline¦Secondary¦Brokenwireonground
24-0102545 | Wildfire Mitigation | Planned - WSIP/System Hardening |  |  | 2024 | Tier 2 | Transformer only |  |  |  | 2561429 | Sus |  | WildfireMitigation¦PlannedWSIPSystemHardening¦¦
24-0108411 | Company Initiated | Coordination failure | Recloser | Normal | 2024 | Tier 2 | Distribution Circuit |  |  |  | 2562748 | Sus |  | CompanyInitiated¦Coordinationfailure¦Recloser¦Normal
24-0098155 | Company Initiated | Planned- maintenance |  |  | 2024 | Tier 2 | Transformer only |  |  |  | 2563081 | Sus |  | CompanyInitiated¦Plannedmaintenance¦¦
24-0103518 | Wildfire Mitigation | Planned - WSIP/System Hardening |  |  | 2024 | Tier 2 | Distribution Circuit |  |  |  | 2564113 | Sus |  | WildfireMitigation¦PlannedWSIPSystemHardening¦¦
24-0104638 | Wildfire Mitigation | Planned - WSIP/System Hardening |  |  | 2024 | Tier 2 | Distribution Circuit |  |  |  | 2564123 | Sus |  | WildfireMitigation¦PlannedWSIPSystemHardening¦¦
24-0103814 | Company Initiated | Planned- maintenance |  |  | 2024 | Tier 2 | Distribution Circuit |  |  |  | 2564189 | Sus |  | CompanyInitiated¦Plannedmaintenance¦¦
24-0103813 | Company Initiated | Planned- maintenance |  |  | 2024 | Tier 2 | Distribution Circuit |  |  |  | 2564195 | Sus |  | CompanyInitiated¦Plannedmaintenance¦¦
24-0106477 | Company Initiated | Planned- maintenance |  |  | 2024 | Tier 2 | Distribution Circuit |  |  |  | 2564201 | Sus |  | CompanyInitiated¦Plannedmaintenance¦¦
24-0103391 | Wildfire Mitigation | Planned - WSIP/System Hardening |  |  | 2024 | Tier 2 | Transformer only |  |  |  | 2564432 | Sus |  | WildfireMitigation¦PlannedWSIPSystemHardening¦¦
24-0105305 | Wildfire Mitigation | Planned - WSIP/System Hardening |  |  | 2024 | Tier 2 | Transformer only |  |  |  | 2564435 | Sus |  | WildfireMitigation¦PlannedWSIPSystemHardening¦¦
24-0103393 | Wildfire Mitigation | Planned - WSIP/System Hardening |  |  | 2024 | Tier 2 | Transformer only |  |  |  | 2564486 | Sus |  | WildfireMitigation¦PlannedWSIPSystemHardening¦¦
24-0105314 | Wildfire Mitigation | Planned - WSIP/System Hardening |  |  | 2024 | Tier 2 | Transformer only |  |  |  | 2564532 | Sus |  | WildfireMitigation¦PlannedWSIPSystemHardening¦¦
24-0099038 | Wildfire Mitigation | Planned - WSIP/System Hardening |  |  | 2024 | Tier 2 | Distribution Circuit |  |  |  | 2565055 | Sus |  | WildfireMitigation¦PlannedWSIPSystemHardening¦¦
24-0102825 | Wildfire Mitigation | Planned - WSIP/System Hardening |  |  | 2024 | Tier 2 | Transformer only |  |  |  | 2565294 | Sus |  | WildfireMitigation¦PlannedWSIPSystemHardening¦¦
24-0102826 | Wildfire Mitigation | Planned - WSIP/System Hardening |  |  | 2024 | Tier 2 | Transformer only |  |  |  | 2565272 | Sus |  | WildfireMitigation¦PlannedWSIPSystemHardening¦¦
24-0102828 | Wildfire Mitigation | Planned - WSIP/System Hardening |  |  | 2024 | Tier 2 | Transformer only |  |  |  | 2565377 | Sus |  | WildfireMitigation¦PlannedWSIPSystemHardening¦¦
24-0104413 | Company Initiated | Planned- maintenance |  |  | 2024 | Tier 2 | Distribution Circuit |  |  |  | 2565380 | Sus |  | CompanyInitiated¦Plannedmaintenance¦¦
24-0105432 | Wildfire Mitigation | Planned - WSIP/System Hardening |  |  | 2024 | Tier 2 | Distribution Circuit |  |  |  | 2565498 | Sus |  | WildfireMitigation¦PlannedWSIPSystemHardening¦¦
24-0104075 | Company Initiated | Planned- capital |  |  | 2024 | Tier 2 | Distribution Circuit |  |  |  | 2566275 | Sus |  | CompanyInitiated¦Plannedcapital¦¦
24-0107694 | Wildfire Mitigation | Planned - WSIP/System Hardening |  |  | 2024 | Tier 2 | Distribution Circuit |  |  |  | 2566371 | Sus |  | WildfireMitigation¦PlannedWSIPSystemHardening¦¦
24-0104951 | Wildfire Mitigation | Planned - WSIP/System Hardening |  |  | 2024 | Tier 2 | Distribution Circuit |  |  |  | 2566556 | Sus |  | WildfireMitigation¦PlannedWSIPSystemHardening¦¦
24-0104052 | Company Initiated | Planned- capital |  |  | 2024 | Tier 2 | Distribution Circuit |  |  |  | 2567210 | Sus |  | CompanyInitiated¦Plannedcapital¦¦
24-0103386 | Wildfire Mitigation | Planned - WSIP/System Hardening |  |  | 2024 | Tier 2 | Transformer only |  |  |  | 2567238 | Sus |  | WildfireMitigation¦PlannedWSIPSystemHardening¦¦
24-0110774 | Equipment Failure/Involved | Overhead | Regulator | Malfunctioning | 2024 | Tier 2 | Distribution Circuit |  |  |  | 2567433 | Sus |  | EquipmentFailureInvolved¦Overhead¦Regulator¦Malfunctioning
24-0103390 | Wildfire Mitigation | Planned - WSIP/System Hardening |  |  | 2024 | Tier 2 | Transformer only |  |  |  | 2567494 | Sus |  | WildfireMitigation¦PlannedWSIPSystemHardening¦¦
24-0110971 | Equipment Failure/Involved | Overhead | Cutout- fuse holder | Normal | 2024 | Tier 2 | Distribution Circuit |  |  |  | 2567975 | Sus |  | EquipmentFailureInvolved¦Overhead¦Cutoutfuseholder¦Normal
24-0109366 | Wildfire Mitigation | Planned - WSIP/System Hardening |  |  | 2024 | Tier 2 | Transformer only |  |  |  | 2568025 | Sus |  | WildfireMitigation¦PlannedWSIPSystemHardening¦¦
24-0109368 | Wildfire Mitigation | Planned - WSIP/System Hardening |  |  | 2024 | Tier 2 | Transformer only |  |  |  | 2568136 | Sus |  | WildfireMitigation¦PlannedWSIPSystemHardening¦¦
24-0111190 | Equipment Failure/Involved | Overhead | Transformer (OH) | Failed/Faulted | 2024 | Tier 2 | Transformer only |  |  |  | 2568750 | Sus |  | EquipmentFailureInvolved¦Overhead¦Transformer(OH)¦FailedFaulted
24-0104188 | Company Initiated | Planned- maintenance |  |  | 2024 | Tier 2 | Transformer only |  |  |  | 2569310 | Sus |  | CompanyInitiated¦Plannedmaintenance¦¦
24-0104174 | Company Initiated | Planned- maintenance |  |  | 2024 | Tier 2 | Transformer only |  |  |  | 2569373 | Sus |  | CompanyInitiated¦Plannedmaintenance¦¦
24-0104181 | Company Initiated | Planned- maintenance |  |  | 2024 | Tier 2 | Transformer only |  |  |  | 2569374 | Sus |  | CompanyInitiated¦Plannedmaintenance¦¦
24-0106942 | Wildfire Mitigation | Planned - WSIP/System Hardening |  |  | 2024 | Tier 2 | Distribution Circuit |  |  |  | 2569675 | Sus |  | WildfireMitigation¦PlannedWSIPSystemHardening¦¦
24-0108822 | Wildfire Mitigation | Planned - WSIP/System Hardening |  |  | 2024 | Tier 2 | Distribution Circuit |  |  |  | 2569701 | Sus |  | WildfireMitigation¦PlannedWSIPSystemHardening¦¦
24-0108839 | Wildfire Mitigation | Planned - WSIP/System Hardening |  |  | 2024 | Tier 2 | Distribution Circuit |  |  |  | 2569863 | Sus |  | WildfireMitigation¦PlannedWSIPSystemHardening¦¦
24-0104227 | Company Initiated | Planned- capital |  |  | 2024 | Tier 2 | Distribution Circuit |  |  |  | 2570326 | Sus |  | CompanyInitiated¦Plannedcapital¦¦
24-0106948 | Wildfire Mitigation | Planned - WSIP/System Hardening |  |  | 2024 | Tier 2 | Transformer only |  |  |  | 2570536 | Sus |  | WildfireMitigation¦PlannedWSIPSystemHardening¦¦
24-0106952 | Wildfire Mitigation | Planned - WSIP/System Hardening |  |  | 2024 | Tier 2 | Transformer only |  |  |  | 2570657 | Sus |  | WildfireMitigation¦PlannedWSIPSystemHardening¦¦
24-0106955 | Wildfire Mitigation | Planned - WSIP/System Hardening |  |  | 2024 | Tier 2 | Transformer only |  |  |  | 2570858 | Sus |  | WildfireMitigation¦PlannedWSIPSystemHardening¦¦
24-0112112 | Equipment Failure/Involved | Overhead | Fuse | Failed/Faulted | 2024 | Tier 2 | Transformer only |  |  |  | 2570798 | Sus |  | EquipmentFailureInvolved¦Overhead¦Fuse¦FailedFaulted
24-0112189 | Equipment Failure/Involved | Overhead | Transformer (OH) | Leaking | 2024 | Tier 2 | Transformer only |  |  |  | 2571041 | Sus |  | EquipmentFailureInvolved¦Overhead¦Transformer(OH)¦Leaking
24-0108319 | Wildfire Mitigation | Planned - WSIP/System Hardening |  |  | 2024 | Tier 2 | Distribution Circuit |  |  |  | 2571611 | Sus |  | WildfireMitigation¦PlannedWSIPSystemHardening¦¦
24-0108320 | Company Initiated | Construction Activity/equip- company | Lightning Arrestor | Failed/Faulted | 2024 | Tier 2 | Transformer only |  |  |  | 2571729 | Sus |  | CompanyInitiated¦ConstructionActivityequipcompany¦LightningArrestor¦FailedFaulted
24-0107201 | Wildfire Mitigation | Planned - WSIP/System Hardening |  |  | 2024 | Tier 2 | Transformer only |  |  |  | 2571752 | Sus |  | WildfireMitigation¦PlannedWSIPSystemHardening¦¦
24-0106962 | Company Initiated | Planned- maintenance |  |  | 2024 | Tier 2 | Transformer only |  |  |  | 2572430 | Sus |  | CompanyInitiated¦Plannedmaintenance¦¦
24-0107333 | Company Initiated | Planned- maintenance |  |  | 2024 | Tier 2 | Distribution Circuit |  |  |  | 2573143 | Sus |  | CompanyInitiated¦Plannedmaintenance¦¦
24-0107342 | Company Initiated | Planned- maintenance |  |  | 2024 | Tier 2 | Transformer only |  |  |  | 2573197 | Sus |  | CompanyInitiated¦Plannedmaintenance¦¦
24-0108842 | Company Initiated | Planned- maintenance |  |  | 2024 | Tier 2 | Transformer only |  |  |  | 2573413 | Sus |  | CompanyInitiated¦Plannedmaintenance¦¦
24-0107347 | Company Initiated | Planned- maintenance |  |  | 2024 | Tier 2 | Transformer only |  |  |  | 2573355 | Sus |  | CompanyInitiated¦Plannedmaintenance¦¦
24-0106967 | Wildfire Mitigation | Planned - WSIP/System Hardening |  |  | 2024 | Tier 2 | Transformer only |  |  |  | 2573605 | Sus |  | WildfireMitigation¦PlannedWSIPSystemHardening¦¦
24-0106413 | Company Initiated | Planned- maintenance |  |  | 2024 | Tier 2 | Distribution Circuit |  |  |  | 2573853 | Sus |  | CompanyInitiated¦Plannedmaintenance¦¦
24-0108358 | Wildfire Mitigation | Planned - WSIP/System Hardening |  |  | 2024 | Tier 2 | Transformer only |  |  |  | 2573968 | Sus |  | WildfireMitigation¦PlannedWSIPSystemHardening¦¦
24-0108359 | Wildfire Mitigation | Planned - WSIP/System Hardening |  |  | 2024 | Tier 2 | Transformer only |  |  |  | 2574021 | Sus |  | WildfireMitigation¦PlannedWSIPSystemHardening¦¦
24-0110257 | Company Initiated | Planned- maintenance |  |  | 2024 | Tier 2 | Distribution Circuit |  |  |  | 2575941 | Sus |  | CompanyInitiated¦Plannedmaintenance¦¦
24-0105979 | Company Initiated | Planned- maintenance |  |  | 2024 | Tier 2 | Distribution Circuit |  |  |  | 2576038 | Sus |  | CompanyInitiated¦Plannedmaintenance¦¦
24-0105982 | Wildfire Mitigation | Planned - WSIP/System Hardening |  |  | 2024 | Tier 2 | Transformer only |  |  |  | 2576377 | Sus |  | WildfireMitigation¦PlannedWSIPSystemHardening¦¦
24-0105003 | Wildfire Mitigation | Planned - WSIP/System Hardening |  |  | 2024 | Tier 2 | Distribution Circuit |  |  |  | 2576488 | Sus |  | WildfireMitigation¦PlannedWSIPSystemHardening¦¦
24-0109748 | Wildfire Mitigation | Planned - WSIP/System Hardening |  |  | 2024 | Tier 2 | Transformer only |  |  |  | 2577325 | Sus |  | WildfireMitigation¦PlannedWSIPSystemHardening¦¦
24-0105589 | Company Initiated | Planned- maintenance |  |  | 2024 | Tier 2 | Distribution Circuit |  |  |  | 2577129 | Sus |  | CompanyInitiated¦Plannedmaintenance¦¦
24-0109509 | Company Initiated | Planned- maintenance |  |  | 2024 | Tier 2 | Distribution Circuit |  |  |  | 2577127 | Sus |  | CompanyInitiated¦Plannedmaintenance¦¦
24-0108973 | Company Initiated | Planned- maintenance |  |  | 2024 | Tier 2 | Distribution Circuit |  |  |  | 2578092 | Sus |  | CompanyInitiated¦Plannedmaintenance¦¦
24-0110255 | Company Initiated | Planned- maintenance |  |  | 2024 | Tier 2 | Distribution Circuit |  |  |  | 2578133 | Sus |  | CompanyInitiated¦Plannedmaintenance¦¦
24-0107595 | Wildfire Mitigation | Planned - WSIP/System Hardening |  |  | 2024 | Tier 2 | Transformer only |  |  |  | 2578119 | Sus |  | WildfireMitigation¦PlannedWSIPSystemHardening¦¦
24-0109539 | Company Initiated | Planned- maintenance |  |  | 2024 | Tier 2 | Distribution Circuit |  |  |  | 2578195 | Sus |  | CompanyInitiated¦Plannedmaintenance¦¦
24-0107597 | Wildfire Mitigation | Planned - WSIP/System Hardening |  |  | 2024 | Tier 2 | Transformer only |  |  |  | 2578296 | Sus |  | WildfireMitigation¦PlannedWSIPSystemHardening¦¦
24-0116205 | Equipment Failure/Involved | Overhead | Service conductor | Deteriorated | 2024 | Tier 2 | Transformer only |  |  |  | 2578578 | Sus |  | EquipmentFailureInvolved¦Overhead¦Serviceconductor¦Deteriorated
24-0108985 | Wildfire Mitigation | Planned - WSIP/System Hardening |  |  | 2024 | Tier 2 | Transformer only |  |  |  | 2579211 | Sus |  | WildfireMitigation¦PlannedWSIPSystemHardening¦¦
24-0103024 | Wildfire Mitigation | Planned - WSIP/System Hardening |  |  | 2024 | Tier 2 | Transformer only |  |  |  | 2579588 | Sus |  | WildfireMitigation¦PlannedWSIPSystemHardening¦¦
24-0108987 | Wildfire Mitigation | Planned - WSIP/System Hardening |  |  | 2024 | Tier 2 | Transformer only |  |  |  | 2579399 | Sus |  | WildfireMitigation¦PlannedWSIPSystemHardening¦¦
24-0107360 | Company Initiated | Planned- maintenance |  |  | 2024 | Tier 2 | Transformer only |  |  |  | 2581058 | Sus |  | CompanyInitiated¦Plannedmaintenance¦¦
24-0111681 | Wildfire Mitigation | Planned - WSIP/System Hardening |  |  | 2024 | Tier 2 | Distribution Circuit |  |  |  | 2581181 | Sus |  | WildfireMitigation¦PlannedWSIPSystemHardening¦¦
24-0111863 | Company Initiated | Planned- maintenance |  |  | 2024 | Tier 2 | Distribution Circuit |  |  |  | 2581259 | Sus |  | CompanyInitiated¦Plannedmaintenance¦¦
24-0111602 | Company Initiated | Planned- maintenance |  |  | 2024 | Tier 2 | Distribution Circuit |  |  |  | 2582121 | Sus |  | CompanyInitiated¦Plannedmaintenance¦¦
24-0107948 | Wildfire Mitigation | Planned - WSIP/System Hardening |  |  | 2024 | Tier 2 | Distribution Circuit |  |  |  | 2582222 | Sus |  | WildfireMitigation¦PlannedWSIPSystemHardening¦¦
24-0111608 | Wildfire Mitigation | Planned - WSIP/System Hardening |  |  | 2024 | Tier 2 | Transformer only |  |  |  | 2582460 | Sus |  | WildfireMitigation¦PlannedWSIPSystemHardening¦¦
24-0111900 | Wildfire Mitigation | Planned - WSIP/System Hardening |  |  | 2024 | Tier 2 | Transformer only |  |  |  | 2583593 | Sus |  | WildfireMitigation¦PlannedWSIPSystemHardening¦¦
24-0111450 | Company Initiated | Planned- maintenance |  |  | 2024 | Tier 2 | Distribution Circuit |  |  |  | 2583155 | Sus |  | CompanyInitiated¦Plannedmaintenance¦¦
24-0112049 | Company Initiated | Planned- capital |  |  | 2024 | Tier 2 | Distribution Circuit |  |  |  | 2583193 | Sus |  | CompanyInitiated¦Plannedcapital¦¦
24-0111905 | Wildfire Mitigation | Planned - WSIP/System Hardening |  |  | 2024 | Tier 2 | Transformer only |  |  |  | 2583356 | Sus |  | WildfireMitigation¦PlannedWSIPSystemHardening¦¦
24-0111460 | Company Initiated | Planned- maintenance |  |  | 2024 | Tier 2 | Transformer only |  |  |  | 2582504 | Sus |  | CompanyInitiated¦Plannedmaintenance¦¦
24-0112103 | Wildfire Mitigation | Planned - WSIP/System Hardening |  |  | 2024 | Tier 2 | Transformer only |  |  |  | 2583603 | Sus |  | WildfireMitigation¦PlannedWSIPSystemHardening¦¦
24-0109235 | Company Initiated | Planned- capital |  |  | 2024 | Tier 2 | Distribution Circuit |  |  |  | 2584318 | Sus |  | CompanyInitiated¦Plannedcapital¦¦
24-0112120 | Wildfire Mitigation | Planned - WSIP/System Hardening |  |  | 2024 | Tier 2 | Transformer only |  |  |  | 2584475 | Sus |  | WildfireMitigation¦PlannedWSIPSystemHardening¦¦
24-0111466 | Company Initiated | Planned- maintenance |  |  | 2024 | Tier 2 | Transformer only |  |  |  | 2584477 | Sus |  | CompanyInitiated¦Plannedmaintenance¦¦
24-0107641 | Wildfire Mitigation | Planned - WSIP/System Hardening |  |  | 2024 | Tier 2 | Distribution Circuit |  |  |  | 2584405 | Sus |  | WildfireMitigation¦PlannedWSIPSystemHardening¦¦
24-0107482 | Company Initiated | Planned- capital |  |  | 2024 | Tier 2 | Distribution Circuit |  |  |  | 2584567 | Sus |  | CompanyInitiated¦Plannedcapital¦¦
24-0112128 | Wildfire Mitigation | Planned - WSIP/System Hardening |  |  | 2024 | Tier 2 | Transformer only |  |  |  | 2584807 | Sus |  | WildfireMitigation¦PlannedWSIPSystemHardening¦¦
24-0112130 | Wildfire Mitigation | Planned - WSIP/System Hardening |  |  | 2024 | Tier 2 | Transformer only |  |  |  | 2584871 | Sus |  | WildfireMitigation¦PlannedWSIPSystemHardening¦¦
24-0120093 | Unknown Cause | Patrol - found nothing |  |  | 2024 | Tier 2 | Distribution Circuit |  |  |  | 2588028 | Sus |  | UnknownCause¦Patrolfoundnothing¦¦
24-0114706 | Wildfire Mitigation | Planned - WSIP/System Hardening |  |  | 2024 | Tier 2 | Distribution Circuit |  |  |  | 2587952 | Sus |  | WildfireMitigation¦PlannedWSIPSystemHardening¦¦
24-0113903 | Wildfire Mitigation | Planned - WSIP/System Hardening |  |  | 2024 | Tier 2 | Transformer only |  |  |  | 2588588 | Sus |  | WildfireMitigation¦PlannedWSIPSystemHardening¦¦
24-0115385 | Company Initiated | Planned- maintenance |  |  | 2024 | Tier 2 | Distribution Circuit |  |  |  | 2588179 | Sus |  | CompanyInitiated¦Plannedmaintenance¦¦
24-0114709 | Wildfire Mitigation | Planned - WSIP/System Hardening |  |  | 2024 | Tier 2 | Transformer only |  |  |  | 2588580 | Sus |  | WildfireMitigation¦PlannedWSIPSystemHardening¦¦
24-0114710 | Wildfire Mitigation | Planned - WSIP/System Hardening |  |  | 2024 | Tier 2 | Transformer only |  |  |  | 2588582 | Sus |  | WildfireMitigation¦PlannedWSIPSystemHardening¦¦
24-0113904 | Wildfire Mitigation | Planned - WSIP/System Hardening |  |  | 2024 | Tier 2 | Transformer only |  |  |  | 2588332 | Sus |  | WildfireMitigation¦PlannedWSIPSystemHardening¦¦
24-0115905 | Company Initiated | Planned- maintenance |  |  | 2024 | Tier 2 | Distribution Circuit |  |  |  | 2589085 | Sus |  | CompanyInitiated¦Plannedmaintenance¦¦
24-0115844 | Company Initiated | Planned- maintenance |  |  | 2024 | Tier 2 | Transformer only |  |  |  | 2589326 | Sus |  | CompanyInitiated¦Plannedmaintenance¦¦
24-0115907 | Company Initiated | Planned- maintenance |  |  | 2024 | Tier 2 | Distribution Circuit |  |  |  | 2590257 | Sus |  | CompanyInitiated¦Plannedmaintenance¦¦
24-0115961 | Company Initiated | Planned- maintenance |  |  | 2024 | Tier 2 | Transformer only |  |  |  | 2590290 | Sus |  | CompanyInitiated¦Plannedmaintenance¦¦
24-0109236 | Company Initiated | Planned- capital |  |  | 2024 | Tier 2 | Distribution Circuit |  |  |  | 2591213 | Sus |  | CompanyInitiated¦Plannedcapital¦¦
24-0115929 | Company Initiated | Planned- maintenance |  |  | 2024 | Tier 2 | Transformer only |  |  |  | 2591264 | Sus |  | CompanyInitiated¦Plannedmaintenance¦¦
24-0116663 | Company Initiated | Planned- maintenance |  |  | 2024 | Tier 2 | Distribution Circuit |  |  |  | 2592151 | Sus |  | CompanyInitiated¦Plannedmaintenance¦¦
24-0117914 | Wildfire Mitigation | Planned - WSIP/System Hardening |  |  | 2024 | Tier 2 | Transformer only |  |  |  | 2594032 | Sus |  | WildfireMitigation¦PlannedWSIPSystemHardening¦¦
24-0118572 | Wildfire Mitigation | Planned - WSIP/System Hardening |  |  | 2024 | Tier 2 | Distribution Circuit |  |  |  | 2594233 | Sus |  | WildfireMitigation¦PlannedWSIPSystemHardening¦¦
24-0117931 | Wildfire Mitigation | Planned - WSIP/System Hardening |  |  | 2024 | Tier 2 | Transformer only |  |  |  | 2594315 | Sus |  | WildfireMitigation¦PlannedWSIPSystemHardening¦¦
24-0122971 | Equipment Failure/Involved | Overhead | Switch (OH) | Failed/Faulted | 2024 | Tier 2 | Transformer only |  |  |  | 2594426 | Sus |  | EquipmentFailureInvolved¦Overhead¦Switch(OH)¦FailedFaulted
24-0117963 | Wildfire Mitigation | Planned - WSIP/System Hardening |  |  | 2024 | Tier 2 | Transformer only |  |  |  | 2594955 | Sus |  | WildfireMitigation¦PlannedWSIPSystemHardening¦¦
24-0118587 | Company Initiated | Planned- maintenance |  |  | 2024 | Tier 2 | Distribution Circuit |  |  |  | 2594999 | Sus |  | CompanyInitiated¦Plannedmaintenance¦¦
24-0118413 | Wildfire Mitigation | Planned - WSIP/System Hardening |  |  | 2024 | Tier 2 | Transformer only |  |  |  | 2595196 | Sus |  | WildfireMitigation¦PlannedWSIPSystemHardening¦¦
24-0118591 | Company Initiated | Planned- maintenance |  |  | 2024 | Tier 2 | Transformer only |  |  |  | 2595414 | Sus |  | CompanyInitiated¦Plannedmaintenance¦¦
24-0118443 | Company Initiated | Planned- maintenance |  |  | 2024 | Tier 2 | Distribution Circuit |  |  |  | 2595910 | Sus |  | CompanyInitiated¦Plannedmaintenance¦¦
24-0119716 | Company Initiated | Planned- maintenance |  |  | 2024 | Tier 2 | Distribution Circuit |  |  |  | 2595866 | Sus |  | CompanyInitiated¦Plannedmaintenance¦¦
24-0123895 | Equipment Failure/Involved | Overhead | Pole-Wood | Deteriorated | 2024 | Tier 2 | Distribution Circuit |  |  |  | 2596106 | Sus |  | EquipmentFailureInvolved¦Overhead¦PoleWood¦Deteriorated
24-0118462 | Wildfire Mitigation | Planned - WSIP/System Hardening |  |  | 2024 | Tier 2 | Transformer only |  |  |  | 2596632 | Sus |  | WildfireMitigation¦PlannedWSIPSystemHardening¦¦
24-0124098 | Equipment Failure/Involved | Overhead | Insulator | Broken | 2024 | Tier 3 | Distribution Circuit |  |  |  | 2596380 | Sus |  | EquipmentFailureInvolved¦Overhead¦Insulator¦Broken
24-0124197 | Equipment Failure/Involved | Overhead | Pole-Wood | Broken | 2024 | Tier 2 | Distribution Circuit |  |  |  | 2596523 | Sus |  | EquipmentFailureInvolved¦Overhead¦PoleWood¦Broken
24-0119798 | Company Initiated | Planned- capital |  |  | 2024 | Tier 2 | Distribution Circuit |  |  |  | 2598460 | Sus |  | CompanyInitiated¦Plannedcapital¦¦
24-0120363 | Wildfire Mitigation | Planned - WSIP/System Hardening |  |  | 2024 | Tier 2 | Transformer only |  |  |  | 2598519 | Sus |  | WildfireMitigation¦PlannedWSIPSystemHardening¦¦
24-0120368 | Wildfire Mitigation | Planned - WSIP/System Hardening |  |  | 2024 | Tier 2 | Transformer only |  |  |  | 2598637 | Sus |  | WildfireMitigation¦PlannedWSIPSystemHardening¦¦
24-0121999 | Company Initiated | Planned- maintenance |  |  | 2024 | Tier 2 | Distribution Circuit |  |  |  | 2601073 | Sus |  | CompanyInitiated¦Plannedmaintenance¦¦
24-0123648 | Company Initiated | Planned- maintenance |  |  | 2024 | Tier 2 | Transformer only |  |  |  | 2601487 | Sus |  | CompanyInitiated¦Plannedmaintenance¦¦
24-0117669 | Company Initiated | Planned- capital |  |  | 2024 | Tier 2 | Distribution Circuit |  |  |  | 2601821 | Sus |  | CompanyInitiated¦Plannedcapital¦¦
24-0123534 | Company Initiated | Planned- maintenance |  |  | 2024 | Tier 2 | Distribution Circuit |  |  |  | 2602890 | Sus |  | CompanyInitiated¦Plannedmaintenance¦¦
24-0115937 | Company Initiated | Planned- maintenance |  |  | 2024 | Tier 2 | Transformer only |  |  |  | 2603203 | Sus |  | CompanyInitiated¦Plannedmaintenance¦¦
24-0127663 | Equipment Failure/Involved | Underground | Conductor- Underground | Broken | 2024 | Tier 2 | Distribution Circuit |  |  |  | 2603516 | Sus |  | EquipmentFailureInvolved¦Underground¦ConductorUnderground¦Broken
24-0125736 | Company Initiated | Planned- maintenance |  |  | 2024 | Tier 2 | Distribution Circuit |  |  |  | 2604652 | Sus |  | CompanyInitiated¦Plannedmaintenance¦¦
24-0125740 | Wildfire Mitigation | Planned - WSIP/System Hardening |  |  | 2024 | Tier 3 | Transformer only |  |  |  | 2605299 | Sus |  | WildfireMitigation¦PlannedWSIPSystemHardening¦¦
24-0123526 | Company Initiated | Planned- maintenance |  |  | 2024 | Tier 2 | Transformer only |  |  |  | 2606317 | Sus |  | CompanyInitiated¦Plannedmaintenance¦¦
24-0121025 | Company Initiated | Planned- maintenance |  |  | 2024 | Tier 2 | Distribution Circuit |  |  |  | 2606060 | Sus |  | CompanyInitiated¦Plannedmaintenance¦¦
24-0123040 | Company Initiated | Planned- maintenance |  |  | 2024 | Tier 2 | Transformer only |  |  |  | 2607004 | Sus |  | CompanyInitiated¦Plannedmaintenance¦¦
24-0123043 | Company Initiated | Planned- maintenance |  |  | 2024 | Tier 2 | Distribution Circuit |  |  |  | 2606990 | Sus |  | CompanyInitiated¦Plannedmaintenance¦¦
24-0126591 | Wildfire Mitigation | Planned - WSIP/System Hardening |  |  | 2024 | Tier 2 | Distribution Circuit |  |  |  | 2608434 | Sus |  | WildfireMitigation¦PlannedWSIPSystemHardening¦¦
24-0124153 | Wildfire Mitigation | Planned - WSIP/System Hardening |  |  | 2024 | Tier 2 | Transformer only |  |  |  | 2608189 | Sus |  | WildfireMitigation¦PlannedWSIPSystemHardening¦¦
24-0124156 | Wildfire Mitigation | Planned - WSIP/System Hardening |  |  | 2024 | Tier 2 | Transformer only |  |  |  | 2608329 | Sus |  | WildfireMitigation¦PlannedWSIPSystemHardening¦¦
24-0124157 | Wildfire Mitigation | Planned - WSIP/System Hardening |  |  | 2024 | Tier 2 | Transformer only |  |  |  | 2608436 | Sus |  | WildfireMitigation¦PlannedWSIPSystemHardening¦¦
24-0126861 | Company Initiated | Planned- maintenance |  |  | 2024 | Tier 2 | Distribution Circuit |  |  |  | 2609286 | Sus |  | CompanyInitiated¦Plannedmaintenance¦¦
24-0124159 | Wildfire Mitigation | Planned - WSIP/System Hardening |  |  | 2024 | Tier 2 | Transformer only |  |  |  | 2609671 | Sus |  | WildfireMitigation¦PlannedWSIPSystemHardening¦¦
24-0124165 | Wildfire Mitigation | Planned - WSIP/System Hardening |  |  | 2024 | Tier 2 | Transformer only |  |  |  | 2609596 | Sus |  | WildfireMitigation¦PlannedWSIPSystemHardening¦¦
24-0123676 | Wildfire Mitigation | Planned - WSIP/System Hardening |  |  | 2024 | Tier 2 | Transformer only |  |  |  | 2610280 | Sus |  | WildfireMitigation¦PlannedWSIPSystemHardening¦¦
24-0124573 | Company Initiated | Planned- maintenance |  |  | 2024 | Tier 2 | Distribution Circuit |  |  |  | 2611519 | Sus |  | CompanyInitiated¦Plannedmaintenance¦¦
24-0120680 | Company Initiated | Planned- capital |  |  | 2024 | Tier 2 | Distribution Circuit |  |  |  | 2611544 | Sus |  | CompanyInitiated¦Plannedcapital¦¦
24-0131744 | Animal | Other | Conductor- Overhead | Normal | 2024 | Tier 2 | Distribution Circuit |  |  |  | 2613804 | Sus |  | Animal¦Other¦ConductorOverhead¦Normal
24-0128035 | Company Initiated | Planned- maintenance |  |  | 2024 | Tier 2 | Transformer only |  |  |  | 2614483 | Sus |  | CompanyInitiated¦Plannedmaintenance¦¦
24-0131926 | Equipment Failure/Involved | Overhead | Pole-Wood | Deteriorated | 2024 | Tier 2 | Transformer only |  |  |  | 2614070 | Sus |  | EquipmentFailureInvolved¦Overhead¦PoleWood¦Deteriorated
24-0126919 | Company Initiated | Planned- maintenance |  |  | 2024 | Tier 2 | Transformer only |  |  |  | 2616130 | Sus |  | CompanyInitiated¦Plannedmaintenance¦¦
24-0120386 | Company Initiated | Planned- maintenance |  |  | 2024 | Tier 2 | Transformer only |  |  |  | 2616250 | Sus |  | CompanyInitiated¦Plannedmaintenance¦¦
24-0125827 | Company Initiated | Planned- maintenance |  |  | 2024 | Tier 2 | Distribution Circuit |  |  |  | 2618757 | Sus |  | CompanyInitiated¦Plannedmaintenance¦¦
24-0127420 | Company Initiated | Planned- capital |  |  | 2024 | Tier 2 | Distribution Circuit |  |  |  | 2620583 | Sus |  | CompanyInitiated¦Plannedcapital¦¦
24-0127535 | Company Initiated | Planned- maintenance |  |  | 2024 | Tier 2 | Distribution Circuit |  |  |  | 2620620 | Sus |  | CompanyInitiated¦Plannedmaintenance¦¦
24-0134819 | Unknown Cause | Patrol - found nothing |  |  | 2024 | Tier 2 | Distribution Circuit |  |  |  | 2621940 | Sus |  | UnknownCause¦Patrolfoundnothing¦¦
24-0109520 | Company Initiated | Planned- capital |  |  | 2024 | Tier 2 | Distribution Circuit |  |  |  | 2622545 | Sus |  | CompanyInitiated¦Plannedcapital¦¦
24-0134696 | Unknown Cause | Patrol - found nothing |  |  | 2024 | Tier 2 | Distribution Circuit |  |  |  | 2623089 | Sus |  | UnknownCause¦Patrolfoundnothing¦¦
24-0130614 | Wildfire Mitigation | Planned - WSIP/System Hardening |  |  | 2024 | Tier 2 | Transformer only |  |  |  | 2624748 | Sus |  | WildfireMitigation¦PlannedWSIPSystemHardening¦¦
24-0129274 | Company Initiated | Planned- maintenance |  |  | 2024 | Tier 2 | Distribution Circuit |  |  |  | 2625338 | Sus |  | CompanyInitiated¦Plannedmaintenance¦¦
24-0136143 | Equipment Failure/Involved | Overhead | Crossarm- Wood | Burned/flashed | 2024 | Tier 2 | Distribution Circuit |  |  |  | 2626490 | Sus |  | EquipmentFailureInvolved¦Overhead¦CrossarmWood¦Burnedflashed
24-0129204 | Company Initiated | Planned- maintenance |  |  | 2024 | Tier 3 | Distribution Circuit |  |  |  | 2626804 | Sus |  | CompanyInitiated¦Plannedmaintenance¦¦
24-0130162 | Company Initiated | Planned- maintenance |  |  | 2024 | Tier 2 | Distribution Circuit |  |  |  | 2626992 | Sus |  | CompanyInitiated¦Plannedmaintenance¦¦
24-0127516 | Company Initiated | Planned- capital |  |  | 2024 | Tier 2 | Distribution Circuit |  |  |  | 2627981 | Sus |  | CompanyInitiated¦Plannedcapital¦¦
24-0125784 | Company Initiated | Planned- maintenance |  |  | 2024 | Tier 3 | Transformer only |  |  |  | 2628062 | Sus |  | CompanyInitiated¦Plannedmaintenance¦¦
24-0133277 | Company Initiated | Planned- maintenance |  |  | 2024 | Tier 2 | Distribution Circuit |  |  |  | 2628085 | Sus |  | CompanyInitiated¦Plannedmaintenance¦¦
24-0106663 | Company Initiated | Planned- maintenance |  |  | 2024 | Tier 2 | Distribution Circuit |  |  |  | 2628795 | Sus |  | CompanyInitiated¦Plannedmaintenance¦¦
24-0136261 | Company Initiated | Planned- maintenance |  |  | 2024 | Tier 2 | Distribution Circuit |  |  |  | 2628953 | Sus |  | CompanyInitiated¦Plannedmaintenance¦¦
24-0133280 | Wildfire Mitigation | Planned - WSIP/System Hardening |  |  | 2024 | Tier 2 | Transformer only |  |  |  | 2629260 | Sus |  | WildfireMitigation¦PlannedWSIPSystemHardening¦¦
24-0126120 | Wildfire Mitigation | Planned - WSIP/System Hardening |  |  | 2024 | Tier 2 | Transformer only |  |  |  | 2629039 | Sus |  | WildfireMitigation¦PlannedWSIPSystemHardening¦¦
24-0132845 | Company Initiated | Planned- capital |  |  | 2024 | Tier 2 | Distribution Circuit |  |  |  | 2630338 | Sus |  | CompanyInitiated¦Plannedcapital¦¦
24-0131051 | Wildfire Mitigation | Planned - WSIP/System Hardening |  |  | 2024 | Tier 2 | Distribution Circuit |  |  |  | 2630255 | Sus |  | WildfireMitigation¦PlannedWSIPSystemHardening¦¦
24-0131549 | Company Initiated | Planned- maintenance |  |  | 2024 | Tier 2 | Distribution Circuit |  |  |  | 2630317 | Sus |  | CompanyInitiated¦Plannedmaintenance¦¦
24-0094058 | Company Initiated | Planned- capital |  |  | 2024 | Tier 2 | Distribution Circuit |  |  |  | 2630543 | Sus |  | CompanyInitiated¦Plannedcapital¦¦
24-0131448 | Company Initiated | Planned- maintenance |  |  | 2024 | Tier 2 | Distribution Circuit |  |  |  | 2632450 | Sus |  | CompanyInitiated¦Plannedmaintenance¦¦
24-0125956 | Company Initiated | Planned- capital |  |  | 2024 | Tier 2 | Distribution Circuit |  |  |  | 2634215 | Sus |  | CompanyInitiated¦Plannedcapital¦¦
24-0141318 | Unknown Cause | Patrol - found nothing |  |  | 2024 | Tier 2 | Distribution Circuit |  |  |  | 2640318 | Sus |  | UnknownCause¦Patrolfoundnothing¦¦
24-0141454 | 3rd Party | Fire- house or bldg. | Conductor- Overhead | Normal | 2024 | Tier 2 | Distribution Circuit |  |  |  | 2640877 | Sus |  | 3rdParty¦Firehouseorbldg¦ConductorOverhead¦Normal
24-0141461 | 3rd Party | Fire- house or bldg. | Metering Equipment | Normal | 2024 | Tier 2 | Transformer only |  |  |  | 2640899 | Sus |  | 3rdParty¦Firehouseorbldg¦MeteringEquipment¦Normal
24-0132527 | Company Initiated | Planned- capital |  |  | 2024 | Tier 2 | Distribution Circuit |  |  |  | 2644593 | Sus |  | CompanyInitiated¦Plannedcapital¦¦
24-0137475 | Company Initiated | Planned- maintenance |  |  | 2024 | Tier 3 | Distribution Circuit |  |  |  | 2644651 | Sus |  | CompanyInitiated¦Plannedmaintenance¦¦
24-0133586 | Company Initiated | Planned- maintenance |  |  | 2024 | Tier 2 | Distribution Circuit |  |  |  | 2646317 | Sus |  | CompanyInitiated¦Plannedmaintenance¦¦
24-0137262 | Company Initiated | Planned- maintenance |  |  | 2024 | Tier 2 | Distribution Circuit |  |  |  | 2646431 | Sus |  | CompanyInitiated¦Plannedmaintenance¦¦
24-0136237 | Company Initiated | Planned- maintenance |  |  | 2024 | Tier 2 | Distribution Circuit |  |  |  | 2646466 | Sus |  | CompanyInitiated¦Plannedmaintenance¦¦
24-0133193 | Wildfire Mitigation | Planned - WSIP/System Hardening |  |  | 2024 | Tier 2 | Distribution Circuit |  |  |  | 2648344 | Sus |  | WildfireMitigation¦PlannedWSIPSystemHardening¦¦
24-0117134 | Company Initiated | Planned- capital |  |  | 2024 | Tier 2 | Distribution Circuit |  |  |  | 2648520 | Sus |  | CompanyInitiated¦Plannedcapital¦¦
24-0135597 | Company Initiated | Planned- maintenance |  |  | 2024 | Tier 2 | Distribution Circuit |  |  |  | 2648534 | Sus |  | CompanyInitiated¦Plannedmaintenance¦¦
24-0141963 | Company Initiated | Planned- maintenance |  |  | 2024 | Tier 2 | Distribution Circuit |  |  |  | 2649530 | Sus |  | CompanyInitiated¦Plannedmaintenance¦¦
24-0135620 | Company Initiated | Planned- maintenance |  |  | 2024 | Tier 2 | Distribution Circuit |  |  |  | 2649702 | Sus |  | CompanyInitiated¦Plannedmaintenance¦¦
24-0145504 | Equipment Failure/Involved | Overhead | Conductor- Overhead | Together | 2024 | Tier 2 | Distribution Circuit |  |  |  | 2656086 | Sus |  | EquipmentFailureInvolved¦Overhead¦ConductorOverhead¦Together
24-0145512 | Unknown Cause | Patrol - found nothing |  |  | 2024 | Tier 2 | Distribution Circuit |  |  |  | 2656308 | Sus |  | UnknownCause¦Patrolfoundnothing¦¦
24-0145827 | Unknown Cause | Patrol - found nothing |  |  | 2024 | Tier 2 | Distribution Circuit |  |  |  | 2659756 | Sus |  | UnknownCause¦Patrolfoundnothing¦¦
24-0145592 | Unknown Cause | Patrol - found nothing |  |  | 2024 | Tier 2 | Distribution Circuit |  |  |  | 2657073 | Sus |  | UnknownCause¦Patrolfoundnothing¦¦
24-0141838 | Company Initiated | Planned- capital |  |  | 2024 | Tier 2 | Distribution Circuit |  |  |  | 2664803 | Sus |  | CompanyInitiated¦Plannedcapital¦¦
24-0137713 | Company Initiated | Planned- maintenance |  |  | 2024 | Tier 2 | Distribution Circuit |  |  |  | 2664855 | Sus |  | CompanyInitiated¦Plannedmaintenance¦¦
24-0137815 | Company Initiated | Planned- maintenance |  |  | 2024 | Tier 2 | Distribution Circuit |  |  |  | 2664886 | Sus |  | CompanyInitiated¦Plannedmaintenance¦¦
24-0147143 | Equipment Failure/Involved | Overhead | Pole-Wood | Deteriorated | 2024 | Tier 2 | Distribution Circuit |  |  |  | 2666132 | Sus |  | EquipmentFailureInvolved¦Overhead¦PoleWood¦Deteriorated
24-0147733 | Equipment Failure/Involved | Overhead | Jumper | Bent or Twisted | 2024 | Tier 2 | Distribution Circuit |  |  |  | 2669639 | Sus |  | EquipmentFailureInvolved¦Overhead¦Jumper¦BentorTwisted
24-0003698 | Company Initiated | Planned- maintenance |  |  | 2024 | Tier 2 | Distribution Circuit |  |  |  | 2304532 | Sus |  | CompanyInitiated¦Plannedmaintenance¦¦
24-0002723 | Wildfire Mitigation | Planned - WSIP/System Hardening |  |  | 2024 | Tier 2 | Transformer only |  |  |  | 2304585 | Sus |  | WildfireMitigation¦PlannedWSIPSystemHardening¦¦
24-0003750 | Company Initiated | Planned- maintenance |  |  | 2024 | Tier 2 | Distribution Circuit |  |  |  | 2304582 | Sus |  | CompanyInitiated¦Plannedmaintenance¦¦
24-0003358 | Wildfire Mitigation | Planned - WSIP/System Hardening |  |  | 2024 | Tier 2 | Distribution Circuit |  |  |  | 2304608 | Sus |  | WildfireMitigation¦PlannedWSIPSystemHardening¦¦
24-0002367 | Wildfire Mitigation | Planned - WSIP/System Hardening |  |  | 2024 | Tier 2 | Transformer only |  |  |  | 2304889 | Sus |  | WildfireMitigation¦PlannedWSIPSystemHardening¦¦
24-0001895 | Company Initiated | Planned- maintenance |  |  | 2024 | Tier 2 | Transformer only |  |  |  | 2304656 | Sus |  | CompanyInitiated¦Plannedmaintenance¦¦
24-0006131 | Vegetation | Tree - fell into line | Conductor- Overhead | Normal | 2024 | Tier 2 | Distribution Circuit |  |  |  | 2304848 | Sus |  | Vegetation¦Treefellintoline¦ConductorOverhead¦Normal
24-0001843 | Wildfire Mitigation | Planned - WSIP/System Hardening |  |  | 2024 | Tier 2 | Distribution Circuit |  |  |  | 2305823 | Sus |  | WildfireMitigation¦PlannedWSIPSystemHardening¦¦
24-0003539 | Company Initiated | Planned- maintenance |  |  | 2024 | Tier 2 | Distribution Circuit |  |  |  | 2305957 | Sus |  | CompanyInitiated¦Plannedmaintenance¦¦
24-0000272 | Company Initiated | Planned- maintenance |  |  | 2024 | Tier 2 | Distribution Circuit |  |  |  | 2305868 | Sus |  | CompanyInitiated¦Plannedmaintenance¦¦
24-0002499 | Company Initiated | Planned- maintenance |  |  | 2024 | Tier 2 | Distribution Circuit |  |  |  | 2306136 | Sus |  | CompanyInitiated¦Plannedmaintenance¦¦
24-0002185 | Wildfire Mitigation | Planned - WSIP/System Hardening |  |  | 2024 | Tier 3 | Transformer only |  |  |  | 2306153 | Sus |  | WildfireMitigation¦PlannedWSIPSystemHardening¦¦
24-0002489 | Wildfire Mitigation | Planned - WSIP/System Hardening |  |  | 2024 | Tier 2 | Distribution Circuit |  |  |  | 2306190 | Sus |  | WildfireMitigation¦PlannedWSIPSystemHardening¦¦
24-0002903 | Company Initiated | Planned- maintenance |  |  | 2024 | Tier 2 | Distribution Circuit |  |  |  | 2306262 | Sus |  | CompanyInitiated¦Plannedmaintenance¦¦
24-0002490 | Wildfire Mitigation | Planned - WSIP/System Hardening |  |  | 2024 | Tier 2 | Transformer only |  |  |  | 2306314 | Sus |  | WildfireMitigation¦PlannedWSIPSystemHardening¦¦
24-0000798 | Wildfire Mitigation | Planned - WSIP/System Hardening |  |  | 2024 | Tier 2 | Distribution Circuit |  |  |  | 2306516 | Sus |  | WildfireMitigation¦PlannedWSIPSystemHardening¦¦
24-0006685 | Equipment Failure/Involved | Overhead | Transformer (OH) | Failed/Faulted | 2024 | Tier 2 | Distribution Circuit |  |  |  | 2306764 | Sus |  | EquipmentFailureInvolved¦Overhead¦Transformer(OH)¦FailedFaulted
24-0002556 | Wildfire Mitigation | Planned - WSIP/System Hardening |  |  | 2024 | Tier 2 | Transformer only |  |  |  | 2306856 | Sus |  | WildfireMitigation¦PlannedWSIPSystemHardening¦¦
24-0001141 | Company Initiated | Planned- capital |  |  | 2024 | Tier 2 | Distribution Circuit |  |  |  | 2306853 | Sus |  | CompanyInitiated¦Plannedcapital¦¦
24-0000481 | Wildfire Mitigation | Planned - WSIP/System Hardening |  |  | 2024 | Tier 2 | Distribution Circuit |  |  |  | 2306832 | Sus |  | WildfireMitigation¦PlannedWSIPSystemHardening¦¦
24-0003583 | Wildfire Mitigation | Planned - WSIP/System Hardening |  |  | 2024 | Tier 2 | Distribution Circuit |  |  |  | 2306906 | Sus |  | WildfireMitigation¦PlannedWSIPSystemHardening¦¦
24-0003574 | Wildfire Mitigation | Planned - WSIP/System Hardening |  |  | 2024 | Tier 2 | Distribution Circuit |  |  |  | 2306821 | Sus |  | WildfireMitigation¦PlannedWSIPSystemHardening¦¦
24-0005534 | Company Initiated | Planned- maintenance |  |  | 2024 | Tier 2 | Distribution Circuit |  |  |  | 2306936 | Sus |  | CompanyInitiated¦Plannedmaintenance¦¦
24-0003162 | Company Initiated | Planned- maintenance |  |  | 2024 | Tier 2 | Distribution Circuit |  |  |  | 2306982 | Sus |  | CompanyInitiated¦Plannedmaintenance¦¦
24-0002557 | Wildfire Mitigation | Planned - WSIP/System Hardening |  |  | 2024 | Tier 2 | Transformer only |  |  |  | 2307091 | Sus |  | WildfireMitigation¦PlannedWSIPSystemHardening¦¦
24-0002558 | Wildfire Mitigation | Planned - WSIP/System Hardening |  |  | 2024 | Tier 2 | Transformer only |  |  |  | 2307175 | Sus |  | WildfireMitigation¦PlannedWSIPSystemHardening¦¦
24-0006791 | Equipment Failure/Involved | Overhead | Switch (OH) | Broken | 2024 | Tier 2 | Distribution Circuit |  |  |  | 2307242 | Sus |  | EquipmentFailureInvolved¦Overhead¦Switch(OH)¦Broken
24-0007212 | Unknown Cause | Patrol - not conducted |  |  | 2024 | Tier 2 | Distribution Circuit |  |  |  | 2307586 | Sus |  | UnknownCause¦Patrolnotconducted¦¦
24-0004131 | Company Initiated | Planned- capital |  |  | 2024 | Tier 2 | Distribution Circuit |  |  |  | 2307665 | Sus |  | CompanyInitiated¦Plannedcapital¦¦
24-0003979 | Company Initiated | Planned- maintenance |  |  | 2024 | Tier 2 | Transformer only |  |  |  | 2307685 | Sus |  | CompanyInitiated¦Plannedmaintenance¦¦
24-0003757 | Company Initiated | Planned- maintenance |  |  | 2024 | Tier 2 | Distribution Circuit |  |  |  | 2307666 | Sus |  | CompanyInitiated¦Plannedmaintenance¦¦
24-0003179 | Wildfire Mitigation | Planned - WSIP/System Hardening |  |  | 2024 | Tier 2 | Transformer only |  |  |  | 2307706 | Sus |  | WildfireMitigation¦PlannedWSIPSystemHardening¦¦
24-0003503 | Wildfire Mitigation | Planned - WSIP/System Hardening |  |  | 2024 | Tier 3 | Distribution Circuit |  |  |  | 2307702 | Sus |  | WildfireMitigation¦PlannedWSIPSystemHardening¦¦
24-0003593 | Wildfire Mitigation | Planned - WSIP/System Hardening |  |  | 2024 | Tier 3 | Transformer only |  |  |  | 2307726 | Sus |  | WildfireMitigation¦PlannedWSIPSystemHardening¦¦
24-0002750 | Wildfire Mitigation | Planned - WSIP/System Hardening |  |  | 2024 | Tier 2 | Transformer only |  |  |  | 2307754 | Sus |  | WildfireMitigation¦PlannedWSIPSystemHardening¦¦
24-0003403 | Wildfire Mitigation | Planned - WSIP/System Hardening |  |  | 2024 | Tier 2 | Transformer only |  |  |  | 2307918 | Sus |  | WildfireMitigation¦PlannedWSIPSystemHardening¦¦
24-0007511 | Equipment Failure/Involved | Overhead | Conductor- Overhead | Deteriorated | 2024 | Tier 2 | Distribution Circuit |  |  |  | 2308220 | Sus |  | EquipmentFailureInvolved¦Overhead¦ConductorOverhead¦Deteriorated
24-0007599 | Vegetation | Tree - branch fell on line | Fuse | Burned Open | 2024 | Tier 3 | Distribution Circuit |  |  |  | 2308547 | Sus |  | Vegetation¦Treebranchfellonline¦Fuse¦BurnedOpen
24-0007606 | Vegetation | Tree - branch fell on line | Conductor- Overhead | Normal | 2024 | Tier 2 | Distribution Circuit |  |  |  | 2308560 | Sus |  | Vegetation¦Treebranchfellonline¦ConductorOverhead¦Normal
24-0007653 | Vegetation | Tree - fell into line | Conductor- Overhead | Normal | 2024 | Tier 2 | Distribution Circuit |  |  |  | 2308830 | Sus |  | Vegetation¦Treefellintoline¦ConductorOverhead¦Normal
24-0007836 | Equipment Failure/Involved | Overhead | Transformer | Failed/Faulted | 2024 | Tier 2 | Transformer only |  |  |  | 2309438 | Sus |  | EquipmentFailureInvolved¦Overhead¦Transformer¦FailedFaulted
24-0004679 | Wildfire Mitigation | Planned - WSIP/System Hardening |  |  | 2024 | Tier 2 | Distribution Circuit |  |  |  | 2309471 | Sus |  | WildfireMitigation¦PlannedWSIPSystemHardening¦¦
24-0004215 | Wildfire Mitigation | Planned - WSIP/System Hardening |  |  | 2024 | Tier 2 | Distribution Circuit |  |  |  | 2309508 | Sus |  | WildfireMitigation¦PlannedWSIPSystemHardening¦¦
24-0004448 | Company Initiated | Planned- maintenance |  |  | 2024 | Tier 2 | Distribution Circuit |  |  |  | 2309562 | Sus |  | CompanyInitiated¦Plannedmaintenance¦¦
24-0003940 | Wildfire Mitigation | Planned - WSIP/System Hardening |  |  | 2024 | Tier 2 | Distribution Circuit |  |  |  | 2309563 | Sus |  | WildfireMitigation¦PlannedWSIPSystemHardening¦¦
24-0003944 | Wildfire Mitigation | Planned - WSIP/System Hardening |  |  | 2024 | Tier 2 | Transformer only |  |  |  | 2309567 | Sus |  | WildfireMitigation¦PlannedWSIPSystemHardening¦¦
24-0002761 | Wildfire Mitigation | Planned - WSIP/System Hardening |  |  | 2024 | Tier 2 | Distribution Circuit |  |  |  | 2309451 | Sus |  | WildfireMitigation¦PlannedWSIPSystemHardening¦¦
24-0002801 | Wildfire Mitigation | Planned - WSIP/System Hardening |  |  | 2024 | Tier 2 | Transformer only |  |  |  | 2309697 | Sus |  | WildfireMitigation¦PlannedWSIPSystemHardening¦¦
24-0004651 | Wildfire Mitigation | Planned - WSIP/System Hardening |  |  | 2024 | Tier 3 | Distribution Circuit |  |  |  | 2309612 | Sus |  | WildfireMitigation¦PlannedWSIPSystemHardening¦¦
24-0005565 | Wildfire Mitigation | Planned - WSIP/System Hardening |  |  | 2024 | Tier 2 | Transformer only |  |  |  | 2309621 | Sus |  | WildfireMitigation¦PlannedWSIPSystemHardening¦¦
24-0002816 | Wildfire Mitigation | Planned - WSIP/System Hardening |  |  | 2024 | Tier 2 | Distribution Circuit |  |  |  | 2309815 | Sus |  | WildfireMitigation¦PlannedWSIPSystemHardening¦¦
24-0003947 | Wildfire Mitigation | Planned - WSIP/System Hardening |  |  | 2024 | Tier 2 | Transformer only |  |  |  | 2309822 | Sus |  | WildfireMitigation¦PlannedWSIPSystemHardening¦¦
24-0002766 | Wildfire Mitigation | Planned - WSIP/System Hardening |  |  | 2024 | Tier 2 | Distribution Circuit |  |  |  | 2309449 | Sus |  | WildfireMitigation¦PlannedWSIPSystemHardening¦¦
24-0004937 | Wildfire Mitigation | Planned - WSIP/System Hardening |  |  | 2024 | Tier 2 | Transformer only |  |  |  | 2310471 | Sus |  | WildfireMitigation¦PlannedWSIPSystemHardening¦¦
24-0004676 | Wildfire Mitigation | Planned - WSIP/System Hardening |  |  | 2024 | Tier 2 | Distribution Circuit |  |  |  | 2310489 | Sus |  | WildfireMitigation¦PlannedWSIPSystemHardening¦¦
24-0004003 | Company Initiated | Planned- maintenance |  |  | 2024 | Tier 2 | Transformer only |  |  |  | 2310511 | Sus |  | CompanyInitiated¦Plannedmaintenance¦¦
24-0000651 | Company Initiated | Planned- maintenance |  |  | 2024 | Tier 2 | Distribution Circuit |  |  |  | 2310503 | Sus |  | CompanyInitiated¦Plannedmaintenance¦¦
24-0004950 | Wildfire Mitigation | Planned - WSIP/System Hardening |  |  | 2024 | Tier 2 | Distribution Circuit |  |  |  | 2310554 | Sus |  | WildfireMitigation¦PlannedWSIPSystemHardening¦¦
24-0005566 | Wildfire Mitigation | Planned - WSIP/System Hardening |  |  | 2024 | Tier 2 | Transformer only |  |  |  | 2310551 | Sus |  | WildfireMitigation¦PlannedWSIPSystemHardening¦¦
24-0000506 | Company Initiated | Planned- maintenance |  |  | 2024 | Tier 2 | Distribution Circuit |  |  |  | 2310294 | Sus |  | CompanyInitiated¦Plannedmaintenance¦¦
24-0004015 | Company Initiated | Planned- maintenance |  |  | 2024 | Tier 2 | Transformer only |  |  |  | 2310590 | Sus |  | CompanyInitiated¦Plannedmaintenance¦¦
24-0008390 | Vegetation | Tree - fell into line | Service conductor | Broken | 2024 | Tier 2 | Transformer only |  |  |  | 2310719 | Sus |  | Vegetation¦Treefellintoline¦Serviceconductor¦Broken
24-0008568 | Vegetation | Tree - fell into line | Conductor- Overhead | Normal | 2024 | Tier 2 | Distribution Circuit |  |  |  | 2311088 | Sus |  | Vegetation¦Treefellintoline¦ConductorOverhead¦Normal
24-0008749 | Vegetation | Tree - branch fell on line | Conductor- Overhead | Normal | 2024 | Tier 2 | Distribution Circuit |  |  |  | 2311300 | Sus |  | Vegetation¦Treebranchfellonline¦ConductorOverhead¦Normal
24-0008912 | Unknown Cause | Patrol - found nothing |  |  | 2024 | Tier 2 | Distribution Circuit |  |  |  | 2311388 | Sus |  | UnknownCause¦Patrolfoundnothing¦¦
24-0005180 | Company Initiated | Planned- maintenance |  |  | 2024 | Tier 2 | Distribution Circuit |  |  |  | 2311413 | Sus |  | CompanyInitiated¦Plannedmaintenance¦¦
24-0008873 | Vegetation | Tree - branch fell on line | Fuse | Normal | 2024 | Tier 3 | Transformer only |  |  |  | 2311422 | Sus |  | Vegetation¦Treebranchfellonline¦Fuse¦Normal
24-0000674 | Company Initiated | Planned- maintenance |  |  | 2024 | Tier 2 | Distribution Circuit |  |  |  | 2311434 | Sus |  | CompanyInitiated¦Plannedmaintenance¦¦
24-0008868 | Vegetation | Tree - fell into line | Conductor- Overhead | Normal | 2024 | Tier 2 | Distribution Circuit |  |  |  | 2311564 | Sus |  | Vegetation¦Treefellintoline¦ConductorOverhead¦Normal
24-0008947 | Unknown Cause | Patrol - found nothing |  |  | 2024 | Tier 2 | Distribution Circuit |  |  |  | 2311568 | Sus |  | UnknownCause¦Patrolfoundnothing¦¦
24-0008908 | Unknown Cause | Patrol - found nothing |  |  | 2024 | Tier 2 | Distribution Circuit |  |  |  | 2311573 | Sus |  | UnknownCause¦Patrolfoundnothing¦¦
24-0008946 | Unknown Cause | Patrol - found nothing |  |  | 2024 | Tier 2 | Distribution Circuit |  |  |  | 2311649 | Sus |  | UnknownCause¦Patrolfoundnothing¦¦
24-0009034 | Vegetation | Tree - branch fell on line | Conductor- Overhead | Normal | 2024 | Tier 3 | Distribution Circuit |  |  |  | 2311701 | Sus |  | Vegetation¦Treebranchfellonline¦ConductorOverhead¦Normal
24-0009135 | Vegetation | Tree - grew into line | Conductor- Overhead | Normal | 2024 | Tier 2 | Distribution Circuit |  |  |  | 2311806 | Sus |  | Vegetation¦Treegrewintoline¦ConductorOverhead¦Normal
24-0009195 | Vegetation | Tree - fell into line | Conductor- Overhead | Broken- wire on ground | 2024 | Tier 2 | Distribution Circuit |  |  |  | 2311830 | Sus |  | Vegetation¦Treefellintoline¦ConductorOverhead¦Brokenwireonground
24-0009270 | Vegetation | Tree - fell into line | Conductor- Overhead | Broken- wire on ground | 2024 | Tier 2 | Distribution Circuit |  |  |  | 2311980 | Sus |  | Vegetation¦Treefellintoline¦ConductorOverhead¦Brokenwireonground
24-0009313 | Unknown Cause | Patrol - found nothing |  |  | 2024 | Tier 2 | Distribution Circuit |  |  |  | 2312031 | Sus |  | UnknownCause¦Patrolfoundnothing¦¦
24-0009300 | Vegetation | Tree - fell into line | Conductor- Overhead | Broken- wire on ground | 2024 | Tier 2 | Distribution Circuit |  |  |  | 2312021 | Sus |  | Vegetation¦Treefellintoline¦ConductorOverhead¦Brokenwireonground
24-0009803 | Vegetation | Tree - fell into line | Cutout- fuse holder | Broken | 2024 | Tier 2 | Transformer only |  |  |  | 2312860 | Sus |  | Vegetation¦Treefellintoline¦Cutoutfuseholder¦Broken
24-0004917 | Wildfire Mitigation | Planned - WSIP/System Hardening |  |  | 2024 | Tier 2 | Distribution Circuit |  |  |  | 2312762 | Sus |  | WildfireMitigation¦PlannedWSIPSystemHardening¦¦
24-0005673 | Wildfire Mitigation | Planned - WSIP/System Hardening |  |  | 2024 | Zone 1 | Transformer only |  |  |  | 2312796 | Sus |  | WildfireMitigation¦PlannedWSIPSystemHardening¦¦
24-0003661 | Wildfire Mitigation | Planned - WSIP/System Hardening |  |  | 2024 | Tier 2 | Distribution Circuit |  |  |  | 2312701 | Sus |  | WildfireMitigation¦PlannedWSIPSystemHardening¦¦
24-0004975 | Company Initiated | Planned- maintenance |  |  | 2024 | Tier 2 | Distribution Circuit |  |  |  | 2312867 | Sus |  | CompanyInitiated¦Plannedmaintenance¦¦
24-0003207 | Wildfire Mitigation | Planned - WSIP/System Hardening |  |  | 2024 | Tier 2 | Transformer only |  |  |  | 2312883 | Sus |  | WildfireMitigation¦PlannedWSIPSystemHardening¦¦
24-0000678 | Company Initiated | Planned- maintenance |  |  | 2024 | Tier 2 | Distribution Circuit |  |  |  | 2312875 | Sus |  | CompanyInitiated¦Plannedmaintenance¦¦
24-0005452 | Wildfire Mitigation | Planned - WSIP/System Hardening |  |  | 2024 | Tier 3 | Distribution Circuit |  |  |  | 2312887 | Sus |  | WildfireMitigation¦PlannedWSIPSystemHardening¦¦
24-0000677 | Company Initiated | Planned- maintenance |  |  | 2024 | Tier 2 | Transformer only |  |  |  | 2313048 | Sus |  | CompanyInitiated¦Plannedmaintenance¦¦
24-0009640 | Equipment Failure/Involved | Overhead | Transformer (OH) | Failed/Faulted | 2024 | Tier 2 | Distribution Circuit |  |  |  | 2313034 | Sus |  | EquipmentFailureInvolved¦Overhead¦Transformer(OH)¦FailedFaulted
24-0002516 | Wildfire Mitigation | Planned - WSIP/System Hardening |  |  | 2024 | Tier 2 | Distribution Circuit |  |  |  | 2313145 | Sus |  | WildfireMitigation¦PlannedWSIPSystemHardening¦¦
24-0009931 | Unknown Cause | Patrol - found nothing |  |  | 2024 | Tier 2 | Distribution Circuit |  |  |  | 2313297 | Sus |  | UnknownCause¦Patrolfoundnothing¦¦
24-0009960 | Equipment Failure/Involved | Overhead | Transformer (OH) | Failed/Faulted | 2024 | Tier 2 | Distribution Circuit |  |  |  | 2313395 | Sus |  | EquipmentFailureInvolved¦Overhead¦Transformer(OH)¦FailedFaulted
24-0010033 | Equipment Failure/Involved | Overhead | Crossarm- Wood | Deteriorated | 2024 | Tier 2 | Distribution Circuit |  |  |  | 2313517 | Sus |  | EquipmentFailureInvolved¦Overhead¦CrossarmWood¦Deteriorated
24-0010045 | Company Initiated | Return Circuit Normal | Generator | Normal | 2024 | Tier 2 | Distribution Circuit |  |  |  | 2313688 | Sus |  | CompanyInitiated¦ReturnCircuitNormal¦Generator¦Normal
24-0005444 | Wildfire Mitigation | Planned - WSIP/System Hardening |  |  | 2024 | Tier 2 | Transformer only |  |  |  | 2313619 | Sus |  | WildfireMitigation¦PlannedWSIPSystemHardening¦¦
24-0000550 | Company Initiated | Planned- capital |  |  | 2024 | Tier 2 | Distribution Circuit |  |  |  | 2313617 | Sus |  | CompanyInitiated¦Plannedcapital¦¦
24-0004980 | Company Initiated | Planned- maintenance |  |  | 2024 | Tier 2 | Transformer only |  |  |  | 2313686 | Sus |  | CompanyInitiated¦Plannedmaintenance¦¦
24-0000691 | Company Initiated | Planned- maintenance |  |  | 2024 | Tier 3 | Distribution Circuit |  |  |  | 2313548 | Sus |  | CompanyInitiated¦Plannedmaintenance¦¦
24-0003650 | Company Initiated | Planned- maintenance |  |  | 2024 | Tier 2 | Distribution Circuit |  |  |  | 2313679 | Sus |  | CompanyInitiated¦Plannedmaintenance¦¦
24-0002943 | Company Initiated | Planned- maintenance |  |  | 2024 | Tier 2 | Distribution Circuit |  |  |  | 2313798 | Sus |  | CompanyInitiated¦Plannedmaintenance¦¦
24-0005445 | Wildfire Mitigation | Planned - WSIP/System Hardening |  |  | 2024 | Tier 2 | Transformer only |  |  |  | 2313814 | Sus |  | WildfireMitigation¦PlannedWSIPSystemHardening¦¦
24-0005440 | Wildfire Mitigation | Planned - WSIP/System Hardening |  |  | 2024 | Tier 2 | Transformer only |  |  |  | 2313783 | Sus |  | WildfireMitigation¦PlannedWSIPSystemHardening¦¦
24-0005447 | Wildfire Mitigation | Planned - WSIP/System Hardening |  |  | 2024 | Tier 2 | Transformer only |  |  |  | 2313917 | Sus |  | WildfireMitigation¦PlannedWSIPSystemHardening¦¦
24-0000461 | Company Initiated | Planned- capital |  |  | 2024 | Tier 2 | Distribution Circuit |  |  |  | 2313961 | Sus |  | CompanyInitiated¦Plannedcapital¦¦
24-0010348 | Vegetation | Tree - grew into line | Conductor- Overhead | Normal | 2024 | Tier 2 | Distribution Circuit |  |  |  | 2314291 | Sus |  | Vegetation¦Treegrewintoline¦ConductorOverhead¦Normal
24-0010449 | Unknown Cause | Patrol - found nothing |  |  | 2024 | Tier 2 | Distribution Circuit |  |  |  | 2314590 | Sus |  | UnknownCause¦Patrolfoundnothing¦¦
24-0010473 | Vegetation | Tree - branch fell on line | Transformer | Failed/Faulted | 2024 | Tier 2 | Transformer only |  |  |  | 2314659 | Sus |  | Vegetation¦Treebranchfellonline¦Transformer¦FailedFaulted
24-0010507 | Vegetation | Tree - fell into line | Conductor- Overhead | Broken- wire on ground | 2024 | Tier 2 | Distribution Circuit |  |  |  | 2314797 | Sus |  | Vegetation¦Treefellintoline¦ConductorOverhead¦Brokenwireonground
24-0010500 | Vegetation | Tree - branch fell on line | Conductor- Overhead | Normal | 2024 | Tier 2 | Distribution Circuit |  |  |  | 2314822 | Sus |  | Vegetation¦Treebranchfellonline¦ConductorOverhead¦Normal
24-0010533 | Vegetation | Tree - fell into line | Conductor- Overhead | Broken- wire on ground | 2024 | Tier 2 | Distribution Circuit |  |  |  | 2314961 | Sus |  | Vegetation¦Treefellintoline¦ConductorOverhead¦Brokenwireonground
24-0010632 | Vegetation | Tree - fell into line | Pole-Wood | Broken- wire on ground | 2024 | Tier 2 | Distribution Circuit |  |  |  | 2315136 | Sus |  | Vegetation¦Treefellintoline¦PoleWood¦Brokenwireonground
24-0010663 | Vegetation | Tree - fell into line | Conductor- Overhead | Broken- wire on ground | 2024 | Tier 2 | Distribution Circuit |  |  |  | 2315225 | Sus |  | Vegetation¦Treefellintoline¦ConductorOverhead¦Brokenwireonground
24-0010704 | Equipment Failure/Involved | Overhead | Transformer (OH) | Failed/Faulted | 2024 | Tier 2 | Distribution Circuit |  |  |  | 2315408 | Sus |  | EquipmentFailureInvolved¦Overhead¦Transformer(OH)¦FailedFaulted
24-0006105 | Wildfire Mitigation | Planned - WSIP/System Hardening |  |  | 2024 | Tier 2 | Distribution Circuit |  |  |  | 2315688 | Sus |  | WildfireMitigation¦PlannedWSIPSystemHardening¦¦
24-0002998 | Company Initiated | Planned- maintenance |  |  | 2024 | Tier 2 | Distribution Circuit |  |  |  | 2316195 | Sus |  | CompanyInitiated¦Plannedmaintenance¦¦
24-0006345 | Wildfire Mitigation | Planned - WSIP/System Hardening |  |  | 2024 | Tier 2 | Distribution Circuit |  |  |  | 2316118 | Sus |  | WildfireMitigation¦PlannedWSIPSystemHardening¦¦
24-0006352 | Wildfire Mitigation | Planned - WSIP/System Hardening |  |  | 2024 | Tier 2 | Distribution Circuit |  |  |  | 2316090 | Sus |  | WildfireMitigation¦PlannedWSIPSystemHardening¦¦
24-0007268 | Company Initiated | Planned- maintenance |  |  | 2024 | Tier 2 | Distribution Circuit |  |  |  | 2316226 | Sus |  | CompanyInitiated¦Plannedmaintenance¦¦
24-0007943 | Wildfire Mitigation | Planned - WSIP/System Hardening |  |  | 2024 | Tier 3 | Distribution Circuit |  |  |  | 2317367 | Sus |  | WildfireMitigation¦PlannedWSIPSystemHardening¦¦
24-0005571 | Wildfire Mitigation | Planned - WSIP/System Hardening |  |  | 2024 | Tier 3 | Distribution Circuit |  |  |  | 2317391 | Sus |  | WildfireMitigation¦PlannedWSIPSystemHardening¦¦
24-0006356 | Company Initiated | Planned- maintenance |  |  | 2024 | Tier 2 | Distribution Circuit |  |  |  | 2317396 | Sus |  | CompanyInitiated¦Plannedmaintenance¦¦
24-0007297 | Wildfire Mitigation | Planned - WSIP/System Hardening |  |  | 2024 | Tier 2 | Distribution Circuit |  |  |  | 2317449 | Sus |  | WildfireMitigation¦PlannedWSIPSystemHardening¦¦
24-0011689 | Company Initiated | Personnel- company | Transformer (UG) | Normal | 2024 | Tier 2 | Distribution Circuit |  |  |  | 2317687 | Sus |  | CompanyInitiated¦Personnelcompany¦Transformer(UG)¦Normal
24-0011703 | Equipment Failure/Involved | Overhead | Crossarm- Wood | Broken | 2024 | Tier 2 | Distribution Circuit |  |  |  | 2317715 | Sus |  | EquipmentFailureInvolved¦Overhead¦CrossarmWood¦Broken
24-0011597 | Company Initiated | Planned- capital |  |  | 2024 | Tier 2 | Distribution Circuit |  |  |  | 2317971 | Sus |  | CompanyInitiated¦Plannedcapital¦¦
24-0012428 | Equipment Failure/Involved | Overhead | Jumper | Broken | 2024 | Tier 2 | Distribution Circuit |  |  |  | 2318798 | Sus |  | EquipmentFailureInvolved¦Overhead¦Jumper¦Broken
24-0006938 | Wildfire Mitigation | Planned - WSIP/System Hardening |  |  | 2024 | Tier 2 | Distribution Circuit |  |  |  | 2318881 | Sus |  | WildfireMitigation¦PlannedWSIPSystemHardening¦¦
24-0003221 | Company Initiated | Planned- maintenance |  |  | 2024 | Tier 2 | Distribution Circuit |  |  |  | 2319146 | Sus |  | CompanyInitiated¦Plannedmaintenance¦¦
24-0004966 | Company Initiated | Planned- maintenance |  |  | 2024 | Tier 2 | Distribution Circuit |  |  |  | 2319003 | Sus |  | CompanyInitiated¦Plannedmaintenance¦¦
24-0007391 | Company Initiated | Planned- maintenance |  |  | 2024 | Tier 2 | Distribution Circuit |  |  |  | 2318975 | Sus |  | CompanyInitiated¦Plannedmaintenance¦¦
24-0005891 | Wildfire Mitigation | Planned - WSIP/System Hardening |  |  | 2024 | Tier 2 | Transformer only |  |  |  | 2319191 | Sus |  | WildfireMitigation¦PlannedWSIPSystemHardening¦¦
24-0012932 | Vegetation | Tree - fell into line | Conductor- Overhead | Broken- wire on ground | 2024 | Tier 2 | Distribution Circuit |  |  |  | 2319663 | Sus |  | Vegetation¦Treefellintoline¦ConductorOverhead¦Brokenwireonground
24-0012950 | Equipment Failure/Involved | Overhead | Fuse | Failed/Faulted | 2024 | Tier 2 | Transformer only |  |  |  | 2319855 | Sus |  | EquipmentFailureInvolved¦Overhead¦Fuse¦FailedFaulted
24-0012979 | Vegetation | Tree - fell into line | Conductor- Overhead | Broken- wire on ground | 2024 | Tier 2 | Distribution Circuit |  |  |  | 2319999 | Sus |  | Vegetation¦Treefellintoline¦ConductorOverhead¦Brokenwireonground
24-0013038 | Equipment Failure/Involved | Overhead | Cutout- fuse holder | Burned/flashed | 2024 | Tier 2 | Transformer only |  |  |  | 2320149 | Sus |  | EquipmentFailureInvolved¦Overhead¦Cutoutfuseholder¦Burnedflashed
24-0000514 | Company Initiated | Planned- maintenance |  |  | 2024 | Tier 2 | Distribution Circuit |  |  |  | 2320331 | Sus |  | CompanyInitiated¦Plannedmaintenance¦¦
24-0008074 | Wildfire Mitigation | Planned - WSIP/System Hardening |  |  | 2024 | Tier 2 | Transformer only |  |  |  | 2321077 | Sus |  | WildfireMitigation¦PlannedWSIPSystemHardening¦¦
24-0006710 | Wildfire Mitigation | Planned - WSIP/System Hardening |  |  | 2024 | Tier 3 | Transformer only |  |  |  | 2321137 | Sus |  | WildfireMitigation¦PlannedWSIPSystemHardening¦¦
24-0000513 | Company Initiated | Planned- maintenance |  |  | 2024 | Tier 2 | Distribution Circuit |  |  |  | 2321098 | Sus |  | CompanyInitiated¦Plannedmaintenance¦¦
24-0007370 | Wildfire Mitigation | Planned - WSIP/System Hardening |  |  | 2024 | Tier 2 | Distribution Circuit |  |  |  | 2321138 | Sus |  | WildfireMitigation¦PlannedWSIPSystemHardening¦¦
24-0005620 | Company Initiated | Planned- maintenance |  |  | 2024 | Tier 3 | Distribution Circuit |  |  |  | 2321125 | Sus |  | CompanyInitiated¦Plannedmaintenance¦¦
24-0007845 | Wildfire Mitigation | Planned - WSIP/System Hardening |  |  | 2024 | Tier 2 | Distribution Circuit |  |  |  | 2321170 | Sus |  | WildfireMitigation¦PlannedWSIPSystemHardening¦¦
24-0008616 | Company Initiated | Planned- maintenance |  |  | 2024 | Tier 3 | Distribution Circuit |  |  |  | 2321189 | Sus |  | CompanyInitiated¦Plannedmaintenance¦¦
24-0008337 | Wildfire Mitigation | Planned - WSIP/System Hardening |  |  | 2024 | Tier 2 | Distribution Circuit |  |  |  | 2321416 | Sus |  | WildfireMitigation¦PlannedWSIPSystemHardening¦¦
24-0006714 | Wildfire Mitigation | Planned - WSIP/System Hardening |  |  | 2024 | Tier 3 | Distribution Circuit |  |  |  | 2321310 | Sus |  | WildfireMitigation¦PlannedWSIPSystemHardening¦¦
24-0008081 | Wildfire Mitigation | Planned - WSIP/System Hardening |  |  | 2024 | Tier 2 | Distribution Circuit |  |  |  | 2321417 | Sus |  | WildfireMitigation¦PlannedWSIPSystemHardening¦¦
24-0013568 | Unknown Cause | Patrol - found nothing |  |  | 2024 | Tier 3 | Distribution Circuit |  |  |  | 2321451 | Sus |  | UnknownCause¦Patrolfoundnothing¦¦
24-0013729 | Vegetation | Tree - fell into line | Conductor- Overhead | Broken- wire on ground | 2024 | Tier 2 | Distribution Circuit |  |  |  | 2322034 | Sus |  | Vegetation¦Treefellintoline¦ConductorOverhead¦Brokenwireonground
24-0005674 | Wildfire Mitigation | Planned - WSIP/System Hardening |  |  | 2024 | Tier 2 | Distribution Circuit |  |  |  | 2322059 | Sus |  | WildfireMitigation¦PlannedWSIPSystemHardening¦¦
24-0001906 | Wildfire Mitigation | Planned - WSIP/System Hardening |  |  | 2024 | Tier 2 | Distribution Circuit |  |  |  | 2322009 | Sus |  | WildfireMitigation¦PlannedWSIPSystemHardening¦¦
23-0143703 | Company Initiated | Planned- capital |  |  | 2024 | Tier 2 | Distribution Circuit |  |  |  | 2322089 | Sus |  | CompanyInitiated¦Plannedcapital¦¦
24-0008314 | Company Initiated | Planned- maintenance |  |  | 2024 | Tier 2 | Distribution Circuit |  |  |  | 2322024 | Sus |  | CompanyInitiated¦Plannedmaintenance¦¦
24-0008368 | Wildfire Mitigation | Planned - WSIP/System Hardening |  |  | 2024 | Tier 2 | Distribution Circuit |  |  |  | 2322313 | Sus |  | WildfireMitigation¦PlannedWSIPSystemHardening¦¦
24-0013879 | Vegetation | Tree - grew into line | Conductor- Overhead | Normal | 2024 | Tier 2 | Distribution Circuit |  |  |  | 2322369 | Sus |  | Vegetation¦Treegrewintoline¦ConductorOverhead¦Normal
24-0008785 | Wildfire Mitigation | Planned - WSIP/System Hardening |  |  | 2024 | Tier 2 | Distribution Circuit |  |  |  | 2323027 | Sus |  | WildfireMitigation¦PlannedWSIPSystemHardening¦¦
24-0007890 | Wildfire Mitigation | Planned - WSIP/System Hardening |  |  | 2024 | Tier 2 | Distribution Circuit |  |  |  | 2322936 | Sus |  | WildfireMitigation¦PlannedWSIPSystemHardening¦¦
23-0137542 | Company Initiated | Planned- capital |  |  | 2024 | Tier 2 | Distribution Circuit |  |  |  | 2322938 | Sus |  | CompanyInitiated¦Plannedcapital¦¦
24-0000485 | Company Initiated | Planned- maintenance |  |  | 2024 | Tier 2 | Distribution Circuit |  |  |  | 2322979 | Sus |  | CompanyInitiated¦Plannedmaintenance¦¦
24-0010931 | Company Initiated | Planned- maintenance |  |  | 2024 | Tier 2 | Distribution Circuit |  |  |  | 2323014 | Sus |  | CompanyInitiated¦Plannedmaintenance¦¦
24-0014714 | Equipment Failure/Involved | Overhead | Transformer (OH) | Burned/flashed | 2024 | Tier 2 | Transformer only |  |  |  | 2323473 | Sus |  | EquipmentFailureInvolved¦Overhead¦Transformer(OH)¦Burnedflashed
24-0010307 | Company Initiated | Planned- maintenance |  |  | 2024 | Tier 2 | Distribution Circuit |  |  |  | 2323674 | Sus |  | CompanyInitiated¦Plannedmaintenance¦¦
24-0009503 | Wildfire Mitigation | Planned - WSIP/System Hardening |  |  | 2024 | Tier 2 | Transformer only |  |  |  | 2323772 | Sus |  | WildfireMitigation¦PlannedWSIPSystemHardening¦¦
24-0007905 | Wildfire Mitigation | Planned - WSIP/System Hardening |  |  | 2024 | Tier 2 | Distribution Circuit |  |  |  | 2323633 | Sus |  | WildfireMitigation¦PlannedWSIPSystemHardening¦¦
24-0008128 | Wildfire Mitigation | Planned - WSIP/System Hardening |  |  | 2024 | Tier 2 | Transformer only |  |  |  | 2323898 | Sus |  | WildfireMitigation¦PlannedWSIPSystemHardening¦¦
24-0008020 | Wildfire Mitigation | Planned - WSIP/System Hardening |  |  | 2024 | Tier 2 | Distribution Circuit |  |  |  | 2323956 | Sus |  | WildfireMitigation¦PlannedWSIPSystemHardening¦¦
24-0008020 | Wildfire Mitigation | Planned - WSIP/System Hardening |  |  | 2024 | Tier 2 | Distribution Circuit |  |  |  | 2323957 | Sus |  | WildfireMitigation¦PlannedWSIPSystemHardening¦¦
24-0001940 | Company Initiated | Planned- capital |  |  | 2024 | Tier 2 | Distribution Circuit |  |  |  | 2324026 | Sus |  | CompanyInitiated¦Plannedcapital¦¦
24-0015134 | Vegetation | Tree - fell into line | Conductor- Overhead | Normal | 2024 | Tier 2 | Distribution Circuit |  |  |  | 2324032 | Sus |  | Vegetation¦Treefellintoline¦ConductorOverhead¦Normal
24-0015423 | Equipment Failure/Involved | Electrical Overload | Transformer (OH) | Failed/Faulted | 2024 | Tier 2 | Transformer only |  |  |  | 2324473 | Sus |  | EquipmentFailureInvolved¦ElectricalOverload¦Transformer(OH)¦FailedFaulted
24-0015443 | Vegetation | Tree - fell into line | Conductor- Overhead | Broken- wire on ground | 2024 | Tier 2 | Distribution Circuit |  |  |  | 2324484 | Sus |  | Vegetation¦Treefellintoline¦ConductorOverhead¦Brokenwireonground
24-0009141 | Wildfire Mitigation | Planned - WSIP/System Hardening |  |  | 2024 | Tier 2 | Transformer only |  |  |  | 2324609 | Sus |  | WildfireMitigation¦PlannedWSIPSystemHardening¦¦
24-0003437 | Company Initiated | Planned- capital |  |  | 2024 | Tier 2 | Distribution Circuit |  |  |  | 2324627 | Sus |  | CompanyInitiated¦Plannedcapital¦¦
24-0008448 | Company Initiated | Planned- maintenance |  |  | 2024 | Tier 2 | Distribution Circuit |  |  |  | 2324638 | Sus |  | CompanyInitiated¦Plannedmaintenance¦¦
24-0002969 | Company Initiated | Planned- capital |  |  | 2024 | Tier 2 | Distribution Circuit |  |  |  | 2324651 | Sus |  | CompanyInitiated¦Plannedcapital¦¦
24-0007459 | Wildfire Mitigation | Planned - WSIP/System Hardening |  |  | 2024 | Tier 3 | Distribution Circuit |  |  |  | 2324681 | Sus |  | WildfireMitigation¦PlannedWSIPSystemHardening¦¦
24-0007948 | Wildfire Mitigation | Planned - WSIP/System Hardening |  |  | 2024 | Tier 2 | Transformer only |  |  |  | 2324728 | Sus |  | WildfireMitigation¦PlannedWSIPSystemHardening¦¦
24-0001443 | Wildfire Mitigation | Planned - WSIP/System Hardening |  |  | 2024 | Tier 2 | Transformer only |  |  |  | 2324798 | Sus |  | WildfireMitigation¦PlannedWSIPSystemHardening¦¦
24-0015744 | Equipment Failure/Involved | Overhead | PT/CCVT | Broken | 2024 | Tier 2 | Distribution Circuit |  |  |  | 2325209 | Sus |  | EquipmentFailureInvolved¦Overhead¦PTCCVT¦Broken
24-0000527 | Wildfire Mitigation | Planned - WSIP/System Hardening |  |  | 2024 | Tier 2 | Distribution Circuit |  |  |  | 2325472 | Sus |  | WildfireMitigation¦PlannedWSIPSystemHardening¦¦
24-0001886 | Wildfire Mitigation | Planned - WSIP/System Hardening |  |  | 2024 | Tier 2 | Distribution Circuit |  |  |  | 2325562 | Sus |  | WildfireMitigation¦PlannedWSIPSystemHardening¦¦
24-0011157 | Wildfire Mitigation | Planned - WSIP/System Hardening |  |  | 2024 | Tier 2 | Transformer only |  |  |  | 2326998 | Sus |  | WildfireMitigation¦PlannedWSIPSystemHardening¦¦
24-0011131 | Company Initiated | Planned- maintenance |  |  | 2024 | Tier 2 | Distribution Circuit |  |  |  | 2327137 | Sus |  | CompanyInitiated¦Plannedmaintenance¦¦
24-0010886 | Wildfire Mitigation | Planned - WSIP/System Hardening |  |  | 2024 | Tier 2 | Transformer only |  |  |  | 2327098 | Sus |  | WildfireMitigation¦PlannedWSIPSystemHardening¦¦
24-0003441 | Company Initiated | Planned- capital |  |  | 2024 | Tier 2 | Distribution Circuit |  |  |  | 2327179 | Sus |  | CompanyInitiated¦Plannedcapital¦¦
24-0012210 | Company Initiated | Planned- maintenance |  |  | 2024 | Tier 2 | Distribution Circuit |  |  |  | 2327127 | Sus |  | CompanyInitiated¦Plannedmaintenance¦¦
24-0010053 | Company Initiated | Planned- capital |  |  | 2024 | Tier 2 | Distribution Circuit |  |  |  | 2327195 | Sus |  | CompanyInitiated¦Plannedcapital¦¦
24-0009820 | Company Initiated | Planned- maintenance |  |  | 2024 | Tier 2 | Distribution Circuit |  |  |  | 2327228 | Sus |  | CompanyInitiated¦Plannedmaintenance¦¦
24-0016326 | Vegetation | Tree - grew into line | Conductor- Overhead | Normal | 2024 | Tier 2 | Distribution Circuit |  |  |  | 2327559 | Sus |  | Vegetation¦Treegrewintoline¦ConductorOverhead¦Normal
24-0016455 | Equipment Failure/Involved | Overhead | Transformer (OH) | Broken | 2024 | Tier 2 | Distribution Circuit |  |  |  | 2327749 | Sus |  | EquipmentFailureInvolved¦Overhead¦Transformer(OH)¦Broken
24-0011962 | Wildfire Mitigation | Planned - WSIP/System Hardening |  |  | 2024 | Tier 2 | Distribution Circuit |  |  |  | 2327938 | Sus |  | WildfireMitigation¦PlannedWSIPSystemHardening¦¦
24-0001127 | Company Initiated | Planned- capital |  |  | 2024 | Tier 2 | Distribution Circuit |  |  |  | 2328004 | Sus |  | CompanyInitiated¦Plannedcapital¦¦
24-0009479 | Company Initiated | Planned- maintenance |  |  | 2024 | Tier 2 | Distribution Circuit |  |  |  | 2328084 | Sus |  | CompanyInitiated¦Plannedmaintenance¦¦
24-0009761 | Wildfire Mitigation | Planned - WSIP/System Hardening |  |  | 2024 | Tier 2 | Distribution Circuit |  |  |  | 2328048 | Sus |  | WildfireMitigation¦PlannedWSIPSystemHardening¦¦
24-0010060 | Company Initiated | Planned- capital |  |  | 2024 | Tier 2 | Distribution Circuit |  |  |  | 2328125 | Sus |  | CompanyInitiated¦Plannedcapital¦¦
24-0002057 | Company Initiated | Planned- maintenance |  |  | 2024 | Tier 2 | Distribution Circuit |  |  |  | 2328177 | Sus |  | CompanyInitiated¦Plannedmaintenance¦¦
24-0016789 | Vegetation | Tree - fell into line | Pole-Wood | Broken | 2024 | Tier 2 | Distribution Circuit |  |  |  | 2328401 | Sus |  | Vegetation¦Treefellintoline¦PoleWood¦Broken
24-0016909 | 3rd Party | Customer Equipment | Insulator | Broken | 2024 | Tier 2 | Distribution Circuit |  |  |  | 2328594 | Sus |  | 3rdParty¦CustomerEquipment¦Insulator¦Broken
24-0016954 | Vegetation | Tree - fell into line | Conductor- Overhead | Normal | 2024 | Tier 2 | Distribution Circuit |  |  |  | 2328618 | Sus |  | Vegetation¦Treefellintoline¦ConductorOverhead¦Normal
24-0016951 | Vegetation | Tree - fell into line | Conductor- Overhead | Broken- wire on ground | 2024 | Tier 2 | Distribution Circuit |  |  |  | 2328674 | Sus |  | Vegetation¦Treefellintoline¦ConductorOverhead¦Brokenwireonground
24-0017228 | Vegetation | Tree - fell into line | Conductor- Overhead | Broken- wire on ground | 2024 | Tier 2 | Distribution Circuit |  |  |  | 2328799 | Sus |  | Vegetation¦Treefellintoline¦ConductorOverhead¦Brokenwireonground
24-0016997 | Unknown Cause | Patrol - found nothing |  |  | 2024 | Tier 2 | Distribution Circuit |  |  |  | 2328694 | Sus |  | UnknownCause¦Patrolfoundnothing¦¦
24-0017262 | Vegetation | Tree - fell into line | Conductor- Overhead | Broken- wire on ground | 2024 | Tier 3 | Distribution Circuit |  |  |  | 2328713 | Sus |  | Vegetation¦Treefellintoline¦ConductorOverhead¦Brokenwireonground
24-0017005 | Vegetation | Tree - fell into line | Conductor- Overhead | Broken- wire on ground | 2024 | Tier 2 | Distribution Circuit |  |  |  | 2328722 | Sus |  | Vegetation¦Treefellintoline¦ConductorOverhead¦Brokenwireonground
24-0017184 | Vegetation | Tree - branch fell on line | Conductor- Overhead | Normal | 2024 | Tier 2 | Distribution Circuit |  |  |  | 2328769 | Sus |  | Vegetation¦Treebranchfellonline¦ConductorOverhead¦Normal
24-0017001 | Equipment Failure/Involved | Overhead | Jumper | Broken | 2024 | Tier 2 | Distribution Circuit |  |  |  | 2328736 | Sus |  | EquipmentFailureInvolved¦Overhead¦Jumper¦Broken
24-0017241 | Vegetation | Tree - fell into line | Conductor- Overhead | Normal | 2024 | Tier 2 | Distribution Circuit |  |  |  | 2329096 | Sus |  | Vegetation¦Treefellintoline¦ConductorOverhead¦Normal
24-0017155 | Vegetation | Tree - fell into line | Conductor- Overhead | Broken- wire on ground | 2024 | Tier 2 | Distribution Circuit |  |  |  | 2329293 | Sus |  | Vegetation¦Treefellintoline¦ConductorOverhead¦Brokenwireonground
24-0017231 | Vegetation | Tree - branch fell on line | Conductor- Overhead | Normal | 2024 | Tier 2 | Distribution Circuit |  |  |  | 2329457 | Sus |  | Vegetation¦Treebranchfellonline¦ConductorOverhead¦Normal
24-0017243 | Vegetation | Tree - fell into line | Conductor- Overhead | Broken- wire on ground | 2024 | Tier 2 | Distribution Circuit |  |  |  | 2329481 | Sus |  | Vegetation¦Treefellintoline¦ConductorOverhead¦Brokenwireonground
24-0017487 | Vegetation | Tree - branch fell on line | Conductor- Overhead | Normal | 2024 | Tier 2 | Distribution Circuit |  |  |  | 2329506 | Sus |  | Vegetation¦Treebranchfellonline¦ConductorOverhead¦Normal
24-0017305 | Vegetation | Tree - fell into line | Conductor- Overhead | Broken- wire on ground | 2024 | Tier 2 | Distribution Circuit |  |  |  | 2329509 | Sus |  | Vegetation¦Treefellintoline¦ConductorOverhead¦Brokenwireonground
24-0017295 | Vegetation | Tree - fell into line | Crossarm- Wood | Broken | 2024 | Tier 2 | Distribution Circuit |  |  |  | 2329667 | Sus |  | Vegetation¦Treefellintoline¦CrossarmWood¦Broken
24-0017532 | Unknown Cause | Patrol - not conducted |  |  | 2024 | Tier 2 | Distribution Circuit |  |  |  | 2329576 | Sus |  | UnknownCause¦Patrolnotconducted¦¦
24-0017567 | Vegetation | Tree - branch fell on line | Conductor- Overhead | Together | 2024 | Tier 2 | Distribution Circuit |  |  |  | 2329664 | Sus |  | Vegetation¦Treebranchfellonline¦ConductorOverhead¦Together
24-0017404 | Vegetation | Tree - branch fell on line | Conductor- Overhead | Normal | 2024 | Tier 3 | Distribution Circuit |  |  |  | 2329744 | Sus |  | Vegetation¦Treebranchfellonline¦ConductorOverhead¦Normal
24-0017378 | Vegetation | Tree - branch fell on line | Conductor- Overhead | Normal | 2024 | Tier 2 | Distribution Circuit |  |  |  | 2329763 | Sus |  | Vegetation¦Treebranchfellonline¦ConductorOverhead¦Normal
24-0017542 | Unknown Cause | Patrol - found nothing |  |  | 2024 | Tier 2 | Distribution Circuit |  |  |  | 2329783 | Sus |  | UnknownCause¦Patrolfoundnothing¦¦
24-0017462 | Vegetation | Tree - branch fell on line | Conductor- Overhead | Normal | 2024 | Tier 2 | Distribution Circuit |  |  |  | 2329802 | Sus |  | Vegetation¦Treebranchfellonline¦ConductorOverhead¦Normal
24-0010407 | Company Initiated | Planned- maintenance |  |  | 2024 | Tier 2 | Transformer only |  |  |  | 2331054 | Sus |  | CompanyInitiated¦Plannedmaintenance¦¦
24-0011159 | Wildfire Mitigation | Planned - WSIP/System Hardening |  |  | 2024 | Tier 2 | Distribution Circuit |  |  |  | 2331062 | Sus |  | WildfireMitigation¦PlannedWSIPSystemHardening¦¦
24-0010882 | Wildfire Mitigation | Planned - WSIP/System Hardening |  |  | 2024 | Tier 3 | Distribution Circuit |  |  |  | 2332315 | Sus |  | WildfireMitigation¦PlannedWSIPSystemHardening¦¦
24-0010951 | Wildfire Mitigation | Planned - WSIP/System Hardening |  |  | 2024 | Tier 2 | Distribution Circuit |  |  |  | 2332301 | Sus |  | WildfireMitigation¦PlannedWSIPSystemHardening¦¦
24-0018580 | Equipment Failure/Involved | Overhead | Transformer (OH) | Failed/Faulted | 2024 | Tier 2 | Distribution Circuit |  |  |  | 2332351 | Sus |  | EquipmentFailureInvolved¦Overhead¦Transformer(OH)¦FailedFaulted
24-0018609 | Equipment Failure/Involved | Overhead | Transformer (OH) | Burned/flashed | 2024 | Tier 3 | Transformer only |  |  |  | 2332361 | Sus |  | EquipmentFailureInvolved¦Overhead¦Transformer(OH)¦Burnedflashed
24-0010457 | Company Initiated | Planned- maintenance |  |  | 2024 | Tier 2 | Transformer only |  |  |  | 2332533 | Sus |  | CompanyInitiated¦Plannedmaintenance¦¦
24-0017266 | Equipment Failure/Involved | Overhead | Conductor- Overhead | Broken- wire on ground | 2024 | Tier 2 | Distribution Circuit |  |  |  | 2332862 | Sus |  | EquipmentFailureInvolved¦Overhead¦ConductorOverhead¦Brokenwireonground
24-0018834 | Equipment Failure/Involved | Overhead | Crossarm- Wood | Broken | 2024 | Tier 2 | Distribution Circuit |  |  |  | 2333182 | Sus |  | EquipmentFailureInvolved¦Overhead¦CrossarmWood¦Broken
24-0018882 | Unknown Cause | Patrol - found nothing |  |  | 2024 | Tier 2 | Distribution Circuit |  |  |  | 2333249 | Sus |  | UnknownCause¦Patrolfoundnothing¦¦
24-0009829 | Company Initiated | Planned- maintenance |  |  | 2024 | Tier 3 | Distribution Circuit |  |  |  | 2333444 | Sus |  | CompanyInitiated¦Plannedmaintenance¦¦
24-0000523 | Company Initiated | Planned- maintenance |  |  | 2024 | Tier 2 | Distribution Circuit |  |  |  | 2333517 | Sus |  | CompanyInitiated¦Plannedmaintenance¦¦
24-0005592 | Company Initiated | Planned- capital |  |  | 2024 | Tier 2 | Distribution Circuit |  |  |  | 2333617 | Sus |  | CompanyInitiated¦Plannedcapital¦¦
24-0016217 | Company Initiated | Planned- maintenance |  |  | 2024 | Tier 3 | Transformer only |  |  |  | 2333652 | Sus |  | CompanyInitiated¦Plannedmaintenance¦¦
24-0018959 | Unknown Cause | Patrol - found nothing |  |  | 2024 | Tier 2 | Distribution Circuit |  |  |  | 2333774 | Sus |  | UnknownCause¦Patrolfoundnothing¦¦
24-0019086 | Unknown Cause | Patrol - not conducted |  |  | 2024 | Tier 2 | Transmission line |  |  |  | 2334158 | Sus |  | UnknownCause¦Patrolnotconducted¦¦
24-0019084 | Unknown Cause | Patrol - not conducted |  |  | 2024 | Tier 2 | Transmission line |  |  |  | 2334100 | Sus |  | UnknownCause¦Patrolnotconducted¦¦
24-0019142 | Vegetation | Tree - branch fell on line | Conductor- Overhead | Normal | 2024 | Tier 2 | Distribution Circuit |  |  |  | 2334281 | Sus |  | Vegetation¦Treebranchfellonline¦ConductorOverhead¦Normal
24-0019168 | Vegetation | Tree - branch fell on line | Conductor- Overhead | Normal | 2024 | Tier 3 | Distribution Circuit |  |  |  | 2334605 | Sus |  | Vegetation¦Treebranchfellonline¦ConductorOverhead¦Normal
24-0019258 | Unknown Cause | Patrol - found nothing |  |  | 2024 | Tier 2 | Distribution Circuit |  |  |  | 2334352 | Sus |  | UnknownCause¦Patrolfoundnothing¦¦
24-0019266 | Vegetation | Tree - fell into line | Conductor- Overhead | Broken- wire on ground | 2024 | Tier 2 | Distribution Circuit |  |  |  | 2334363 | Sus |  | Vegetation¦Treefellintoline¦ConductorOverhead¦Brokenwireonground
24-0019188 | Vegetation | Tree - branch fell on line | Conductor- Overhead | Normal | 2024 | Tier 2 | Distribution Circuit |  |  |  | 2334426 | Sus |  | Vegetation¦Treebranchfellonline¦ConductorOverhead¦Normal
24-0019360 | Vegetation | Tree - fell into line | Conductor- Overhead | Broken- wire on ground | 2024 | Tier 2 | Distribution Circuit |  |  |  | 2334597 | Sus |  | Vegetation¦Treefellintoline¦ConductorOverhead¦Brokenwireonground
24-0019270 | Unknown Cause | Patrol - not conducted |  |  | 2024 | Tier 2 | Distribution Circuit |  |  |  | 2334747 | Sus |  | UnknownCause¦Patrolnotconducted¦¦
24-0019444 | Vegetation | Tree - branch fell on line | Conductor- Overhead | Normal | 2024 | Tier 2 | Distribution Circuit |  |  |  | 2335122 | Sus |  | Vegetation¦Treebranchfellonline¦ConductorOverhead¦Normal
24-0019349 | Vegetation | Tree - fell into line | Crossarm- Wood | Broken | 2024 | Tier 2 | Distribution Circuit |  |  |  | 2334818 | Sus |  | Vegetation¦Treefellintoline¦CrossarmWood¦Broken
24-0019326 | Vegetation | Tree - branch fell on line | Capacitor | Normal | 2024 | Tier 2 | Distribution Circuit |  |  |  | 2335537 | Sus |  | Vegetation¦Treebranchfellonline¦Capacitor¦Normal
24-0019517 | Vegetation | Tree - fell into line | Service conductor | Broken | 2024 | Tier 2 | Distribution Circuit |  |  |  | 2336513 | Sus |  | Vegetation¦Treefellintoline¦Serviceconductor¦Broken
24-0020109 | Vegetation | Tree - branch fell on line | Fuse | Normal | 2024 | Tier 2 | Transformer only |  |  |  | 2338706 | Sus |  | Vegetation¦Treebranchfellonline¦Fuse¦Normal
24-0019701 | Vegetation | Tree - fell into line | Conductor- Overhead | Together | 2024 | Tier 2 | Transformer only |  |  |  | 2337640 | Sus |  | Vegetation¦Treefellintoline¦ConductorOverhead¦Together
24-0019718 | Vegetation | Tree - fell into line | Conductor- Overhead | Broken- wire on ground | 2024 | Tier 2 | Distribution Circuit |  |  |  | 2338099 | Sus |  | Vegetation¦Treefellintoline¦ConductorOverhead¦Brokenwireonground
24-0019944 | Vegetation | Tree - fell into line | Conductor- Overhead | Broken- wire on ground | 2024 | Tier 2 | Distribution Circuit |  |  |  | 2339952 | Sus |  | Vegetation¦Treefellintoline¦ConductorOverhead¦Brokenwireonground
24-0020990 | Unknown Cause | Patrol - found nothing |  |  | 2024 | Tier 2 | Distribution Circuit |  |  |  | 2350355 | Sus |  | UnknownCause¦Patrolfoundnothing¦¦
24-0020724 | Unknown Cause | Patrol - not conducted |  |  | 2024 | Tier 2 | Transmission line |  |  |  | 2350968 | Sus |  | UnknownCause¦Patrolnotconducted¦¦
24-0026940 | Vegetation | Tree - fell into line | Conductor- Overhead | Broken- wire on ground | 2024 | Tier 2 | Distribution Circuit |  |  |  | 2371528 | Sus |  | Vegetation¦Treefellintoline¦ConductorOverhead¦Brokenwireonground
24-0021360 | Vegetation | Tree - branch fell on line | Conductor- Overhead | Normal | 2024 | Tier 2 | Distribution Circuit |  |  |  | 2356060 | Sus |  | Vegetation¦Treebranchfellonline¦ConductorOverhead¦Normal
24-0022229 | Unknown Cause | Patrol - not conducted |  |  | 2024 | Tier 2 | Distribution Circuit |  |  |  | 2357830 | Sus |  | UnknownCause¦Patrolnotconducted¦¦
24-0022338 | Vegetation | Tree - branch fell on line | Fuse | Normal | 2024 | Tier 2 | Transformer only |  |  |  | 2356558 | Sus |  | Vegetation¦Treebranchfellonline¦Fuse¦Normal
24-0022079 | Equipment Failure/Involved | Overhead | Fuse | Failed/Faulted | 2024 | Tier 3 | Distribution Circuit |  |  |  | 2357504 | Sus |  | EquipmentFailureInvolved¦Overhead¦Fuse¦FailedFaulted
24-0021840 | Unknown Cause | Patrol - found nothing |  |  | 2024 | Tier 2 | Distribution Circuit |  |  |  | 2357558 | Sus |  | UnknownCause¦Patrolfoundnothing¦¦
24-0024073 | Vegetation | Tree - branch fell on line | Conductor- Overhead | Broken- wire on ground | 2024 | Tier 2 | Distribution Circuit |  |  |  | 2366702 | Sus |  | Vegetation¦Treebranchfellonline¦ConductorOverhead¦Brokenwireonground
24-0024404 | Unknown Cause | Patrol - found nothing |  |  | 2024 | Tier 2 | Transformer only |  |  |  | 2367138 | Sus |  | UnknownCause¦Patrolfoundnothing¦¦
24-0026358 | Vegetation | Tree - branch fell on line | Conductor- Overhead | Normal | 2024 | Tier 2 | Distribution Circuit |  |  |  | 2370328 | Sus |  | Vegetation¦Treebranchfellonline¦ConductorOverhead¦Normal
24-0026563 | Vegetation | Tree - fell into line | Conductor- Overhead | Normal | 2024 | Tier 2 | Distribution Circuit |  |  |  | 2370531 | Sus |  | Vegetation¦Treefellintoline¦ConductorOverhead¦Normal
24-0026246 | Equipment Failure/Involved | Overhead | Pole-Wood | Broken- wire on ground | 2024 | Tier 2 | Distribution Circuit |  |  |  | 2370002 | Sus |  | EquipmentFailureInvolved¦Overhead¦PoleWood¦Brokenwireonground
24-0026883 | Vegetation | Tree - branch fell on line | Fuse | Normal | 2024 | Tier 2 | Transformer only |  |  |  | 2371331 | Sus |  | Vegetation¦Treebranchfellonline¦Fuse¦Normal
24-0026893 | Equipment Failure/Involved | Overhead | Secondary | Broken | 2024 | Tier 3 | Transformer only |  |  |  | 2371431 | Sus |  | EquipmentFailureInvolved¦Overhead¦Secondary¦Broken
24-0027346 | Vegetation | Tree - fell into line | Pole-Wood | Broken | 2024 | Tier 3 | Distribution Circuit |  |  |  | 2372631 | Sus |  | Vegetation¦Treefellintoline¦PoleWood¦Broken
24-0027334 | Equipment Failure/Involved | Overhead | Pole-Wood | Deteriorated | 2024 | Tier 2 | Distribution Circuit |  |  |  | 2372738 | Sus |  | EquipmentFailureInvolved¦Overhead¦PoleWood¦Deteriorated
24-0027568 | Vegetation | Tree - fell into line | Conductor- Overhead | Normal | 2024 | Tier 2 | Distribution Circuit |  |  |  | 2373130 | Sus |  | Vegetation¦Treefellintoline¦ConductorOverhead¦Normal
24-0027756 | Unknown Cause | Patrol - found nothing |  |  | 2024 | Tier 2 | Distribution Circuit |  |  |  | 2373587 | Sus |  | UnknownCause¦Patrolfoundnothing¦¦
24-0016791 | Wildfire Mitigation | Planned - WSIP/System Hardening |  |  | 2024 | Tier 2 | Distribution Circuit |  |  |  | 2373730 | Sus |  | WildfireMitigation¦PlannedWSIPSystemHardening¦¦
24-0016323 | Wildfire Mitigation | Planned - WSIP/System Hardening |  |  | 2024 | Tier 2 | Transformer only |  |  |  | 2373746 | Sus |  | WildfireMitigation¦PlannedWSIPSystemHardening¦¦
24-0027845 | Equipment Failure/Involved | Overhead | Connector or Splice (OH) | Arcing | 2024 | Tier 2 | Transformer only |  |  |  | 2373800 | Sus |  | EquipmentFailureInvolved¦Overhead¦ConnectororSplice(OH)¦Arcing
24-0027792 | Equipment Failure/Involved | Overhead | Pole-Wood | Broken | 2024 | Tier 2 | Distribution Circuit |  |  |  | 2373765 | Sus |  | EquipmentFailureInvolved¦Overhead¦PoleWood¦Broken
24-0027941 | Equipment Failure/Involved | Overhead | Pole-Wood | Broken | 2024 | Tier 2 | Distribution Circuit |  |  |  | 2374069 | Sus |  | EquipmentFailureInvolved¦Overhead¦PoleWood¦Broken
24-0017953 | Company Initiated | Planned- maintenance |  |  | 2024 | Tier 2 | Distribution Circuit |  |  |  | 2374682 | Sus |  | CompanyInitiated¦Plannedmaintenance¦¦
24-0017020 | Wildfire Mitigation | Planned - WSIP/System Hardening |  |  | 2024 | Tier 2 | Distribution Circuit |  |  |  | 2374761 | Sus |  | WildfireMitigation¦PlannedWSIPSystemHardening¦¦
24-0016492 | Wildfire Mitigation | Planned - WSIP/System Hardening |  |  | 2024 | Tier 2 | Distribution Circuit |  |  |  | 2374753 | Sus |  | WildfireMitigation¦PlannedWSIPSystemHardening¦¦
24-0016488 | Wildfire Mitigation | Planned - WSIP/System Hardening |  |  | 2024 | Tier 2 | Distribution Circuit |  |  |  | 2374759 | Sus |  | WildfireMitigation¦PlannedWSIPSystemHardening¦¦
24-0016572 | Company Initiated | Planned- maintenance |  |  | 2024 | Tier 2 | Distribution Circuit |  |  |  | 2374706 | Sus |  | CompanyInitiated¦Plannedmaintenance¦¦
24-0028299 | Vegetation | Tree - grew into line | Conductor- Overhead | Normal | 2024 | Tier 2 | Distribution Circuit |  |  |  | 2375072 | Sus |  | Vegetation¦Treegrewintoline¦ConductorOverhead¦Normal
24-0028342 | Vegetation | Tree - branch fell on line | Conductor- Overhead | Burned/flashed | 2024 | Tier 2 | Distribution Circuit |  |  |  | 2374990 | Sus |  | Vegetation¦Treebranchfellonline¦ConductorOverhead¦Burnedflashed
24-0021081 | Company Initiated | Return Circuit Normal | Conductor- Overhead | Normal | 2024 | Tier 2 | Distribution Circuit |  |  |  | 2375494 | Sus |  | CompanyInitiated¦ReturnCircuitNormal¦ConductorOverhead¦Normal
24-0014894 | Wildfire Mitigation | Planned - WSIP/System Hardening |  |  | 2024 | Tier 3 | Distribution Circuit |  |  |  | 2375951 | Sus |  | WildfireMitigation¦PlannedWSIPSystemHardening¦¦
24-0028746 | Vegetation | Tree - fell into line | Conductor- Overhead | Normal | 2024 | Tier 2 | Distribution Circuit |  |  |  | 2376004 | Sus |  | Vegetation¦Treefellintoline¦ConductorOverhead¦Normal
24-0028866 | Vegetation | Tree - branch fell on line | Conductor- Overhead | Normal | 2024 | Tier 2 | Distribution Circuit |  |  |  | 2376019 | Sus |  | Vegetation¦Treebranchfellonline¦ConductorOverhead¦Normal
24-0028833 | Vegetation | Tree - fell into line | Conductor- Overhead | Broken- wire on ground | 2024 | Tier 2 | Distribution Circuit |  |  |  | 2376127 | Sus |  | Vegetation¦Treefellintoline¦ConductorOverhead¦Brokenwireonground
24-0029141 | Unknown Cause | Patrol - not conducted |  |  | 2024 | Tier 2 | Distribution Circuit |  |  |  | 2376380 | Sus |  | UnknownCause¦Patrolnotconducted¦¦
24-0029244 | Vegetation | Tree - branch fell on line | Conductor- Overhead | Normal | 2024 | Tier 2 | Distribution Circuit |  |  |  | 2376712 | Sus |  | Vegetation¦Treebranchfellonline¦ConductorOverhead¦Normal
24-0029388 | Vegetation | Tree - fell into line | Conductor- Overhead | Broken- wire on ground | 2024 | Tier 2 | Distribution Circuit |  |  |  | 2377067 | Sus |  | Vegetation¦Treefellintoline¦ConductorOverhead¦Brokenwireonground
24-0029627 | Vegetation | Tree - branch fell on line | Transformer | Broken | 2024 | Tier 2 | Transformer only |  |  |  | 2377355 | Sus |  | Vegetation¦Treebranchfellonline¦Transformer¦Broken
24-0017848 | Company Initiated | Planned- maintenance |  |  | 2024 | Tier 2 | Transformer only |  |  |  | 2377900 | Sus |  | CompanyInitiated¦Plannedmaintenance¦¦
23-0125070 | Company Initiated | Planned- capital |  |  | 2024 | Tier 2 | Distribution Circuit |  |  |  | 2377892 | Sus |  | CompanyInitiated¦Plannedcapital¦¦
24-0004384 | Company Initiated | Planned- maintenance |  |  | 2024 | Tier 2 | Transformer only |  |  |  | 2377946 | Sus |  | CompanyInitiated¦Plannedmaintenance¦¦
24-0016737 | Company Initiated | Planned- maintenance |  |  | 2024 | Tier 2 | Distribution Circuit |  |  |  | 2377812 | Sus |  | CompanyInitiated¦Plannedmaintenance¦¦
24-0018045 | Wildfire Mitigation | Planned - WSIP/System Hardening |  |  | 2024 | Tier 2 | Distribution Circuit |  |  |  | 2377895 | Sus |  | WildfireMitigation¦PlannedWSIPSystemHardening¦¦
24-0002542 | Company Initiated | Planned- maintenance |  |  | 2024 | Tier 2 | Distribution Circuit |  |  |  | 2378051 | Sus |  | CompanyInitiated¦Plannedmaintenance¦¦
24-0029951 | Vegetation | Tree - branch fell on line | Conductor- Overhead | Normal | 2024 | Tier 2 | Distribution Circuit |  |  |  | 2378128 | Sus |  | Vegetation¦Treebranchfellonline¦ConductorOverhead¦Normal
24-0030154 | Vegetation | Tree - fell into line | Conductor- Overhead | Normal | 2024 | Tier 2 | Distribution Circuit |  |  |  | 2378694 | Sus |  | Vegetation¦Treefellintoline¦ConductorOverhead¦Normal
24-0030192 | Equipment Failure/Involved | Overhead | Conductor- Overhead | Deteriorated | 2024 | Tier 2 | Distribution Circuit |  |  |  | 2378855 | Sus |  | EquipmentFailureInvolved¦Overhead¦ConductorOverhead¦Deteriorated
24-0030433 | Vegetation | Tree - fell into line | Conductor- Overhead | Broken- wire on ground | 2024 | Tier 2 | Distribution Circuit |  |  |  | 2379562 | Sus |  | Vegetation¦Treefellintoline¦ConductorOverhead¦Brokenwireonground
24-0030467 | Vegetation | Tree - branch fell on line | Conductor- Overhead | Together | 2024 | Tier 2 | Distribution Circuit |  |  |  | 2379754 | Sus |  | Vegetation¦Treebranchfellonline¦ConductorOverhead¦Together
24-0030479 | Unknown Cause | Patrol - not conducted |  |  | 2024 | Tier 2 | Distribution Circuit |  |  |  | 2379688 | Sus |  | UnknownCause¦Patrolnotconducted¦¦
24-0030492 | Unknown Cause | Patrol - found nothing |  |  | 2024 | Tier 2 | Distribution Circuit |  |  |  | 2379774 | Sus |  | UnknownCause¦Patrolfoundnothing¦¦
24-0030508 | Vegetation | Tree - fell into line | Conductor- Overhead | Normal | 2024 | Tier 2 | Distribution Circuit |  |  |  | 2379839 | Sus |  | Vegetation¦Treefellintoline¦ConductorOverhead¦Normal
24-0030517 | Vegetation | Tree - fell into line | Conductor- Overhead | Together | 2024 | Tier 2 | Distribution Circuit |  |  |  | 2379944 | Sus |  | Vegetation¦Treefellintoline¦ConductorOverhead¦Together
24-0030553 | Vegetation | Tree - branch fell on line | Transformer (OH) | Normal | 2024 | Tier 2 | Distribution Circuit |  |  |  | 2380087 | Sus |  | Vegetation¦Treebranchfellonline¦Transformer(OH)¦Normal
24-0030628 | Vegetation | Tree - fell into line | Conductor- Overhead | Broken- wire on ground | 2024 | Tier 2 | Distribution Circuit |  |  |  | 2380347 | Sus |  | Vegetation¦Treefellintoline¦ConductorOverhead¦Brokenwireonground
24-0030637 | Vegetation | Tree - fell into line | Transformer | Malfunctioning | 2024 | Tier 2 | Transformer only |  |  |  | 2380348 | Sus |  | Vegetation¦Treefellintoline¦Transformer¦Malfunctioning
24-0030656 | Vegetation | Tree - fell into line | Conductor- Overhead | Normal | 2024 | Tier 2 | Distribution Circuit |  |  |  | 2380432 | Sus |  | Vegetation¦Treefellintoline¦ConductorOverhead¦Normal
24-0030673 | Vegetation | Tree - branch fell on line | Conductor- Overhead | Normal | 2024 | Tier 2 | Distribution Circuit |  |  |  | 2380535 | Sus |  | Vegetation¦Treebranchfellonline¦ConductorOverhead¦Normal
24-0030717 | Vegetation | Tree - fell into line | Conductor- Overhead | Broken- wire on ground | 2024 | Tier 2 | Distribution Circuit |  |  |  | 2380669 | Sus |  | Vegetation¦Treefellintoline¦ConductorOverhead¦Brokenwireonground
24-0030748 | Vegetation | Tree - branch fell on line | Conductor- Overhead | Normal | 2024 | Tier 2 | Distribution Circuit |  |  |  | 2380583 | Sus |  | Vegetation¦Treebranchfellonline¦ConductorOverhead¦Normal
24-0030773 | Vegetation | Tree - branch fell on line | Conductor- Overhead | Normal | 2024 | Tier 2 | Distribution Circuit |  |  |  | 2380664 | Sus |  | Vegetation¦Treebranchfellonline¦ConductorOverhead¦Normal
24-0030756 | Vegetation | Tree - fell into line | Pole-Wood | Broken- wire on ground | 2024 | Tier 2 | Distribution Circuit |  |  |  | 2380713 | Sus |  | Vegetation¦Treefellintoline¦PoleWood¦Brokenwireonground
24-0030734 | Equipment Failure/Involved | Overhead | Pole-Wood | Broken- wire on ground | 2024 | Tier 2 | Distribution Circuit |  |  |  | 2380737 | Sus |  | EquipmentFailureInvolved¦Overhead¦PoleWood¦Brokenwireonground
24-0030810 | Unknown Cause | Patrol - found nothing |  |  | 2024 | Tier 2 | Distribution Circuit |  |  |  | 2380817 | Sus |  | UnknownCause¦Patrolfoundnothing¦¦
24-0030802 | Vegetation | Tree - fell into line | Conductor- Overhead | Broken- wire on ground | 2024 | Tier 2 | Distribution Circuit |  |  |  | 2380850 | Sus |  | Vegetation¦Treefellintoline¦ConductorOverhead¦Brokenwireonground
24-0030779 | Vegetation | Tree - branch fell on line | Conductor- Overhead | Broken- wire on ground | 2024 | Tier 2 | Distribution Circuit |  |  |  | 2380863 | Sus |  | Vegetation¦Treebranchfellonline¦ConductorOverhead¦Brokenwireonground
24-0030832 | Vegetation | Tree - fell into line | Conductor- Overhead | Broken- wire on ground | 2024 | Tier 2 | Distribution Circuit |  |  |  | 2380888 | Sus |  | Vegetation¦Treefellintoline¦ConductorOverhead¦Brokenwireonground
24-0030897 | Vegetation | Tree - branch fell on line | Conductor- Overhead | Broken- wire on ground | 2024 | Tier 2 | Distribution Circuit |  |  |  | 2380928 | Sus |  | Vegetation¦Treebranchfellonline¦ConductorOverhead¦Brokenwireonground
24-0030871 | Vegetation | Tree - fell into line | Conductor- Overhead | Broken- wire on ground | 2024 | Tier 2 | Distribution Circuit |  |  |  | 2381433 | Sus |  | Vegetation¦Treefellintoline¦ConductorOverhead¦Brokenwireonground
24-0030899 | Vegetation | Tree - fell into line | Conductor- Overhead | Broken- wire on ground | 2024 | Tier 2 | Distribution Circuit |  |  |  | 2381060 | Sus |  | Vegetation¦Treefellintoline¦ConductorOverhead¦Brokenwireonground
24-0030841 | Vegetation | Tree - branch fell on line | Conductor- Overhead | Contaminated | 2024 | Tier 2 | Distribution Circuit |  |  |  | 2381144 | Sus |  | Vegetation¦Treebranchfellonline¦ConductorOverhead¦Contaminated
24-0030852 | Vegetation | Tree - branch fell on line | Conductor- Overhead | Normal | 2024 | Tier 2 | Distribution Circuit |  |  |  | 2381081 | Sus |  | Vegetation¦Treebranchfellonline¦ConductorOverhead¦Normal
24-0030892 | 3rd Party | Vehicle | Transformer | Normal | 2024 | Tier 3 | Transformer only |  |  |  | 2381442 | Sus |  | 3rdParty¦Vehicle¦Transformer¦Normal
24-0030961 | Vegetation | Tree - branch fell on line | Conductor- Overhead | Broken- wire on ground | 2024 | Tier 2 | Distribution Circuit |  |  |  | 2381744 | Sus |  | Vegetation¦Treebranchfellonline¦ConductorOverhead¦Brokenwireonground
24-0031029 | Equipment Failure/Involved | Overhead | Crossarm- Wood | Broken | 2024 | Tier 2 | Distribution Circuit |  |  |  | 2381752 | Sus |  | EquipmentFailureInvolved¦Overhead¦CrossarmWood¦Broken
24-0031024 | Vegetation | Tree - fell into line | Conductor- Overhead | Broken | 2024 | Tier 2 | Distribution Circuit |  |  |  | 2381798 | Sus |  | Vegetation¦Treefellintoline¦ConductorOverhead¦Broken
24-0031282 | Vegetation | Tree - fell into line | Conductor- Overhead | Normal | 2024 | Tier 2 | Distribution Circuit |  |  |  | 2382468 | Sus |  | Vegetation¦Treefellintoline¦ConductorOverhead¦Normal
24-0031331 | Equipment Failure/Involved | Overhead | Secondary | Arcing | 2024 | Tier 2 | Distribution Circuit |  |  |  | 2382816 | Sus |  | EquipmentFailureInvolved¦Overhead¦Secondary¦Arcing
24-0031493 | Equipment Failure/Involved | Overhead | Transformer | Failed/Faulted | 2024 | Tier 2 | Transformer only |  |  |  | 2382971 | Sus |  | EquipmentFailureInvolved¦Overhead¦Transformer¦FailedFaulted
24-0031644 | Vegetation | Tree - fell into line | Conductor- Overhead | Normal | 2024 | Tier 2 | Distribution Circuit |  |  |  | 2383266 | Sus |  | Vegetation¦Treefellintoline¦ConductorOverhead¦Normal
24-0031841 | Vegetation | Tree - fell into line | Conductor- Overhead | Broken- wire on ground | 2024 | Tier 2 | Distribution Circuit |  |  |  | 2383644 | Sus |  | Vegetation¦Treefellintoline¦ConductorOverhead¦Brokenwireonground
24-0027994 | Wildfire Mitigation | Planned - WSIP/System Hardening |  |  | 2024 | Tier 2 | Distribution Circuit |  |  |  | 2383905 | Sus |  | WildfireMitigation¦PlannedWSIPSystemHardening¦¦
24-0027847 | Wildfire Mitigation | Planned - WSIP/System Hardening |  |  | 2024 | Tier 2 | Distribution Circuit |  |  |  | 2383926 | Sus |  | WildfireMitigation¦PlannedWSIPSystemHardening¦¦
24-0028242 | Wildfire Mitigation | Planned - WSIP/System Hardening |  |  | 2024 | Tier 2 | Transformer only |  |  |  | 2383967 | Sus |  | WildfireMitigation¦PlannedWSIPSystemHardening¦¦
24-0005156 | Company Initiated | Planned- maintenance |  |  | 2024 | Tier 2 | Distribution Circuit |  |  |  | 2383996 | Sus |  | CompanyInitiated¦Plannedmaintenance¦¦
24-0005130 | Company Initiated | Planned- maintenance |  |  | 2024 | Tier 2 | Distribution Circuit |  |  |  | 2384049 | Sus |  | CompanyInitiated¦Plannedmaintenance¦¦
24-0027851 | Wildfire Mitigation | Planned - WSIP/System Hardening |  |  | 2024 | Tier 2 | Distribution Circuit |  |  |  | 2384199 | Sus |  | WildfireMitigation¦PlannedWSIPSystemHardening¦¦
24-0032460 | Vegetation | Tree - fell into line | Service conductor | Normal | 2024 | Tier 2 | Distribution Circuit |  |  |  | 2385041 | Sus |  | Vegetation¦Treefellintoline¦Serviceconductor¦Normal
24-0005162 | Company Initiated | Planned- maintenance |  |  | 2024 | Tier 2 | Distribution Circuit |  |  |  | 2384949 | Sus |  | CompanyInitiated¦Plannedmaintenance¦¦
23-0140315 | Company Initiated | Planned- capital |  |  | 2024 | Tier 2 | Distribution Circuit |  |  |  | 2385080 | Sus |  | CompanyInitiated¦Plannedcapital¦¦
24-0017057 | Wildfire Mitigation | Planned - WSIP/System Hardening |  |  | 2024 | Tier 2 | Distribution Circuit |  |  |  | 2385359 | Sus |  | WildfireMitigation¦PlannedWSIPSystemHardening¦¦
24-0022108 | Company Initiated | Planned- maintenance |  |  | 2024 | Tier 2 | Distribution Circuit |  |  |  | 2385161 | Sus |  | CompanyInitiated¦Plannedmaintenance¦¦
24-0018439 | Company Initiated | Planned- maintenance |  |  | 2024 | Tier 2 | Distribution Circuit |  |  |  | 2385029 | Sus |  | CompanyInitiated¦Plannedmaintenance¦¦
24-0024092 | Company Initiated | Planned- maintenance |  |  | 2024 | Tier 2 | Distribution Circuit |  |  |  | 2385074 | Sus |  | CompanyInitiated¦Plannedmaintenance¦¦
24-0022237 | Wildfire Mitigation | Planned - WSIP/System Hardening |  |  | 2024 | Tier 2 | Transformer only |  |  |  | 2385096 | Sus |  | WildfireMitigation¦PlannedWSIPSystemHardening¦¦
24-0004969 | Company Initiated | Planned- maintenance |  |  | 2024 | Tier 2 | Transformer only |  |  |  | 2385221 | Sus |  | CompanyInitiated¦Plannedmaintenance¦¦
24-0032568 | Vegetation | Tree - fell into line | Conductor- Overhead | Normal | 2024 | Tier 2 | Distribution Circuit |  |  |  | 2385286 | Sus |  | Vegetation¦Treefellintoline¦ConductorOverhead¦Normal
24-0032796 | Vegetation | Tree - branch fell on line | Fuse | Failed/Faulted | 2024 | Tier 3 | Transformer only |  |  |  | 2385560 | Sus |  | Vegetation¦Treebranchfellonline¦Fuse¦FailedFaulted
24-0017906 | Wildfire Mitigation | Planned - WSIP/System Hardening |  |  | 2024 | Tier 2 | Distribution Circuit |  |  |  | 2385868 | Sus |  | WildfireMitigation¦PlannedWSIPSystemHardening¦¦
24-0027814 | Company Initiated | Planned- maintenance |  |  | 2024 | Tier 2 | Transformer only |  |  |  | 2385964 | Sus |  | CompanyInitiated¦Plannedmaintenance¦¦
24-0018689 | Wildfire Mitigation | Planned - WSIP/System Hardening |  |  | 2024 | Tier 2 | Distribution Circuit |  |  |  | 2385942 | Sus |  | WildfireMitigation¦PlannedWSIPSystemHardening¦¦
24-0018676 | Wildfire Mitigation | Planned - WSIP/System Hardening |  |  | 2024 | Tier 2 | Transformer only |  |  |  | 2386006 | Sus |  | WildfireMitigation¦PlannedWSIPSystemHardening¦¦
24-0018682 | Wildfire Mitigation | Planned - WSIP/System Hardening |  |  | 2024 | Tier 2 | Distribution Circuit |  |  |  | 2386013 | Sus |  | WildfireMitigation¦PlannedWSIPSystemHardening¦¦
24-0010038 | Company Initiated | Planned- maintenance |  |  | 2024 | Tier 2 | Distribution Circuit |  |  |  | 2386082 | Sus |  | CompanyInitiated¦Plannedmaintenance¦¦
24-0027823 | Company Initiated | Planned- maintenance |  |  | 2024 | Tier 2 | Transformer only |  |  |  | 2386216 | Sus |  | CompanyInitiated¦Plannedmaintenance¦¦
24-0017038 | Company Initiated | Planned- capital |  |  | 2024 | Tier 2 | Distribution Circuit |  |  |  | 2386706 | Sus |  | CompanyInitiated¦Plannedcapital¦¦
24-0005005 | Company Initiated | Planned- maintenance |  |  | 2024 | Tier 2 | Distribution Circuit |  |  |  | 2386709 | Sus |  | CompanyInitiated¦Plannedmaintenance¦¦
24-0004996 | Company Initiated | Planned- maintenance |  |  | 2024 | Tier 2 | Distribution Circuit |  |  |  | 2386717 | Sus |  | CompanyInitiated¦Plannedmaintenance¦¦
24-0005185 | Company Initiated | Planned- maintenance |  |  | 2024 | Tier 2 | Distribution Circuit |  |  |  | 2386723 | Sus |  | CompanyInitiated¦Plannedmaintenance¦¦
24-0033485 | Unknown Cause | Patrol - found nothing |  |  | 2024 | Tier 2 | Transformer only |  |  |  | 2386786 | Sus |  | UnknownCause¦Patrolfoundnothing¦¦
24-0033583 | Vegetation | Tree - fell into line | Conductor- Overhead | Normal | 2024 | Tier 2 | Distribution Circuit |  |  |  | 2387242 | Sus |  | Vegetation¦Treefellintoline¦ConductorOverhead¦Normal
24-0029061 | Company Initiated | Planned- maintenance |  |  | 2024 | Tier 2 | Distribution Circuit |  |  |  | 2387717 | Sus |  | CompanyInitiated¦Plannedmaintenance¦¦
24-0005274 | Company Initiated | Planned- maintenance |  |  | 2024 | Tier 2 | Distribution Circuit |  |  |  | 2387852 | Sus |  | CompanyInitiated¦Plannedmaintenance¦¦
24-0005257 | Company Initiated | Planned- maintenance |  |  | 2024 | Tier 2 | Distribution Circuit |  |  |  | 2387856 | Sus |  | CompanyInitiated¦Plannedmaintenance¦¦
24-0005269 | Company Initiated | Planned- maintenance |  |  | 2024 | Tier 2 | Distribution Circuit |  |  |  | 2387871 | Sus |  | CompanyInitiated¦Plannedmaintenance¦¦
24-0016736 | Company Initiated | Planned- capital |  |  | 2024 | Tier 2 | Distribution Circuit |  |  |  | 2387910 | Sus |  | CompanyInitiated¦Plannedcapital¦¦
24-0022161 | Wildfire Mitigation | Planned - WSIP/System Hardening |  |  | 2024 | Tier 2 | Distribution Circuit |  |  |  | 2387893 | Sus |  | WildfireMitigation¦PlannedWSIPSystemHardening¦¦
24-0018537 | Company Initiated | Planned- maintenance |  |  | 2024 | Tier 2 | Distribution Circuit |  |  |  | 2388703 | Sus |  | CompanyInitiated¦Plannedmaintenance¦¦
24-0028377 | Company Initiated | Planned- maintenance |  |  | 2024 | Tier 2 | Distribution Circuit |  |  |  | 2388732 | Sus |  | CompanyInitiated¦Plannedmaintenance¦¦
24-0005298 | Company Initiated | Planned- maintenance |  |  | 2024 | Tier 2 | Transformer only |  |  |  | 2388794 | Sus |  | CompanyInitiated¦Plannedmaintenance¦¦
24-0028446 | Wildfire Mitigation | Planned - WSIP/System Hardening |  |  | 2024 | Tier 2 | Transformer only |  |  |  | 2388833 | Sus |  | WildfireMitigation¦PlannedWSIPSystemHardening¦¦
24-0016324 | Company Initiated | Planned- capital |  |  | 2024 | Tier 2 | Distribution Circuit |  |  |  | 2388860 | Sus |  | CompanyInitiated¦Plannedcapital¦¦
24-0029287 | Wildfire Mitigation | Planned - WSIP/System Hardening |  |  | 2024 | Tier 2 | Distribution Circuit |  |  |  | 2388888 | Sus |  | WildfireMitigation¦PlannedWSIPSystemHardening¦¦
24-0031934 | Company Initiated | Planned- maintenance |  |  | 2024 | Tier 2 | Transformer only |  |  |  | 2389164 | Sus |  | CompanyInitiated¦Plannedmaintenance¦¦
24-0034596 | Unknown Cause | Patrol - found nothing |  |  | 2024 | Tier 2 | Distribution Circuit |  |  |  | 2389355 | Sus |  | UnknownCause¦Patrolfoundnothing¦¦
24-0034519 | Vegetation | Tree - branch fell on line | Conductor- Overhead | Broken- wire on ground | 2024 | Tier 2 | Distribution Circuit |  |  |  | 2389246 | Sus |  | Vegetation¦Treebranchfellonline¦ConductorOverhead¦Brokenwireonground
24-0034585 | Vegetation | Tree - branch fell on line | Conductor- Overhead | Normal | 2024 | Tier 2 | Distribution Circuit |  |  |  | 2389283 | Sus |  | Vegetation¦Treebranchfellonline¦ConductorOverhead¦Normal
24-0032167 | Company Initiated | Planned- maintenance |  |  | 2024 | Tier 2 | Distribution Circuit |  |  |  | 2389649 | Sus |  | CompanyInitiated¦Plannedmaintenance¦¦
24-0029397 | Wildfire Mitigation | Planned - WSIP/System Hardening |  |  | 2024 | Tier 2 | Distribution Circuit |  |  |  | 2389688 | Sus |  | WildfireMitigation¦PlannedWSIPSystemHardening¦¦
24-0011725 | Company Initiated | Planned- capital |  |  | 2024 | Tier 2 | Distribution Circuit |  |  |  | 2389773 | Sus |  | CompanyInitiated¦Plannedcapital¦¦
24-0029925 | Wildfire Mitigation | Planned - WSIP/System Hardening |  |  | 2024 | Tier 2 | Transformer only |  |  |  | 2389814 | Sus |  | WildfireMitigation¦PlannedWSIPSystemHardening¦¦
24-0018683 | Company Initiated | Planned- maintenance |  |  | 2024 | Tier 2 | Distribution Circuit |  |  |  | 2389644 | Sus |  | CompanyInitiated¦Plannedmaintenance¦¦
24-0028779 | Company Initiated | Planned- maintenance |  |  | 2024 | Tier 2 | Transformer only |  |  |  | 2389890 | Sus |  | CompanyInitiated¦Plannedmaintenance¦¦
24-0017064 | Company Initiated | Planned- maintenance |  |  | 2024 | Tier 2 | Distribution Circuit |  |  |  | 2389707 | Sus |  | CompanyInitiated¦Plannedmaintenance¦¦
24-0034968 | Equipment Failure/Involved | Overhead | Transformer (OH) | Failed/Faulted | 2024 | Tier 2 | Transformer only |  |  |  | 2390053 | Sus |  | EquipmentFailureInvolved¦Overhead¦Transformer(OH)¦FailedFaulted
24-0032177 | Company Initiated | Planned- maintenance |  |  | 2024 | Tier 2 | Distribution Circuit |  |  |  | 2390551 | Sus |  | CompanyInitiated¦Plannedmaintenance¦¦
24-0035278 | Vegetation | Tree - fell into line | Conductor- Overhead | Broken- wire on ground | 2024 | Tier 2 | Distribution Circuit |  |  |  | 2390664 | Sus |  | Vegetation¦Treefellintoline¦ConductorOverhead¦Brokenwireonground
24-0035307 | Vegetation | Tree - fell into line | Conductor- Overhead | Broken- wire on ground | 2024 | Tier 2 | Distribution Circuit |  |  |  | 2390716 | Sus |  | Vegetation¦Treefellintoline¦ConductorOverhead¦Brokenwireonground
24-0025975 | Company Initiated | Planned- maintenance |  |  | 2024 | Tier 2 | Distribution Circuit |  |  |  | 2390076 | Sus |  | CompanyInitiated¦Plannedmaintenance¦¦
24-0035374 | Vegetation | Tree - fell into line | Conductor- Overhead | Broken- wire on ground | 2024 | Tier 2 | Distribution Circuit |  |  |  | 2390632 | Sus |  | Vegetation¦Treefellintoline¦ConductorOverhead¦Brokenwireonground
24-0034986 | Company Initiated | Planned- capital |  |  | 2024 | Tier 2 | Distribution Circuit |  |  |  | 2391002 | Sus |  | CompanyInitiated¦Plannedcapital¦¦
24-0035440 | Equipment Failure/Involved | Overhead | Transformer | Broken | 2024 | Tier 2 | Transformer only |  |  |  | 2391012 | Sus |  | EquipmentFailureInvolved¦Overhead¦Transformer¦Broken
24-0035488 | Vegetation | Tree - fell into line | Conductor- Overhead | Normal | 2024 | Tier 2 | Distribution Circuit |  |  |  | 2390985 | Sus |  | Vegetation¦Treefellintoline¦ConductorOverhead¦Normal
24-0035515 | Vegetation | Tree - fell into line | Conductor- Overhead | Bent or Twisted | 2024 | Tier 3 | Distribution Circuit |  |  |  | 2391268 | Sus |  | Vegetation¦Treefellintoline¦ConductorOverhead¦BentorTwisted
24-0036122 | Vegetation | Tree - fell into line | Conductor- Overhead | Normal | 2024 | Tier 2 | Distribution Circuit |  |  |  | 2391933 | Sus |  | Vegetation¦Treefellintoline¦ConductorOverhead¦Normal
24-0035998 | Vegetation | Tree - fell into line | Crossarm- Wood | Broken- wire on ground | 2024 | Tier 2 | Distribution Circuit |  |  |  | 2391944 | Sus |  | Vegetation¦Treefellintoline¦CrossarmWood¦Brokenwireonground
24-0036001 | Unknown Cause | Patrol - found nothing |  |  | 2024 | Tier 2 | Distribution Circuit |  |  |  | 2391954 | Sus |  | UnknownCause¦Patrolfoundnothing¦¦
24-0036212 | Unknown Cause | Patrol - not conducted |  |  | 2024 | Tier 2 | Transmission line |  |  |  | 2392409 | Sus |  | UnknownCause¦Patrolnotconducted¦¦
24-0036306 | Vegetation | Tree - fell into line | Conductor- Overhead | Normal | 2024 | Tier 2 | Distribution Circuit |  |  |  | 2392565 | Sus |  | Vegetation¦Treefellintoline¦ConductorOverhead¦Normal
24-0036390 | Unknown Cause | Patrol - found nothing |  |  | 2024 | Tier 3 | Distribution Circuit |  |  |  | 2392723 | Sus |  | UnknownCause¦Patrolfoundnothing¦¦
24-0036650 | Equipment Failure/Involved | Overhead | Conductor- Overhead | Broken- wire on ground | 2024 | Tier 2 | Distribution Circuit |  |  |  | 2394159 | Sus |  | EquipmentFailureInvolved¦Overhead¦ConductorOverhead¦Brokenwireonground
24-0036654 | Vegetation | Tree - fell into line | Conductor- Overhead | Broken- wire on ground | 2024 | Tier 3 | Distribution Circuit |  |  |  | 2394252 | Sus |  | Vegetation¦Treefellintoline¦ConductorOverhead¦Brokenwireonground
24-0036803 | Vegetation | Tree - fell into line | Transformer (OH) | Broken | 2024 | Tier 2 | Distribution Circuit |  |  |  | 2394248 | Sus |  | Vegetation¦Treefellintoline¦Transformer(OH)¦Broken
24-0036707 | Vegetation | Tree - fell into line | Conductor- Overhead | Broken- wire on ground | 2024 | Tier 2 | Distribution Circuit |  |  |  | 2394307 | Sus |  | Vegetation¦Treefellintoline¦ConductorOverhead¦Brokenwireonground
24-0036690 | Equipment Failure/Involved | Electrical Overload | Transformer | Broken- wire on ground | 2024 | Tier 2 | Distribution Circuit |  |  |  | 2394310 | Sus |  | EquipmentFailureInvolved¦ElectricalOverload¦Transformer¦Brokenwireonground
24-0036675 | Vegetation | Tree - fell into line | Conductor- Overhead | Broken- wire on ground | 2024 | Tier 2 | Distribution Circuit |  |  |  | 2394321 | Sus |  | Vegetation¦Treefellintoline¦ConductorOverhead¦Brokenwireonground
24-0036740 | Equipment Failure/Involved | Overhead | Service conductor | Broken | 2024 | Tier 2 | Transformer only |  |  |  | 2394547 | Sus |  | EquipmentFailureInvolved¦Overhead¦Serviceconductor¦Broken
24-0036820 | Vegetation | Tree - fell into line | Conductor- Overhead | Broken- wire on ground | 2024 | Tier 2 | Distribution Circuit |  |  |  | 2394595 | Sus |  | Vegetation¦Treefellintoline¦ConductorOverhead¦Brokenwireonground
24-0036793 | Vegetation | Tree - fell into line | Conductor- Overhead | Broken | 2024 | Tier 3 | Distribution Circuit |  |  |  | 2394641 | Sus |  | Vegetation¦Treefellintoline¦ConductorOverhead¦Broken
24-0035278 | Unknown Cause | Patrol - not conducted |  |  | 2024 | Tier 2 | Distribution Circuit |  |  |  | 2394724 | Sus |  | UnknownCause¦Patrolnotconducted¦¦
24-0036873 | Vegetation | Tree - fell into line | Conductor- Overhead | Normal | 2024 | Tier 2 | Distribution Circuit |  |  |  | 2394828 | Sus |  | Vegetation¦Treefellintoline¦ConductorOverhead¦Normal
24-0036838 | Vegetation | Tree - fell into line | Conductor- Overhead | Normal | 2024 | Tier 3 | Distribution Circuit |  |  |  | 2394845 | Sus |  | Vegetation¦Treefellintoline¦ConductorOverhead¦Normal
24-0037047 | Unknown Cause | Patrol - found nothing |  |  | 2024 | Tier 2 | Distribution Circuit |  |  |  | 2394893 | Sus |  | UnknownCause¦Patrolfoundnothing¦¦
24-0036912 | Vegetation | Tree - fell into line | Conductor- Overhead | Normal | 2024 | Tier 2 | Transformer only |  |  |  | 2394917 | Sus |  | Vegetation¦Treefellintoline¦ConductorOverhead¦Normal
24-0036951 | Unknown Cause | Patrol - found nothing |  |  | 2024 | Tier 2 | Distribution Circuit |  |  |  | 2395040 | Sus |  | UnknownCause¦Patrolfoundnothing¦¦
24-0036955 | Equipment Failure/Involved | Overhead | Transformer | Failed/Faulted | 2024 | Tier 2 | Transformer only |  |  |  | 2394574 | Sus |  | EquipmentFailureInvolved¦Overhead¦Transformer¦FailedFaulted
24-0037032 | Unknown Cause | Patrol - found nothing |  |  | 2024 | Tier 2 | Distribution Circuit |  |  |  | 2395383 | Sus |  | UnknownCause¦Patrolfoundnothing¦¦
24-0037009 | Equipment Failure/Involved | Overhead | Transformer (OH) | Failed/Faulted | 2024 | Tier 2 | Distribution Circuit |  |  |  | 2395377 | Sus |  | EquipmentFailureInvolved¦Overhead¦Transformer(OH)¦FailedFaulted
24-0037022 | Equipment Failure/Involved | Electrical Overload | Crossarm- Wood | Deteriorated | 2024 | Tier 2 | Transformer only |  |  |  | 2395426 | Sus |  | EquipmentFailureInvolved¦ElectricalOverload¦CrossarmWood¦Deteriorated
24-0037034 | Unknown Cause | Patrol - found nothing |  |  | 2024 | Tier 2 | Distribution Circuit |  |  |  | 2395429 | Sus |  | UnknownCause¦Patrolfoundnothing¦¦
24-0037059 | Vegetation | Tree - branch fell on line | Conductor- Overhead | Normal | 2024 | Tier 2 | Distribution Circuit |  |  |  | 2395600 | Sus |  | Vegetation¦Treebranchfellonline¦ConductorOverhead¦Normal
24-0037115 | Vegetation | Tree - fell into line | Pole-Wood | Broken | 2024 | Tier 3 | Distribution Circuit |  |  |  | 2395764 | Sus |  | Vegetation¦Treefellintoline¦PoleWood¦Broken
24-0037105 | Vegetation | Tree - branch fell on line | Conductor- Overhead | Normal | 2024 | Tier 2 | Distribution Circuit |  |  |  | 2395713 | Sus |  | Vegetation¦Treebranchfellonline¦ConductorOverhead¦Normal
24-0037127 | Unknown Cause | Patrol - found nothing |  |  | 2024 | Tier 2 | Distribution Circuit |  |  |  | 2395772 | Sus |  | UnknownCause¦Patrolfoundnothing¦¦
24-0037182 | Vegetation | Tree - fell into line | Conductor- Overhead | Broken- wire on ground | 2024 | Tier 2 | Distribution Circuit |  |  |  | 2395794 | Sus |  | Vegetation¦Treefellintoline¦ConductorOverhead¦Brokenwireonground
24-0037118 | Vegetation | Tree - fell into line | Conductor- Overhead | Broken- wire on ground | 2024 | Tier 2 | Distribution Circuit |  |  |  | 2395771 | Sus |  | Vegetation¦Treefellintoline¦ConductorOverhead¦Brokenwireonground
24-0037128 | Company Initiated | Other Circuits | Conductor- Overhead | Normal | 2024 | Tier 2 | Transmission line |  |  |  | 2395797 | Sus |  | CompanyInitiated¦OtherCircuits¦ConductorOverhead¦Normal
24-0037158 | Vegetation | Tree - fell into line | Conductor- Overhead | Normal | 2024 | Tier 2 | Distribution Circuit |  |  |  | 2395836 | Sus |  | Vegetation¦Treefellintoline¦ConductorOverhead¦Normal
24-0037172 | Vegetation | Tree - fell into line | Conductor- Overhead | Normal | 2024 | Tier 2 | Distribution Circuit |  |  |  | 2395925 | Sus |  | Vegetation¦Treefellintoline¦ConductorOverhead¦Normal
24-0037181 | Equipment Failure/Involved | Substation | Other | Failed/Faulted | 2024 | Tier 2 | Substation - Distribution |  |  |  | 2396031 | Sus |  | EquipmentFailureInvolved¦Substation¦Other¦FailedFaulted
24-0037237 | Unknown Cause | Patrol - found nothing |  |  | 2024 | Tier 2 | Distribution Circuit |  |  |  | 2396126 | Sus |  | UnknownCause¦Patrolfoundnothing¦¦
24-0037403 | Vegetation | Tree - fell into line | Service conductor | Broken- wire on object | 2024 | Tier 2 | Transformer only |  |  |  | 2396403 | Sus |  | Vegetation¦Treefellintoline¦Serviceconductor¦Brokenwireonobject
24-0037449 | Vegetation | Tree - fell into line | Conductor- Overhead | Broken- wire on ground | 2024 | Tier 3 | Distribution Circuit |  |  |  | 2396412 | Sus |  | Vegetation¦Treefellintoline¦ConductorOverhead¦Brokenwireonground
24-0037579 | Unknown Cause | Patrol - found nothing |  |  | 2024 | Tier 2 | Distribution Circuit |  |  |  | 2396658 | Sus |  | UnknownCause¦Patrolfoundnothing¦¦
24-0037508 | Vegetation | Tree - fell into line | Conductor- Overhead | Broken- wire on ground | 2024 | Tier 2 | Distribution Circuit |  |  |  | 2396259 | Sus |  | Vegetation¦Treefellintoline¦ConductorOverhead¦Brokenwireonground
24-0034911 | Vegetation | Tree - fell into line | Conductor- Overhead | Contaminated | 2024 | Tier 3 | Distribution Circuit |  |  |  | 2396887 | Sus |  | Vegetation¦Treefellintoline¦ConductorOverhead¦Contaminated
24-0037648 | Vegetation | Tree - grew into line | Conductor- Overhead | Normal | 2024 | Tier 2 | Distribution Circuit |  |  |  | 2396908 | Sus |  | Vegetation¦Treegrewintoline¦ConductorOverhead¦Normal
24-0037786 | Unknown Cause | Patrol - found nothing |  |  | 2024 | Tier 2 | Distribution Circuit |  |  |  | 2397100 | Sus |  | UnknownCause¦Patrolfoundnothing¦¦
24-0038062 | Unknown Cause | Patrol - found nothing |  |  | 2024 | Tier 2 | Distribution Circuit |  |  |  | 2397446 | Sus |  | UnknownCause¦Patrolfoundnothing¦¦
24-0038265 | Vegetation | Tree - fell into line | Conductor- Overhead | Broken- wire on ground | 2024 | Tier 2 | Distribution Circuit |  |  |  | 2397833 | Sus |  | Vegetation¦Treefellintoline¦ConductorOverhead¦Brokenwireonground
24-0038393 | Vegetation | Tree - fell into line | Conductor- Overhead | Broken- wire on ground | 2024 | Tier 2 | Distribution Circuit |  |  |  | 2397903 | Sus |  | Vegetation¦Treefellintoline¦ConductorOverhead¦Brokenwireonground
24-0038408 | Vegetation | Tree - fell into line | Conductor- Overhead | Broken- wire on ground | 2024 | Tier 2 | Distribution Circuit |  |  |  | 2398011 | Sus |  | Vegetation¦Treefellintoline¦ConductorOverhead¦Brokenwireonground
24-0031166 | Company Initiated | Planned- maintenance |  |  | 2024 | Tier 3 | Distribution Circuit |  |  |  | 2398357 | Sus |  | CompanyInitiated¦Plannedmaintenance¦¦
24-0027858 | Company Initiated | Planned- maintenance |  |  | 2024 | Tier 2 | Transformer only |  |  |  | 2398286 | Sus |  | CompanyInitiated¦Plannedmaintenance¦¦
24-0035278 | Company Initiated | Return Circuit Normal | Conductor- Overhead | Normal | 2024 | Tier 2 | Distribution Circuit |  |  |  | 2398527 | Sus |  | CompanyInitiated¦ReturnCircuitNormal¦ConductorOverhead¦Normal
24-0038967 | Unknown Cause | Patrol - found nothing |  |  | 2024 | Tier 2 | Transformer only |  |  |  | 2398773 | Sus |  | UnknownCause¦Patrolfoundnothing¦¦
24-0031382 | Company Initiated | Planned- maintenance |  |  | 2024 | Tier 2 | Distribution Circuit |  |  |  | 2399023 | Sus |  | CompanyInitiated¦Plannedmaintenance¦¦
24-0028843 | Company Initiated | Planned- maintenance |  |  | 2024 | Tier 2 | Distribution Circuit |  |  |  | 2399014 | Sus |  | CompanyInitiated¦Plannedmaintenance¦¦
24-0018034 | Company Initiated | Planned- capital |  |  | 2024 | Tier 2 | Distribution Circuit |  |  |  | 2399475 | Sus |  | CompanyInitiated¦Plannedcapital¦¦
24-0030764 | Company Initiated | Planned- maintenance |  |  | 2024 | Tier 2 | Distribution Circuit |  |  |  | 2399512 | Sus |  | CompanyInitiated¦Plannedmaintenance¦¦
24-0029322 | Wildfire Mitigation | Planned - WSIP/System Hardening |  |  | 2024 | Tier 2 | Transformer only |  |  |  | 2399203 | Sus |  | WildfireMitigation¦PlannedWSIPSystemHardening¦¦
24-0029312 | Wildfire Mitigation | Planned - WSIP/System Hardening |  |  | 2024 | Tier 2 | Distribution Circuit |  |  |  | 2399216 | Sus |  | WildfireMitigation¦PlannedWSIPSystemHardening¦¦
24-0039344 | Vegetation | Tree - fell into line | Conductor- Overhead | Broken- wire on ground | 2024 | Tier 2 | Distribution Circuit |  |  |  | 2399292 | Sus |  | Vegetation¦Treefellintoline¦ConductorOverhead¦Brokenwireonground
24-0007843 | Company Initiated | Planned- capital |  |  | 2024 | Tier 2 | Distribution Circuit |  |  |  | 2399671 | Sus |  | CompanyInitiated¦Plannedcapital¦¦
24-0039580 | Vegetation | Tree - fell into line | Conductor- Overhead | Broken- wire on ground | 2024 | Tier 2 | Distribution Circuit |  |  |  | 2399711 | Sus |  | Vegetation¦Treefellintoline¦ConductorOverhead¦Brokenwireonground
24-0011522 | Company Initiated | Planned- capital |  |  | 2024 | Tier 2 | Distribution Circuit |  |  |  | 2399890 | Sus |  | CompanyInitiated¦Plannedcapital¦¦
24-0032095 | Company Initiated | Planned- maintenance |  |  | 2024 | Tier 2 | Transformer only |  |  |  | 2399955 | Sus |  | CompanyInitiated¦Plannedmaintenance¦¦
24-0039933 | Equipment Failure/Involved | Overhead | Transformer (OH) | Failed/Faulted | 2024 | Tier 2 | Transformer only |  |  |  | 2400020 | Sus |  | EquipmentFailureInvolved¦Overhead¦Transformer(OH)¦FailedFaulted
24-0032601 | Company Initiated | Planned- maintenance |  |  | 2024 | Tier 2 | Transformer only |  |  |  | 2400289 | Sus |  | CompanyInitiated¦Plannedmaintenance¦¦
24-0040044 | Company Initiated | Return Circuit Normal | Recloser | Normal | 2024 | Tier 2 | Distribution Circuit |  |  |  | 2401079 | Sus |  | CompanyInitiated¦ReturnCircuitNormal¦Recloser¦Normal
24-0031421 | Company Initiated | Planned- maintenance |  |  | 2024 | Tier 2 | Distribution Circuit |  |  |  | 2401400 | Sus |  | CompanyInitiated¦Plannedmaintenance¦¦
24-0028756 | Wildfire Mitigation | Planned - WSIP/System Hardening |  |  | 2024 | Tier 2 | Distribution Circuit |  |  |  | 2401390 | Sus |  | WildfireMitigation¦PlannedWSIPSystemHardening¦¦
24-0040440 | Unknown Cause | Patrol - found nothing |  |  | 2024 | Tier 2 | Distribution Circuit |  |  |  | 2401414 | Sus |  | UnknownCause¦Patrolfoundnothing¦¦
24-0024145 | Wildfire Mitigation | Planned - WSIP/System Hardening |  |  | 2024 | Tier 2 | Distribution Circuit |  |  |  | 2401479 | Sus |  | WildfireMitigation¦PlannedWSIPSystemHardening¦¦
24-0032984 | Company Initiated | Planned- maintenance |  |  | 2024 | Tier 2 | Distribution Circuit |  |  |  | 2401611 | Sus |  | CompanyInitiated¦Plannedmaintenance¦¦
24-0040660 | Vegetation | Tree - grew into line | Conductor- Overhead | Normal | 2024 | Tier 2 | Distribution Circuit |  |  |  | 2401608 | Sus |  | Vegetation¦Treegrewintoline¦ConductorOverhead¦Normal
24-0040399 | Unknown Cause | Patrol - found nothing |  |  | 2024 | Tier 2 | Distribution Circuit |  |  |  | 2401653 | Sus |  | UnknownCause¦Patrolfoundnothing¦¦
24-0034521 | Wildfire Mitigation | Planned - WSIP/System Hardening |  |  | 2024 | Tier 2 | Transformer only |  |  |  | 2401718 | Sus |  | WildfireMitigation¦PlannedWSIPSystemHardening¦¦
24-0040458 | Vegetation | Tree - fell into line | Conductor- Overhead | Normal | 2024 | Tier 2 | Distribution Circuit |  |  |  | 2401374 | Sus |  | Vegetation¦Treefellintoline¦ConductorOverhead¦Normal
24-0031244 | Company Initiated | Planned- capital |  |  | 2024 | Tier 2 | Distribution Circuit |  |  |  | 2402399 | Sus |  | CompanyInitiated¦Plannedcapital¦¦
24-0033964 | Wildfire Mitigation | Planned - WSIP/System Hardening |  |  | 2024 | Tier 2 | Transformer only |  |  |  | 2402409 | Sus |  | WildfireMitigation¦PlannedWSIPSystemHardening¦¦
24-0035657 | Wildfire Mitigation | Planned - WSIP/System Hardening |  |  | 2024 | Tier 2 | Transformer only |  |  |  | 2402777 | Sus |  | WildfireMitigation¦PlannedWSIPSystemHardening¦¦
24-0032807 | Company Initiated | Planned- maintenance |  |  | 2024 | Tier 2 | Distribution Circuit |  |  |  | 2402428 | Sus |  | CompanyInitiated¦Plannedmaintenance¦¦
24-0015113 | Company Initiated | Planned- maintenance |  |  | 2024 | Tier 2 | Distribution Circuit |  |  |  | 2402459 | Sus |  | CompanyInitiated¦Plannedmaintenance¦¦
24-0031991 | Wildfire Mitigation | Planned - WSIP/System Hardening |  |  | 2024 | Tier 3 | Transformer only |  |  |  | 2402495 | Sus |  | WildfireMitigation¦PlannedWSIPSystemHardening¦¦
24-0041061 | Vegetation | Tree - fell into line | Conductor- Overhead | Broken | 2024 | Tier 2 | Distribution Circuit |  |  |  | 2402603 | Sus |  | Vegetation¦Treefellintoline¦ConductorOverhead¦Broken
24-0035663 | Wildfire Mitigation | Planned - WSIP/System Hardening |  |  | 2024 | Tier 2 | Distribution Circuit |  |  |  | 2402700 | Sus |  | WildfireMitigation¦PlannedWSIPSystemHardening¦¦
24-0041221 | Equipment Failure/Involved | Overhead | Transformer (OH) | Failed/Faulted | 2024 | Tier 2 | Transformer only |  |  |  | 2402957 | Sus |  | EquipmentFailureInvolved¦Overhead¦Transformer(OH)¦FailedFaulted
24-0041228 | Equipment Failure/Involved | Overhead | Transformer (OH) | Broken | 2024 | Tier 2 | Distribution Circuit |  |  |  | 2402965 | Sus |  | EquipmentFailureInvolved¦Overhead¦Transformer(OH)¦Broken
24-0032809 | Company Initiated | Planned- maintenance |  |  | 2024 | Tier 2 | Distribution Circuit |  |  |  | 2403275 | Sus |  | CompanyInitiated¦Plannedmaintenance¦¦
24-0041344 | Vegetation | Tree - cutting- PG&E contractor | Conductor- Overhead | Normal | 2024 | Tier 2 | Distribution Circuit |  |  |  | 2403236 | Sus |  | Vegetation¦TreecuttingPG&Econtractor¦ConductorOverhead¦Normal
24-0033965 | Company Initiated | Planned- maintenance |  |  | 2024 | Tier 2 | Transformer only |  |  |  | 2403328 | Sus |  | CompanyInitiated¦Plannedmaintenance¦¦
24-0029358 | Company Initiated | Planned- maintenance |  |  | 2024 | Tier 2 | Distribution Circuit |  |  |  | 2403511 | Sus |  | CompanyInitiated¦Plannedmaintenance¦¦
24-0041671 | Vegetation | Tree - grew into line | Conductor- Overhead | Normal | 2024 | Tier 2 | Distribution Circuit |  |  |  | 2403763 | Sus |  | Vegetation¦Treegrewintoline¦ConductorOverhead¦Normal
24-0041729 | Unknown Cause | Patrol - found nothing |  |  | 2024 | Tier 2 | Distribution Circuit |  |  |  | 2403830 | Sus |  | UnknownCause¦Patrolfoundnothing¦¦
24-0041911 | Vegetation | Tree - fell into line | Conductor- Overhead | Normal | 2024 | Tier 3 | Distribution Circuit |  |  |  | 2404087 | Sus |  | Vegetation¦Treefellintoline¦ConductorOverhead¦Normal
24-0029369 | Company Initiated | Planned- maintenance |  |  | 2024 | Tier 2 | Distribution Circuit |  |  |  | 2404248 | Sus |  | CompanyInitiated¦Plannedmaintenance¦¦
24-0028821 | Wildfire Mitigation | Planned - WSIP/System Hardening |  |  | 2024 | Tier 2 | Distribution Circuit |  |  |  | 2404285 | Sus |  | WildfireMitigation¦PlannedWSIPSystemHardening¦¦
24-0032217 | Company Initiated | Planned- maintenance |  |  | 2024 | Tier 2 | Distribution Circuit |  |  |  | 2404144 | Sus |  | CompanyInitiated¦Plannedmaintenance¦¦
24-0034237 | Company Initiated | Planned- maintenance |  |  | 2024 | Tier 2 | Distribution Circuit |  |  |  | 2404431 | Sus |  | CompanyInitiated¦Plannedmaintenance¦¦
24-0034026 | Wildfire Mitigation | Planned - WSIP/System Hardening |  |  | 2024 | Tier 2 | Distribution Circuit |  |  |  | 2404361 | Sus |  | WildfireMitigation¦PlannedWSIPSystemHardening¦¦
24-0034356 | Wildfire Mitigation | Planned - WSIP/System Hardening |  |  | 2024 | Tier 2 | Distribution Circuit |  |  |  | 2404541 | Sus |  | WildfireMitigation¦PlannedWSIPSystemHardening¦¦
24-0032703 | Company Initiated | Planned- maintenance |  |  | 2024 | Tier 2 | Transformer only |  |  |  | 2404816 | Sus |  | CompanyInitiated¦Plannedmaintenance¦¦
24-0039401 | Company Initiated | Planned- capital |  |  | 2024 | Tier 2 | Distribution Circuit |  |  |  | 2405280 | Sus |  | CompanyInitiated¦Plannedcapital¦¦
24-0042159 | Vegetation | Tree - branch fell on line | Transformer | Normal | 2024 | Tier 2 | Transformer only |  |  |  | 2404689 | Sus |  | Vegetation¦Treebranchfellonline¦Transformer¦Normal
24-0042314 | Equipment Failure/Involved | Overhead | Conductor- Overhead | Deteriorated | 2024 | Tier 2 | Distribution Circuit |  |  |  | 2405326 | Sus |  | EquipmentFailureInvolved¦Overhead¦ConductorOverhead¦Deteriorated
24-0042392 | Equipment Failure/Involved | Overhead | Conductor- Overhead | Arcing | 2024 | Tier 2 | Distribution Circuit |  |  |  | 2405421 | Sus |  | EquipmentFailureInvolved¦Overhead¦ConductorOverhead¦Arcing
24-0042515 | Unknown Cause | Patrol - not conducted |  |  | 2024 | Tier 2 | Distribution Circuit |  |  |  | 2405602 | Sus |  | UnknownCause¦Patrolnotconducted¦¦
24-0042453 | Environmental/External | Flood/Erosion | Other | Normal | 2024 | Tier 2 | Distribution Circuit |  |  |  | 2405646 | Sus |  | EnvironmentalExternal¦FloodErosion¦Other¦Normal
24-0035632 | Wildfire Mitigation | Planned - WSIP/System Hardening |  |  | 2024 | Tier 2 | Distribution Circuit |  |  |  | 2405767 | Sus |  | WildfireMitigation¦PlannedWSIPSystemHardening¦¦
24-0034229 | Company Initiated | Planned- maintenance |  |  | 2024 | Tier 2 | Distribution Circuit |  |  |  | 2405694 | Sus |  | CompanyInitiated¦Plannedmaintenance¦¦
24-0032555 | Company Initiated | Planned- maintenance |  |  | 2024 | Tier 2 | Distribution Circuit |  |  |  | 2405927 | Sus |  | CompanyInitiated¦Plannedmaintenance¦¦
24-0042541 | Equipment Failure/Involved | Overhead | Anchor or Guy | Broken | 2024 | Tier 3 | Distribution Circuit |  |  |  | 2405931 | Sus |  | EquipmentFailureInvolved¦Overhead¦AnchororGuy¦Broken
24-0034222 | Company Initiated | Planned- maintenance |  |  | 2024 | Tier 2 | Distribution Circuit |  |  |  | 2405952 | Sus |  | CompanyInitiated¦Plannedmaintenance¦¦
24-0034222 | Company Initiated | Planned- maintenance |  |  | 2024 | Tier 2 | Distribution Circuit |  |  |  | 2405953 | Sus |  | CompanyInitiated¦Plannedmaintenance¦¦
24-0033713 | Wildfire Mitigation | Planned - WSIP/System Hardening |  |  | 2024 | Tier 2 | Distribution Circuit |  |  |  | 2405890 | Sus |  | WildfireMitigation¦PlannedWSIPSystemHardening¦¦
24-0029454 | Company Initiated | Planned- maintenance |  |  | 2024 | Tier 2 | Distribution Circuit |  |  |  | 2406032 | Sus |  | CompanyInitiated¦Plannedmaintenance¦¦
24-0043038 | Equipment Failure/Involved | Overhead | Transformer (OH) | Failed/Faulted | 2024 | Tier 2 | Distribution Circuit |  |  |  | 2406922 | Sus |  | EquipmentFailureInvolved¦Overhead¦Transformer(OH)¦FailedFaulted
24-0043072 | Equipment Failure/Involved | Overhead | Transformer (OH) | Failed/Faulted | 2024 | Tier 2 | Transformer only |  |  |  | 2407040 | Sus |  | EquipmentFailureInvolved¦Overhead¦Transformer(OH)¦FailedFaulted
24-0031318 | Company Initiated | Planned- capital |  |  | 2024 | Tier 2 | Distribution Circuit |  |  |  | 2407068 | Sus |  | CompanyInitiated¦Plannedcapital¦¦
24-0022293 | Company Initiated | Planned- maintenance |  |  | 2024 | Tier 2 | Distribution Circuit |  |  |  | 2407107 | Sus |  | CompanyInitiated¦Plannedmaintenance¦¦
24-0035268 | Company Initiated | Planned- maintenance |  |  | 2024 | Tier 2 | Distribution Circuit |  |  |  | 2407655 | Sus |  | CompanyInitiated¦Plannedmaintenance¦¦
24-0011077 | Company Initiated | Planned- capital |  |  | 2024 | Tier 3 | Distribution Circuit |  |  |  | 2408083 | Sus |  | CompanyInitiated¦Plannedcapital¦¦
24-0036973 | Wildfire Mitigation | Planned - WSIP/System Hardening |  |  | 2024 | Tier 2 | Distribution Circuit |  |  |  | 2408044 | Sus |  | WildfireMitigation¦PlannedWSIPSystemHardening¦¦
24-0038228 | Company Initiated | Planned- maintenance |  |  | 2024 | Tier 2 | Distribution Circuit |  |  |  | 2408005 | Sus |  | CompanyInitiated¦Plannedmaintenance¦¦
24-0035928 | Company Initiated | Planned- maintenance |  |  | 2024 | Tier 2 | Distribution Circuit |  |  |  | 2408060 | Sus |  | CompanyInitiated¦Plannedmaintenance¦¦
24-0035377 | Company Initiated | Planned- maintenance |  |  | 2024 | Tier 2 | Distribution Circuit |  |  |  | 2408086 | Sus |  | CompanyInitiated¦Plannedmaintenance¦¦
24-0042928 | Company Initiated | Planned- maintenance |  |  | 2024 | Tier 2 | Transformer only |  |  |  | 2408129 | Sus |  | CompanyInitiated¦Plannedmaintenance¦¦
24-0001292 | Company Initiated | Planned- capital |  |  | 2024 | Tier 2 | Distribution Circuit |  |  |  | 2408203 | Sus |  | CompanyInitiated¦Plannedcapital¦¦
24-0019174 | Equipment Failure/Involved | Underground | Conductor- Underground | Broken | 2024 | Tier 2 | Distribution Circuit |  |  |  | 2408351 | Sus |  | EquipmentFailureInvolved¦Underground¦ConductorUnderground¦Broken
24-0043846 | Vegetation | Tree - fell into line | Pole-Wood | On Ground | 2024 | Tier 2 | Distribution Circuit |  |  |  | 2408888 | Sus |  | Vegetation¦Treefellintoline¦PoleWood¦OnGround
24-0038575 | Wildfire Mitigation | Planned - WSIP/System Hardening |  |  | 2024 | Tier 2 | Distribution Circuit |  |  |  | 2408985 | Sus |  | WildfireMitigation¦PlannedWSIPSystemHardening¦¦
24-0037247 | Company Initiated | Planned- maintenance |  |  | 2024 | Tier 2 | Transformer only |  |  |  | 2409061 | Sus |  | CompanyInitiated¦Plannedmaintenance¦¦
24-0017193 | Company Initiated | Planned- capital |  |  | 2024 | Tier 2 | Distribution Circuit |  |  |  | 2409038 | Sus |  | CompanyInitiated¦Plannedcapital¦¦
24-0037992 | Wildfire Mitigation | Planned - WSIP/System Hardening |  |  | 2024 | Tier 2 | Distribution Circuit |  |  |  | 2409116 | Sus |  | WildfireMitigation¦PlannedWSIPSystemHardening¦¦
24-0037610 | Company Initiated | Planned- maintenance |  |  | 2024 | Tier 2 | Transformer only |  |  |  | 2409128 | Sus |  | CompanyInitiated¦Plannedmaintenance¦¦
24-0036988 | Company Initiated | Planned- maintenance |  |  | 2024 | Tier 2 | Distribution Circuit |  |  |  | 2409186 | Sus |  | CompanyInitiated¦Plannedmaintenance¦¦
24-0037220 | Company Initiated | Planned- maintenance |  |  | 2024 | Tier 2 | Transformer only |  |  |  | 2409178 | Sus |  | CompanyInitiated¦Plannedmaintenance¦¦
24-0023013 | Company Initiated | Planned- maintenance |  |  | 2024 | Tier 2 | Distribution Circuit |  |  |  | 2409198 | Sus |  | CompanyInitiated¦Plannedmaintenance¦¦
24-0039364 | Wildfire Mitigation | Planned - WSIP/System Hardening |  |  | 2024 | Tier 2 | Transformer only |  |  |  | 2409236 | Sus |  | WildfireMitigation¦PlannedWSIPSystemHardening¦¦
24-0037935 | Company Initiated | Planned- maintenance |  |  | 2024 | Tier 2 | Transformer only |  |  |  | 2409543 | Sus |  | CompanyInitiated¦Plannedmaintenance¦¦
24-0044403 | Equipment Failure/Involved | Overhead | Transformer | Arcing | 2024 | Tier 2 | Transformer only |  |  |  | 2409775 | Sus |  | EquipmentFailureInvolved¦Overhead¦Transformer¦Arcing
24-0044522 | Unknown Cause | Patrol - found nothing |  |  | 2024 | Tier 2 | Distribution Circuit |  |  |  | 2409866 | Sus |  | UnknownCause¦Patrolfoundnothing¦¦
24-0044469 | Equipment Failure/Involved | Overhead | Transformer | Failed/Faulted | 2024 | Tier 2 | Transformer only |  |  |  | 2409870 | Sus |  | EquipmentFailureInvolved¦Overhead¦Transformer¦FailedFaulted
24-0044486 | Unknown Cause | Patrol - not conducted |  |  | 2024 | Tier 2 | Distribution Circuit |  |  |  | 2409874 | Sus |  | UnknownCause¦Patrolnotconducted¦¦
24-0037984 | Wildfire Mitigation | Planned - WSIP/System Hardening |  |  | 2024 | Tier 2 | Distribution Circuit |  |  |  | 2409904 | Sus |  | WildfireMitigation¦PlannedWSIPSystemHardening¦¦
24-0011155 | Company Initiated | Planned- capital |  |  | 2024 | Tier 3 | Distribution Circuit |  |  |  | 2409900 | Sus |  | CompanyInitiated¦Plannedcapital¦¦
24-0037764 | Company Initiated | Planned- maintenance |  |  | 2024 | Tier 2 | Distribution Circuit |  |  |  | 2409868 | Sus |  | CompanyInitiated¦Plannedmaintenance¦¦
24-0035941 | Company Initiated | Planned- maintenance |  |  | 2024 | Tier 2 | Distribution Circuit |  |  |  | 2409890 | Sus |  | CompanyInitiated¦Plannedmaintenance¦¦
24-0035966 | Company Initiated | Planned- maintenance |  |  | 2024 | Tier 2 | Distribution Circuit |  |  |  | 2410115 | Sus |  | CompanyInitiated¦Plannedmaintenance¦¦
23-0128430 | Company Initiated | Planned- capital |  |  | 2024 | Tier 2 | Distribution Circuit |  |  |  | 2410185 | Sus |  | CompanyInitiated¦Plannedcapital¦¦
24-0038557 | Company Initiated | Planned- maintenance |  |  | 2024 | Tier 2 | Distribution Circuit |  |  |  | 2410109 | Sus |  | CompanyInitiated¦Plannedmaintenance¦¦
24-0044819 | Unknown Cause | Patrol - found nothing |  |  | 2024 | Tier 2 | Distribution Circuit |  |  |  | 2410094 | Sus |  | UnknownCause¦Patrolfoundnothing¦¦
24-0039369 | Wildfire Mitigation | Planned - WSIP/System Hardening |  |  | 2024 | Tier 2 | Distribution Circuit |  |  |  | 2410126 | Sus |  | WildfireMitigation¦PlannedWSIPSystemHardening¦¦
24-0033773 | Wildfire Mitigation | Planned - WSIP/System Hardening |  |  | 2024 | Tier 2 | Distribution Circuit |  |  |  | 2410194 | Sus |  | WildfireMitigation¦PlannedWSIPSystemHardening¦¦
24-0033775 | Wildfire Mitigation | Planned - WSIP/System Hardening |  |  | 2024 | Tier 2 | Distribution Circuit |  |  |  | 2410311 | Sus |  | WildfireMitigation¦PlannedWSIPSystemHardening¦¦
24-0044753 | Vegetation | Tree - grew into line | Conductor- Overhead | Normal | 2024 | Tier 2 | Distribution Circuit |  |  |  | 2410450 | Sus |  | Vegetation¦Treegrewintoline¦ConductorOverhead¦Normal
24-0044886 | Unknown Cause | Patrol - found nothing |  |  | 2024 | Tier 2 | Distribution Circuit |  |  |  | 2410558 | Sus |  | UnknownCause¦Patrolfoundnothing¦¦
24-0023060 | Company Initiated | Planned- maintenance |  |  | 2024 | Tier 2 | Distribution Circuit |  |  |  | 2411028 | Sus |  | CompanyInitiated¦Plannedmaintenance¦¦
24-0034392 | Wildfire Mitigation | Planned - WSIP/System Hardening |  |  | 2024 | Tier 2 | Distribution Circuit |  |  |  | 2411060 | Sus |  | WildfireMitigation¦PlannedWSIPSystemHardening¦¦
24-0045224 | 3rd Party | Tree - cutting- 3rd party | Pole-Wood | Broken- wire on ground | 2024 | Tier 2 | Distribution Circuit |  |  |  | 2411232 | Sus |  | 3rdParty¦Treecutting3rdparty¦PoleWood¦Brokenwireonground
24-0045523 | Unknown Cause | Patrol - found nothing |  |  | 2024 | Tier 3 | Distribution Circuit |  |  |  | 2411589 | Sus |  | UnknownCause¦Patrolfoundnothing¦¦
24-0045945 | Unknown Cause | Patrol - found nothing |  |  | 2024 | Tier 2 | Distribution Circuit |  |  |  | 2412617 | Sus |  | UnknownCause¦Patrolfoundnothing¦¦
24-0040287 | Company Initiated | Planned- maintenance |  |  | 2024 | Tier 2 | Distribution Circuit |  |  |  | 2412654 | Sus |  | CompanyInitiated¦Plannedmaintenance¦¦
24-0033883 | Company Initiated | Planned- capital |  |  | 2024 | Tier 2 | Distribution Circuit |  |  |  | 2412673 | Sus |  | CompanyInitiated¦Plannedcapital¦¦
24-0046089 | Vegetation | Tree - fell into line | Conductor- Overhead | Normal | 2024 | Tier 2 | Distribution Circuit |  |  |  | 2413039 | Sus |  | Vegetation¦Treefellintoline¦ConductorOverhead¦Normal
24-0046099 | Unknown Cause | Patrol - not conducted |  |  | 2024 | Tier 2 | Transmission line |  |  |  | 2413102 | Sus |  | UnknownCause¦Patrolnotconducted¦¦
24-0046082 | 3rd Party | Vehicle | Pole-Wood | Broken | 2024 | Tier 2 | Distribution Circuit |  |  |  | 2413135 | Sus |  | 3rdParty¦Vehicle¦PoleWood¦Broken
24-0046130 | Vegetation | Tree - fell into line | Conductor- Overhead | Bent or Twisted | 2024 | Tier 2 | Distribution Circuit |  |  |  | 2413175 | Sus |  | Vegetation¦Treefellintoline¦ConductorOverhead¦BentorTwisted
24-0038266 | Company Initiated | Planned- maintenance |  |  | 2024 | Tier 2 | Distribution Circuit |  |  |  | 2413761 | Sus |  | CompanyInitiated¦Plannedmaintenance¦¦
24-0034723 | Company Initiated | Planned- maintenance |  |  | 2024 | Tier 2 | Distribution Circuit |  |  |  | 2413948 | Sus |  | CompanyInitiated¦Plannedmaintenance¦¦
24-0040571 | Company Initiated | Planned- maintenance |  |  | 2024 | Tier 3 | Transformer only |  |  |  | 2413993 | Sus |  | CompanyInitiated¦Plannedmaintenance¦¦
24-0046411 | Vegetation | Tree - fell into line | Conductor- Overhead | Broken- wire on ground | 2024 | Tier 2 | Distribution Circuit |  |  |  | 2414061 | Sus |  | Vegetation¦Treefellintoline¦ConductorOverhead¦Brokenwireonground
24-0008927 | Company Initiated | Planned- capital |  |  | 2024 | Tier 2 | Distribution Circuit |  |  |  | 2414080 | Sus |  | CompanyInitiated¦Plannedcapital¦¦
24-0040670 | Wildfire Mitigation | Planned - WSIP/System Hardening |  |  | 2024 | Tier 2 | Transformer only |  |  |  | 2415051 | Sus |  | WildfireMitigation¦PlannedWSIPSystemHardening¦¦
24-0040671 | Wildfire Mitigation | Planned - WSIP/System Hardening |  |  | 2024 | Tier 2 | Transformer only |  |  |  | 2415053 | Sus |  | WildfireMitigation¦PlannedWSIPSystemHardening¦¦
24-0034351 | Wildfire Mitigation | Planned - WSIP/System Hardening |  |  | 2024 | Tier 2 | Distribution Circuit |  |  |  | 2415071 | Sus |  | WildfireMitigation¦PlannedWSIPSystemHardening¦¦
24-0024212 | Company Initiated | Planned- maintenance |  |  | 2024 | Tier 2 | Distribution Circuit |  |  |  | 2415105 | Sus |  | CompanyInitiated¦Plannedmaintenance¦¦
24-0034299 | Company Initiated | Planned- maintenance |  |  | 2024 | Tier 2 | Transformer only |  |  |  | 2415119 | Sus |  | CompanyInitiated¦Plannedmaintenance¦¦
24-0046808 | Equipment Failure/Involved | Overhead | Pole-Wood | Broken | 2024 | Tier 2 | Distribution Circuit |  |  |  | 2415354 | Sus |  | EquipmentFailureInvolved¦Overhead¦PoleWood¦Broken
24-0047056 | Equipment Failure/Involved | Underground | Service conductor | Broken | 2024 | Tier 2 | Transformer only |  |  |  | 2415743 | Sus |  | EquipmentFailureInvolved¦Underground¦Serviceconductor¦Broken
24-0047161 | Vegetation | Tree - branch fell on line | Conductor- Overhead | Normal | 2024 | Tier 2 | Transformer only |  |  |  | 2415967 | Sus |  | Vegetation¦Treebranchfellonline¦ConductorOverhead¦Normal
24-0047209 | Unknown Cause | Patrol - found nothing |  |  | 2024 | Tier 2 | Distribution Circuit |  |  |  | 2416009 | Sus |  | UnknownCause¦Patrolfoundnothing¦¦
24-0047263 | Vegetation | Tree - fell into line | Conductor- Overhead | Broken- wire on ground | 2024 | Tier 2 | Distribution Circuit |  |  |  | 2416209 | Sus |  | Vegetation¦Treefellintoline¦ConductorOverhead¦Brokenwireonground
24-0047317 | Vegetation | Tree - grew into line | Conductor- Overhead | Normal | 2024 | Tier 2 | Distribution Circuit |  |  |  | 2416338 | Sus |  | Vegetation¦Treegrewintoline¦ConductorOverhead¦Normal
24-0047702 | Vegetation | Tree - fell into line | Conductor- Overhead | Normal | 2024 | Tier 2 | Distribution Circuit |  |  |  | 2416885 | Sus |  | Vegetation¦Treefellintoline¦ConductorOverhead¦Normal
24-0047744 | Environmental/External | Lightning | Transformer | Failed/Faulted | 2024 | Tier 2 | Transformer only |  |  |  | 2416912 | Sus |  | EnvironmentalExternal¦Lightning¦Transformer¦FailedFaulted
24-0047755 | Vegetation | Tree - fell into line | Conductor- Overhead | Broken- wire on ground | 2024 | Tier 2 | Distribution Circuit |  |  |  | 2416948 | Sus |  | Vegetation¦Treefellintoline¦ConductorOverhead¦Brokenwireonground
24-0041436 | Wildfire Mitigation | Planned - WSIP/System Hardening |  |  | 2024 | Tier 2 | Distribution Circuit |  |  |  | 2417111 | Sus |  | WildfireMitigation¦PlannedWSIPSystemHardening¦¦
24-0038085 | Company Initiated | Planned- maintenance |  |  | 2024 | Tier 2 | Distribution Circuit |  |  |  | 2417078 | Sus |  | CompanyInitiated¦Plannedmaintenance¦¦
24-0042828 | Company Initiated | Planned- maintenance |  |  | 2024 | Tier 2 | Distribution Circuit |  |  |  | 2417280 | Sus |  | CompanyInitiated¦Plannedmaintenance¦¦
24-0042178 | Company Initiated | Planned- maintenance |  |  | 2024 | Tier 2 | Transformer only |  |  |  | 2417196 | Sus |  | CompanyInitiated¦Plannedmaintenance¦¦
24-0040567 | Company Initiated | Planned- capital |  |  | 2024 | Tier 2 | Distribution Circuit |  |  |  | 2417261 | Sus |  | CompanyInitiated¦Plannedcapital¦¦
24-0045712 | Company Initiated | Planned- maintenance |  |  | 2024 | Tier 2 | Distribution Circuit |  |  |  | 2417402 | Sus |  | CompanyInitiated¦Plannedmaintenance¦¦
24-0048010 | Vegetation | Tree - fell into line | Conductor- Overhead | Normal | 2024 | Tier 2 | Distribution Circuit |  |  |  | 2417388 | Sus |  | Vegetation¦Treefellintoline¦ConductorOverhead¦Normal
24-0048155 | Equipment Failure/Involved | Overhead | Conductor- Overhead | Deteriorated | 2024 | Tier 2 | Distribution Circuit |  |  |  | 2417605 | Sus |  | EquipmentFailureInvolved¦Overhead¦ConductorOverhead¦Deteriorated
24-0040282 | Wildfire Mitigation | Planned - WSIP/System Hardening |  |  | 2024 | Tier 2 | Distribution Circuit |  |  |  | 2417801 | Sus |  | WildfireMitigation¦PlannedWSIPSystemHardening¦¦
24-0038115 | Wildfire Mitigation | Planned - WSIP/System Hardening |  |  | 2024 | Tier 2 | Distribution Circuit |  |  |  | 2417860 | Sus |  | WildfireMitigation¦PlannedWSIPSystemHardening¦¦
23-0076866 | Company Initiated | Planned- capital |  |  | 2024 | Tier 2 | Distribution Circuit |  |  |  | 2417905 | Sus |  | CompanyInitiated¦Plannedcapital¦¦
24-0042233 | Company Initiated | Planned- maintenance |  |  | 2024 | Tier 2 | Distribution Circuit |  |  |  | 2417900 | Sus |  | CompanyInitiated¦Plannedmaintenance¦¦
24-0042232 | Company Initiated | Planned- maintenance |  |  | 2024 | Tier 2 | Transformer only |  |  |  | 2418068 | Sus |  | CompanyInitiated¦Plannedmaintenance¦¦
24-0037361 | Company Initiated | Planned- maintenance |  |  | 2024 | Tier 2 | Distribution Circuit |  |  |  | 2417933 | Sus |  | CompanyInitiated¦Plannedmaintenance¦¦
24-0048539 | Vegetation | Tree - branch fell on line | Conductor- Overhead | Normal | 2024 | Tier 2 | Distribution Circuit |  |  |  | 2418323 | Sus |  | Vegetation¦Treebranchfellonline¦ConductorOverhead¦Normal
24-0048591 | Vegetation | Tree - branch fell on line | Service conductor | Normal | 2024 | Tier 2 | Transformer only |  |  |  | 2418524 | Sus |  | Vegetation¦Treebranchfellonline¦Serviceconductor¦Normal
24-0048591 | Vegetation | Tree - branch fell on line | Service conductor | Normal | 2024 | Tier 2 | Transformer only |  |  |  | 2418524 | Sus |  | Vegetation¦Treebranchfellonline¦Serviceconductor¦Normal
24-0038217 | Company Initiated | Planned- maintenance |  |  | 2024 | Tier 2 | Distribution Circuit |  |  |  | 2418881 | Sus |  | CompanyInitiated¦Plannedmaintenance¦¦
24-0038190 | Wildfire Mitigation | Planned - WSIP/System Hardening |  |  | 2024 | Tier 2 | Distribution Circuit |  |  |  | 2418818 | Sus |  | WildfireMitigation¦PlannedWSIPSystemHardening¦¦
24-0038277 | Company Initiated | Planned- maintenance |  |  | 2024 | Tier 2 | Distribution Circuit |  |  |  | 2418882 | Sus |  | CompanyInitiated¦Plannedmaintenance¦¦
24-0040767 | Company Initiated | Planned- maintenance |  |  | 2024 | Tier 2 | Distribution Circuit |  |  |  | 2418883 | Sus |  | CompanyInitiated¦Plannedmaintenance¦¦
24-0038141 | Wildfire Mitigation | Planned - WSIP/System Hardening |  |  | 2024 | Tier 2 | Transformer only |  |  |  | 2419062 | Sus |  | WildfireMitigation¦PlannedWSIPSystemHardening¦¦
24-0041359 | Wildfire Mitigation | Planned - WSIP/System Hardening |  |  | 2024 | Tier 2 | Distribution Circuit |  |  |  | 2419464 | Sus |  | WildfireMitigation¦PlannedWSIPSystemHardening¦¦
24-0044213 | Company Initiated | Planned- maintenance |  |  | 2024 | Tier 2 | Distribution Circuit |  |  |  | 2419847 | Sus |  | CompanyInitiated¦Plannedmaintenance¦¦
24-0041515 | Wildfire Mitigation | Planned - WSIP/System Hardening |  |  | 2024 | Tier 2 | Transformer only |  |  |  | 2419877 | Sus |  | WildfireMitigation¦PlannedWSIPSystemHardening¦¦
24-0043873 | Company Initiated | Planned- maintenance |  |  | 2024 | Tier 2 | Transformer only |  |  |  | 2419885 | Sus |  | CompanyInitiated¦Plannedmaintenance¦¦
24-0036938 | Company Initiated | Planned- maintenance |  |  | 2024 | Tier 2 | Distribution Circuit |  |  |  | 2419891 | Sus |  | CompanyInitiated¦Plannedmaintenance¦¦
24-0042009 | Wildfire Mitigation | Planned - WSIP/System Hardening |  |  | 2024 | Tier 2 | Distribution Circuit |  |  |  | 2419910 | Sus |  | WildfireMitigation¦PlannedWSIPSystemHardening¦¦
24-0043374 | Company Initiated | Planned- maintenance |  |  | 2024 | Tier 2 | Distribution Circuit |  |  |  | 2419879 | Sus |  | CompanyInitiated¦Plannedmaintenance¦¦
24-0044501 | Wildfire Mitigation | Planned - WSIP/System Hardening |  |  | 2024 | Tier 2 | Distribution Circuit |  |  |  | 2419934 | Sus |  | WildfireMitigation¦PlannedWSIPSystemHardening¦¦
24-0006375 | Company Initiated | Planned- capital |  |  | 2024 | Tier 2 | Distribution Circuit |  |  |  | 2420037 | Sus |  | CompanyInitiated¦Plannedcapital¦¦
24-0049325 | Vegetation | Tree - grew into line | Conductor- Overhead | Normal | 2024 | Tier 2 | Distribution Circuit |  |  |  | 2420387 | Sus |  | Vegetation¦Treegrewintoline¦ConductorOverhead¦Normal
24-0044544 | Company Initiated | Planned- maintenance |  |  | 2024 | Tier 2 | Distribution Circuit |  |  |  | 2420655 | Sus |  | CompanyInitiated¦Plannedmaintenance¦¦
24-0041469 | Company Initiated | Planned- maintenance |  |  | 2024 | Tier 2 | Distribution Circuit |  |  |  | 2420686 | Sus |  | CompanyInitiated¦Plannedmaintenance¦¦
24-0043890 | Company Initiated | Planned- maintenance |  |  | 2024 | Tier 2 | Transformer only |  |  |  | 2420712 | Sus |  | CompanyInitiated¦Plannedmaintenance¦¦
24-0043424 | Company Initiated | Planned- maintenance |  |  | 2024 | Tier 2 | Distribution Circuit |  |  |  | 2420769 | Sus |  | CompanyInitiated¦Plannedmaintenance¦¦
24-0038318 | Company Initiated | Planned- maintenance |  |  | 2024 | Tier 2 | Distribution Circuit |  |  |  | 2420807 | Sus |  | CompanyInitiated¦Plannedmaintenance¦¦
24-0042197 | Company Initiated | Planned- maintenance |  |  | 2024 | Tier 2 | Transformer only |  |  |  | 2420853 | Sus |  | CompanyInitiated¦Plannedmaintenance¦¦
24-0045133 | Company Initiated | Planned- maintenance |  |  | 2024 | Tier 2 | Distribution Circuit |  |  |  | 2420901 | Sus |  | CompanyInitiated¦Plannedmaintenance¦¦
24-0040765 | Company Initiated | Planned- maintenance |  |  | 2024 | Tier 2 | Distribution Circuit |  |  |  | 2420978 | Sus |  | CompanyInitiated¦Plannedmaintenance¦¦
24-0044557 | Company Initiated | Planned- maintenance |  |  | 2024 | Tier 2 | Distribution Circuit |  |  |  | 2420928 | Sus |  | CompanyInitiated¦Plannedmaintenance¦¦
24-0049920 | Unknown Cause | Patrol - found nothing |  |  | 2024 | Tier 2 | Distribution Circuit |  |  |  | 2421210 | Sus |  | UnknownCause¦Patrolfoundnothing¦¦
24-0049953 | Unknown Cause | Patrol - found nothing |  |  | 2024 | Tier 2 | Distribution Circuit |  |  |  | 2421302 | Sus |  | UnknownCause¦Patrolfoundnothing¦¦
24-0044584 | Company Initiated | Planned- maintenance |  |  | 2024 | Tier 2 | Distribution Circuit |  |  |  | 2421486 | Sus |  | CompanyInitiated¦Plannedmaintenance¦¦
24-0050042 | Equipment Failure/Involved | Overhead | Transformer (OH) | Broken | 2024 | Tier 2 | Transformer only |  |  |  | 2421539 | Sus |  | EquipmentFailureInvolved¦Overhead¦Transformer(OH)¦Broken
24-0042202 | Wildfire Mitigation | Planned - WSIP/System Hardening |  |  | 2024 | Tier 2 | Distribution Circuit |  |  |  | 2421507 | Sus |  | WildfireMitigation¦PlannedWSIPSystemHardening¦¦
24-0043887 | Wildfire Mitigation | Planned - WSIP/System Hardening |  |  | 2024 | Tier 2 | Distribution Circuit |  |  |  | 2421497 | Sus |  | WildfireMitigation¦PlannedWSIPSystemHardening¦¦
24-0045212 | Wildfire Mitigation | Planned - WSIP/System Hardening |  |  | 2024 | Tier 2 | Distribution Circuit |  |  |  | 2421478 | Sus |  | WildfireMitigation¦PlannedWSIPSystemHardening¦¦
24-0045215 | Wildfire Mitigation | Planned - WSIP/System Hardening |  |  | 2024 | Tier 2 | Transformer only |  |  |  | 2421564 | Sus |  | WildfireMitigation¦PlannedWSIPSystemHardening¦¦
24-0040757 | Company Initiated | Planned- maintenance |  |  | 2024 | Tier 2 | Distribution Circuit |  |  |  | 2421566 | Sus |  | CompanyInitiated¦Plannedmaintenance¦¦
24-0045174 | Wildfire Mitigation | Planned - WSIP/System Hardening |  |  | 2024 | Tier 2 | Distribution Circuit |  |  |  | 2421567 | Sus |  | WildfireMitigation¦PlannedWSIPSystemHardening¦¦
24-0045428 | Wildfire Mitigation | Planned - WSIP/System Hardening |  |  | 2024 | Tier 2 | Distribution Circuit |  |  |  | 2421718 | Sus |  | WildfireMitigation¦PlannedWSIPSystemHardening¦¦
24-0039622 | Company Initiated | Planned- maintenance |  |  | 2024 | Tier 2 | Distribution Circuit |  |  |  | 2421561 | Sus |  | CompanyInitiated¦Plannedmaintenance¦¦
24-0043875 | Wildfire Mitigation | Planned - WSIP/System Hardening |  |  | 2024 | Tier 2 | Transformer only |  |  |  | 2421592 | Sus |  | WildfireMitigation¦PlannedWSIPSystemHardening¦¦
24-0043466 | Company Initiated | Planned- maintenance |  |  | 2024 | Tier 2 | Distribution Circuit |  |  |  | 2421638 | Sus |  | CompanyInitiated¦Plannedmaintenance¦¦
24-0044094 | Company Initiated | Planned- maintenance |  |  | 2024 | Tier 2 | Transformer only |  |  |  | 2421669 | Sus |  | CompanyInitiated¦Plannedmaintenance¦¦
24-0044549 | Wildfire Mitigation | Planned - WSIP/System Hardening |  |  | 2024 | Tier 2 | Distribution Circuit |  |  |  | 2421682 | Sus |  | WildfireMitigation¦PlannedWSIPSystemHardening¦¦
24-0044535 | Company Initiated | Planned- capital |  |  | 2024 | Tier 2 | Distribution Circuit |  |  |  | 2421677 | Sus |  | CompanyInitiated¦Plannedcapital¦¦
24-0050138 | Unknown Cause | Patrol - found nothing |  |  | 2024 | Tier 3 | Distribution Circuit |  |  |  | 2421730 | Sus |  | UnknownCause¦Patrolfoundnothing¦¦
24-0045207 | Wildfire Mitigation | Planned - WSIP/System Hardening |  |  | 2024 | Tier 2 | Distribution Circuit |  |  |  | 2421725 | Sus |  | WildfireMitigation¦PlannedWSIPSystemHardening¦¦
24-0044597 | Wildfire Mitigation | Planned - WSIP/System Hardening |  |  | 2024 | Tier 2 | Distribution Circuit |  |  |  | 2421767 | Sus |  | WildfireMitigation¦PlannedWSIPSystemHardening¦¦
24-0050421 | Vegetation | Tree - fell into line | Conductor- Overhead | Broken- wire on ground | 2024 | Tier 2 | Distribution Circuit |  |  |  | 2422056 | Sus |  | Vegetation¦Treefellintoline¦ConductorOverhead¦Brokenwireonground
24-0050517 | Equipment Failure/Involved | Overhead | Conductor- Overhead | Broken- wire on ground | 2024 | Tier 2 | Distribution Circuit |  |  |  | 2422247 | Sus |  | EquipmentFailureInvolved¦Overhead¦ConductorOverhead¦Brokenwireonground
24-0035416 | Company Initiated | Planned- maintenance |  |  | 2024 | Tier 2 | Distribution Circuit |  |  |  | 2422342 | Sus |  | CompanyInitiated¦Plannedmaintenance¦¦
24-0050796 | Vegetation | Tree - fell into line | Conductor- Overhead | Normal | 2024 | Tier 2 | Distribution Circuit |  |  |  | 2422374 | Sus |  | Vegetation¦Treefellintoline¦ConductorOverhead¦Normal
24-0050771 | Equipment Failure/Involved | Overhead | Crossarm- Wood | Broken | 2024 | Tier 2 | Distribution Circuit |  |  |  | 2422536 | Sus |  | EquipmentFailureInvolved¦Overhead¦CrossarmWood¦Broken
24-0045115 | Wildfire Mitigation | Planned - WSIP/System Hardening |  |  | 2024 | Tier 2 | Distribution Circuit |  |  |  | 2423550 | Sus |  | WildfireMitigation¦PlannedWSIPSystemHardening¦¦
24-0042237 | Company Initiated | Planned- maintenance |  |  | 2024 | Tier 2 | Transformer only |  |  |  | 2423659 | Sus |  | CompanyInitiated¦Plannedmaintenance¦¦
24-0043376 | Wildfire Mitigation | Planned - WSIP/System Hardening |  |  | 2024 | Tier 2 | Distribution Circuit |  |  |  | 2423662 | Sus |  | WildfireMitigation¦PlannedWSIPSystemHardening¦¦
24-0051402 | Equipment Failure/Involved | Overhead | Crossarm- Wood | Broken | 2024 | Tier 2 | Distribution Circuit |  |  |  | 2423685 | Sus |  | EquipmentFailureInvolved¦Overhead¦CrossarmWood¦Broken
24-0044449 | Company Initiated | Planned- maintenance |  |  | 2024 | Tier 2 | Distribution Circuit |  |  |  | 2423752 | Sus |  | CompanyInitiated¦Plannedmaintenance¦¦
24-0046973 | Wildfire Mitigation | Planned - WSIP/System Hardening |  |  | 2024 | Tier 2 | Distribution Circuit |  |  |  | 2423817 | Sus |  | WildfireMitigation¦PlannedWSIPSystemHardening¦¦
24-0050038 | Company Initiated | Planned- maintenance |  |  | 2024 | Tier 2 | Transformer only |  |  |  | 2425126 | Sus |  | CompanyInitiated¦Plannedmaintenance¦¦
24-0046977 | Company Initiated | Planned- maintenance |  |  | 2024 | Tier 2 | Distribution Circuit |  |  |  | 2425953 | Sus |  | CompanyInitiated¦Plannedmaintenance¦¦
24-0045392 | Wildfire Mitigation | Planned - WSIP/System Hardening |  |  | 2024 | Tier 2 | Transformer only |  |  |  | 2426005 | Sus |  | WildfireMitigation¦PlannedWSIPSystemHardening¦¦
24-0045418 | Wildfire Mitigation | Planned - WSIP/System Hardening |  |  | 2024 | Tier 2 | Distribution Circuit |  |  |  | 2426000 | Sus |  | WildfireMitigation¦PlannedWSIPSystemHardening¦¦
24-0047567 | Company Initiated | Planned- maintenance |  |  | 2024 | Tier 2 | Distribution Circuit |  |  |  | 2425948 | Sus |  | CompanyInitiated¦Plannedmaintenance¦¦
24-0045591 | Wildfire Mitigation | Planned - WSIP/System Hardening |  |  | 2024 | Tier 2 | Transformer only |  |  |  | 2426019 | Sus |  | WildfireMitigation¦PlannedWSIPSystemHardening¦¦
24-0047820 | Company Initiated | Planned- maintenance |  |  | 2024 | Tier 2 | Distribution Circuit |  |  |  | 2426023 | Sus |  | CompanyInitiated¦Plannedmaintenance¦¦
24-0038535 | Wildfire Mitigation | Planned - WSIP/System Hardening |  |  | 2024 | Tier 2 | Distribution Circuit |  |  |  | 2426016 | Sus |  | WildfireMitigation¦PlannedWSIPSystemHardening¦¦
24-0038531 | Company Initiated | Planned- maintenance |  |  | 2024 | Tier 2 | Distribution Circuit |  |  |  | 2426046 | Sus |  | CompanyInitiated¦Plannedmaintenance¦¦
24-0052113 | Vegetation | Tree - fell into line | Conductor- Overhead | Normal | 2024 | Tier 2 | Distribution Circuit |  |  |  | 2426202 | Sus |  | Vegetation¦Treefellintoline¦ConductorOverhead¦Normal
24-0034910 | Company Initiated | Planned- capital |  |  | 2024 | Tier 2 | Distribution Circuit |  |  |  | 2426337 | Sus |  | CompanyInitiated¦Plannedcapital¦¦
24-0052285 | Unknown Cause | Patrol - found nothing |  |  | 2024 | Tier 2 | Distribution Circuit |  |  |  | 2426446 | Sus |  | UnknownCause¦Patrolfoundnothing¦¦
24-0052321 | Equipment Failure/Involved | Overhead | Pole-Wood | Broken | 2024 | Tier 3 | Distribution Circuit |  |  |  | 2426617 | Sus |  | EquipmentFailureInvolved¦Overhead¦PoleWood¦Broken
24-0044603 | Wildfire Mitigation | Planned - WSIP/System Hardening |  |  | 2024 | Tier 2 | Distribution Circuit |  |  |  | 2426744 | Sus |  | WildfireMitigation¦PlannedWSIPSystemHardening¦¦
24-0045399 | Wildfire Mitigation | Planned - WSIP/System Hardening |  |  | 2024 | Tier 2 | Distribution Circuit |  |  |  | 2426756 | Sus |  | WildfireMitigation¦PlannedWSIPSystemHardening¦¦
24-0052458 | Equipment Failure/Involved | Overhead | Pole-Wood | Deteriorated | 2024 | Tier 2 | Distribution Circuit |  |  |  | 2426765 | Sus |  | EquipmentFailureInvolved¦Overhead¦PoleWood¦Deteriorated
24-0008892 | Company Initiated | Planned- maintenance |  |  | 2024 | Tier 2 | Distribution Circuit |  |  |  | 2426774 | Sus |  | CompanyInitiated¦Plannedmaintenance¦¦
24-0047900 | Wildfire Mitigation | Planned - WSIP/System Hardening |  |  | 2024 | Tier 2 | Distribution Circuit |  |  |  | 2426864 | Sus |  | WildfireMitigation¦PlannedWSIPSystemHardening¦¦
24-0052538 | Equipment Failure/Involved | Overhead | Conductor- Overhead | Deteriorated | 2024 | Tier 2 | Distribution Circuit |  |  |  | 2426953 | Sus |  | EquipmentFailureInvolved¦Overhead¦ConductorOverhead¦Deteriorated
24-0052602 | Equipment Failure/Involved | Overhead | Transformer | Failed/Faulted | 2024 | Tier 2 | Transformer only |  |  |  | 2427001 | Sus |  | EquipmentFailureInvolved¦Overhead¦Transformer¦FailedFaulted
24-0039864 | Company Initiated | Planned- maintenance |  |  | 2024 | Tier 2 | Transformer only |  |  |  | 2427095 | Sus |  | CompanyInitiated¦Plannedmaintenance¦¦
24-0052896 | Equipment Failure/Involved | Overhead | Transformer (OH) | Failed/Faulted | 2024 | Tier 2 | Transformer only |  |  |  | 2427478 | Sus |  | EquipmentFailureInvolved¦Overhead¦Transformer(OH)¦FailedFaulted
24-0017028 | Company Initiated | Planned- capital |  |  | 2024 | Tier 2 | Distribution Circuit |  |  |  | 2427558 | Sus |  | CompanyInitiated¦Plannedcapital¦¦
24-0044652 | Company Initiated | Planned- maintenance |  |  | 2024 | Tier 2 | Distribution Circuit |  |  |  | 2427568 | Sus |  | CompanyInitiated¦Plannedmaintenance¦¦
24-0043904 | Wildfire Mitigation | Planned - WSIP/System Hardening |  |  | 2024 | Tier 2 | Distribution Circuit |  |  |  | 2427551 | Sus |  | WildfireMitigation¦PlannedWSIPSystemHardening¦¦
24-0043636 | Company Initiated | Planned- maintenance |  |  | 2024 | Tier 2 | Distribution Circuit |  |  |  | 2427626 | Sus |  | CompanyInitiated¦Plannedmaintenance¦¦
24-0050886 | Company Initiated | Planned- maintenance |  |  | 2024 | Tier 2 | Distribution Circuit |  |  |  | 2427636 | Sus |  | CompanyInitiated¦Plannedmaintenance¦¦
24-0030687 | Company Initiated | Planned- capital |  |  | 2024 | Tier 2 | Distribution Circuit |  |  |  | 2427651 | Sus |  | CompanyInitiated¦Plannedcapital¦¦
24-0006738 | Company Initiated | Planned- capital |  |  | 2024 | Tier 2 | Distribution Circuit |  |  |  | 2427665 | Sus |  | CompanyInitiated¦Plannedcapital¦¦
24-0047570 | Wildfire Mitigation | Planned - WSIP/System Hardening |  |  | 2024 | Tier 2 | Distribution Circuit |  |  |  | 2427672 | Sus |  | WildfireMitigation¦PlannedWSIPSystemHardening¦¦
24-0049744 | Wildfire Mitigation | Planned - WSIP/System Hardening |  |  | 2024 | Tier 2 | Transformer only |  |  |  | 2427941 | Sus |  | WildfireMitigation¦PlannedWSIPSystemHardening¦¦
24-0047940 | Wildfire Mitigation | Planned - WSIP/System Hardening |  |  | 2024 | Tier 3 | Distribution Circuit |  |  |  | 2427748 | Sus |  | WildfireMitigation¦PlannedWSIPSystemHardening¦¦
24-0053041 | Vegetation | Other ground vegetation | Conductor- Overhead | Normal | 2024 | Tier 2 | Distribution Circuit |  |  |  | 2427784 | Sus |  | Vegetation¦Othergroundvegetation¦ConductorOverhead¦Normal
24-0053309 | Vegetation | Tree - branch fell on line | Conductor- Overhead | Normal | 2024 | Tier 2 | Transformer only |  |  |  | 2428030 | Sus |  | Vegetation¦Treebranchfellonline¦ConductorOverhead¦Normal
24-0046315 | Company Initiated | Planned- maintenance |  |  | 2024 | Tier 2 | Distribution Circuit |  |  |  | 2428242 | Sus |  | CompanyInitiated¦Plannedmaintenance¦¦
24-0048024 | Wildfire Mitigation | Planned - WSIP/System Hardening |  |  | 2024 | Tier 2 | Distribution Circuit |  |  |  | 2428272 | Sus |  | WildfireMitigation¦PlannedWSIPSystemHardening¦¦
24-0046389 | Company Initiated | Planned- maintenance |  |  | 2024 | Tier 2 | Transformer only |  |  |  | 2428282 | Sus |  | CompanyInitiated¦Plannedmaintenance¦¦
24-0045759 | Company Initiated | Planned- maintenance |  |  | 2024 | Tier 2 | Distribution Circuit |  |  |  | 2428337 | Sus |  | CompanyInitiated¦Plannedmaintenance¦¦
24-0047794 | Company Initiated | Planned- maintenance |  |  | 2024 | Tier 2 | Distribution Circuit |  |  |  | 2428332 | Sus |  | CompanyInitiated¦Plannedmaintenance¦¦
24-0045010 | Company Initiated | Planned- maintenance |  |  | 2024 | Tier 2 | Distribution Circuit |  |  |  | 2428384 | Sus |  | CompanyInitiated¦Plannedmaintenance¦¦
24-0029133 | Company Initiated | Planned- capital |  |  | 2024 | Tier 3 | Distribution Circuit |  |  |  | 2428444 | Sus |  | CompanyInitiated¦Plannedcapital¦¦
24-0047357 | Company Initiated | Planned- maintenance |  |  | 2024 | Tier 2 | Distribution Circuit |  |  |  | 2428422 | Sus |  | CompanyInitiated¦Plannedmaintenance¦¦
24-0048235 | Company Initiated | Planned- maintenance |  |  | 2024 | Tier 2 | Distribution Circuit |  |  |  | 2428460 | Sus |  | CompanyInitiated¦Plannedmaintenance¦¦
24-0023331 | Company Initiated | Planned- maintenance |  |  | 2024 | Tier 2 | Distribution Circuit |  |  |  | 2428530 | Sus |  | CompanyInitiated¦Plannedmaintenance¦¦
24-0046305 | Company Initiated | Planned- maintenance |  |  | 2024 | Tier 2 | Transformer only |  |  |  | 2428577 | Sus |  | CompanyInitiated¦Plannedmaintenance¦¦
24-0047342 | Wildfire Mitigation | Planned - WSIP/System Hardening |  |  | 2024 | Tier 2 | Transformer only |  |  |  | 2428989 | Sus |  | WildfireMitigation¦PlannedWSIPSystemHardening¦¦
24-0053794 | Environmental/External | Flood/Erosion | Pole-Wood | Normal | 2024 | Tier 2 | Distribution Circuit |  |  |  | 2428958 | Sus |  | EnvironmentalExternal¦FloodErosion¦PoleWood¦Normal
24-0046987 | Company Initiated | Planned- maintenance |  |  | 2024 | Tier 2 | Distribution Circuit |  |  |  | 2429130 | Sus |  | CompanyInitiated¦Plannedmaintenance¦¦
24-0045441 | Company Initiated | Planned- maintenance |  |  | 2024 | Tier 2 | Transformer only |  |  |  | 2429178 | Sus |  | CompanyInitiated¦Plannedmaintenance¦¦
24-0050780 | Company Initiated | Planned- capital |  |  | 2024 | Tier 2 | Distribution Circuit |  |  |  | 2429222 | Sus |  | CompanyInitiated¦Plannedcapital¦¦
24-0040319 | Wildfire Mitigation | Planned - WSIP/System Hardening |  |  | 2024 | Tier 2 | Transformer only |  |  |  | 2429433 | Sus |  | WildfireMitigation¦PlannedWSIPSystemHardening¦¦
24-0016239 | Company Initiated | Planned- capital |  |  | 2024 | Tier 2 | Distribution Circuit |  |  |  | 2429438 | Sus |  | CompanyInitiated¦Plannedcapital¦¦
24-0002262 | Company Initiated | Planned- capital |  |  | 2024 | Tier 2 | Distribution Circuit |  |  |  | 2430194 | Sus |  | CompanyInitiated¦Plannedcapital¦¦
24-0054520 | Vegetation | Tree - branch fell on line | Conductor- Overhead | Normal | 2024 | Tier 2 | Distribution Circuit |  |  |  | 2430597 | Sus |  | Vegetation¦Treebranchfellonline¦ConductorOverhead¦Normal
24-0054560 | Equipment Failure/Involved | Electrical Overload | Fuse | Failed/Faulted | 2024 | Tier 2 | Transformer only |  |  |  | 2430865 | Sus |  | EquipmentFailureInvolved¦ElectricalOverload¦Fuse¦FailedFaulted
24-0049159 | Wildfire Mitigation | Planned - WSIP/System Hardening |  |  | 2024 | Tier 2 | Distribution Circuit |  |  |  | 2431152 | Sus |  | WildfireMitigation¦PlannedWSIPSystemHardening¦¦
24-0010264 | Company Initiated | Planned- capital |  |  | 2024 | Tier 2 | Distribution Circuit |  |  |  | 2431518 | Sus |  | CompanyInitiated¦Plannedcapital¦¦
24-0050006 | Wildfire Mitigation | Planned - WSIP/System Hardening |  |  | 2024 | Tier 2 | Transformer only |  |  |  | 2431599 | Sus |  | WildfireMitigation¦PlannedWSIPSystemHardening¦¦
24-0046980 | Wildfire Mitigation | Planned - WSIP/System Hardening |  |  | 2024 | Tier 2 | Distribution Circuit |  |  |  | 2431887 | Sus |  | WildfireMitigation¦PlannedWSIPSystemHardening¦¦
24-0047258 | Company Initiated | Planned- maintenance |  |  | 2024 | Tier 2 | Transformer only |  |  |  | 2431655 | Sus |  | CompanyInitiated¦Plannedmaintenance¦¦
24-0052116 | Company Initiated | Planned- maintenance |  |  | 2024 | Tier 2 | Distribution Circuit |  |  |  | 2431663 | Sus |  | CompanyInitiated¦Plannedmaintenance¦¦
24-0054823 | Equipment Failure/Involved | Overhead | Transformer | Arcing | 2024 | Tier 3 | Transformer only |  |  |  | 2431580 | Sus |  | EquipmentFailureInvolved¦Overhead¦Transformer¦Arcing
24-0047272 | Wildfire Mitigation | Planned - WSIP/System Hardening |  |  | 2024 | Tier 2 | Distribution Circuit |  |  |  | 2431818 | Sus |  | WildfireMitigation¦PlannedWSIPSystemHardening¦¦
24-0047905 | Company Initiated | Planned- maintenance |  |  | 2024 | Tier 2 | Distribution Circuit |  |  |  | 2431689 | Sus |  | CompanyInitiated¦Plannedmaintenance¦¦
24-0038962 | Company Initiated | Planned- capital |  |  | 2024 | Tier 2 | Distribution Circuit |  |  |  | 2431786 | Sus |  | CompanyInitiated¦Plannedcapital¦¦
24-0055175 | Vegetation | Tree - fell into line | Fuse | Burned Open | 2024 | Tier 2 | Distribution Circuit |  |  |  | 2432145 | Sus |  | Vegetation¦Treefellintoline¦Fuse¦BurnedOpen
24-0055173 | Environmental/External | Water | Pole-Wood | Normal | 2024 | Tier 2 | Distribution Circuit |  |  |  | 2432200 | Sus |  | EnvironmentalExternal¦Water¦PoleWood¦Normal
24-0050802 | Company Initiated | Planned- maintenance |  |  | 2024 | Zone 1 | Transformer only |  |  |  | 2432395 | Sus |  | CompanyInitiated¦Plannedmaintenance¦¦
24-0047302 | Wildfire Mitigation | Planned - WSIP/System Hardening |  |  | 2024 | Tier 3 | Distribution Circuit |  |  |  | 2432372 | Sus |  | WildfireMitigation¦PlannedWSIPSystemHardening¦¦
24-0047320 | Wildfire Mitigation | Planned - WSIP/System Hardening |  |  | 2024 | Tier 3 | Distribution Circuit |  |  |  | 2432472 | Sus |  | WildfireMitigation¦PlannedWSIPSystemHardening¦¦
24-0047786 | Company Initiated | Planned- maintenance |  |  | 2024 | Tier 2 | Distribution Circuit |  |  |  | 2432536 | Sus |  | CompanyInitiated¦Plannedmaintenance¦¦
24-0047315 | Wildfire Mitigation | Planned - WSIP/System Hardening |  |  | 2024 | Tier 2 | Distribution Circuit |  |  |  | 2432555 | Sus |  | WildfireMitigation¦PlannedWSIPSystemHardening¦¦
24-0033336 | Company Initiated | Planned- capital |  |  | 2024 | Tier 2 | Distribution Circuit |  |  |  | 2432606 | Sus |  | CompanyInitiated¦Plannedcapital¦¦
24-0055379 | Equipment Failure/Involved | Overhead | Transformer | Arcing | 2024 | Tier 2 | Transformer only |  |  |  | 2432420 | Sus |  | EquipmentFailureInvolved¦Overhead¦Transformer¦Arcing
24-0055572 | Equipment Failure/Involved | Overhead | Pole-Wood | Broken | 2024 | Tier 3 | Distribution Circuit |  |  |  | 2432893 | Sus |  | EquipmentFailureInvolved¦Overhead¦PoleWood¦Broken
24-0042690 | Wildfire Mitigation | Planned - WSIP/System Hardening |  |  | 2024 | Tier 2 | Distribution Circuit |  |  |  | 2433212 | Sus |  | WildfireMitigation¦PlannedWSIPSystemHardening¦¦
24-0047390 | Wildfire Mitigation | Planned - WSIP/System Hardening |  |  | 2024 | Tier 2 | Distribution Circuit |  |  |  | 2433376 | Sus |  | WildfireMitigation¦PlannedWSIPSystemHardening¦¦
24-0047239 | Company Initiated | Planned- maintenance |  |  | 2024 | Tier 2 | Distribution Circuit |  |  |  | 2433229 | Sus |  | CompanyInitiated¦Plannedmaintenance¦¦
24-0050738 | Wildfire Mitigation | Planned - WSIP/System Hardening |  |  | 2024 | Tier 2 | Distribution Circuit |  |  |  | 2433228 | Sus |  | WildfireMitigation¦PlannedWSIPSystemHardening¦¦
24-0047929 | Company Initiated | Planned- maintenance |  |  | 2024 | Tier 3 | Distribution Circuit |  |  |  | 2433262 | Sus |  | CompanyInitiated¦Plannedmaintenance¦¦
24-0047790 | Company Initiated | Planned- maintenance |  |  | 2024 | Tier 2 | Distribution Circuit |  |  |  | 2433299 | Sus |  | CompanyInitiated¦Plannedmaintenance¦¦
24-0051203 | Company Initiated | Planned- capital |  |  | 2024 | Tier 2 | Distribution Circuit |  |  |  | 2433294 | Sus |  | CompanyInitiated¦Plannedcapital¦¦
24-0047394 | Company Initiated | Planned- maintenance |  |  | 2024 | Tier 2 | Distribution Circuit |  |  |  | 2433423 | Sus |  | CompanyInitiated¦Plannedmaintenance¦¦
24-0047397 | Company Initiated | Planned- maintenance |  |  | 2024 | Tier 2 | Distribution Circuit |  |  |  | 2433522 | Sus |  | CompanyInitiated¦Plannedmaintenance¦¦
24-0056055 | Unknown Cause | Patrol - found nothing |  |  | 2024 | Tier 2 | Distribution Circuit |  |  |  | 2433591 | Sus |  | UnknownCause¦Patrolfoundnothing¦¦
24-0056138 | Unknown Cause | Patrol - found nothing |  |  | 2024 | Tier 3 | Distribution Circuit |  |  |  | 2433810 | Sus |  | UnknownCause¦Patrolfoundnothing¦¦
24-0056114 | Environmental/External | Flood/Erosion | Transformer (UG) | Normal | 2024 | Tier 2 | Distribution Circuit |  |  |  | 2433824 | Sus |  | EnvironmentalExternal¦FloodErosion¦Transformer(UG)¦Normal
24-0050834 | Company Initiated | Planned- maintenance |  |  | 2024 | Tier 2 | Distribution Circuit |  |  |  | 2434627 | Sus |  | CompanyInitiated¦Plannedmaintenance¦¦
24-0048023 | Wildfire Mitigation | Planned - WSIP/System Hardening |  |  | 2024 | Tier 2 | Distribution Circuit |  |  |  | 2434613 | Sus |  | WildfireMitigation¦PlannedWSIPSystemHardening¦¦
24-0047815 | Company Initiated | Planned- maintenance |  |  | 2024 | Tier 2 | Transformer only |  |  |  | 2434690 | Sus |  | CompanyInitiated¦Plannedmaintenance¦¦
24-0047267 | Company Initiated | Planned- maintenance |  |  | 2024 | Tier 3 | Distribution Circuit |  |  |  | 2434698 | Sus |  | CompanyInitiated¦Plannedmaintenance¦¦
24-0035310 | Wildfire Mitigation | Planned - WSIP/System Hardening |  |  | 2024 | Tier 2 | Distribution Circuit |  |  |  | 2434638 | Sus |  | WildfireMitigation¦PlannedWSIPSystemHardening¦¦
24-0043942 | Company Initiated | Planned- capital |  |  | 2024 | Tier 2 | Distribution Circuit |  |  |  | 2434711 | Sus |  | CompanyInitiated¦Plannedcapital¦¦
24-0050307 | Company Initiated | Planned- maintenance |  |  | 2024 | Tier 2 | Transformer only |  |  |  | 2434759 | Sus |  | CompanyInitiated¦Plannedmaintenance¦¦
24-0050901 | Wildfire Mitigation | Planned - WSIP/System Hardening |  |  | 2024 | Tier 2 | Transformer only |  |  |  | 2434764 | Sus |  | WildfireMitigation¦PlannedWSIPSystemHardening¦¦
24-0011149 | Company Initiated | Planned- customer |  |  | 2024 | Tier 2 | Distribution Circuit |  |  |  | 2434761 | Sus |  | CompanyInitiated¦Plannedcustomer¦¦
24-0045052 | Wildfire Mitigation | Planned - WSIP/System Hardening |  |  | 2024 | Tier 2 | Transformer only |  |  |  | 2434780 | Sus |  | WildfireMitigation¦PlannedWSIPSystemHardening¦¦
24-0047775 | Wildfire Mitigation | Planned - WSIP/System Hardening |  |  | 2024 | Tier 2 | Transformer only |  |  |  | 2435054 | Sus |  | WildfireMitigation¦PlannedWSIPSystemHardening¦¦
24-0057060 | Equipment Failure/Involved | Overhead | Insulator | Broken | 2024 | Tier 2 | Distribution Circuit |  |  |  | 2435206 | Sus |  | EquipmentFailureInvolved¦Overhead¦Insulator¦Broken
24-0040452 | Company Initiated | Planned- maintenance |  |  | 2024 | Tier 2 | Distribution Circuit |  |  |  | 2435323 | Sus |  | CompanyInitiated¦Plannedmaintenance¦¦
24-0057245 | Unknown Cause | Patrol - found nothing |  |  | 2024 | Tier 2 | Distribution Circuit |  |  |  | 2435651 | Sus |  | UnknownCause¦Patrolfoundnothing¦¦
24-0052450 | Wildfire Mitigation | Planned - WSIP/System Hardening |  |  | 2024 | Tier 2 | Distribution Circuit |  |  |  | 2436175 | Sus |  | WildfireMitigation¦PlannedWSIPSystemHardening¦¦
24-0049511 | Wildfire Mitigation | Planned - WSIP/System Hardening |  |  | 2024 | Tier 2 | Distribution Circuit |  |  |  | 2436190 | Sus |  | WildfireMitigation¦PlannedWSIPSystemHardening¦¦
24-0049483 | Wildfire Mitigation | Planned - WSIP/System Hardening |  |  | 2024 | Tier 2 | Distribution Circuit |  |  |  | 2436186 | Sus |  | WildfireMitigation¦PlannedWSIPSystemHardening¦¦
24-0057686 | Equipment Failure/Involved | Overhead | Lightning Arrestor | Burned/flashed | 2024 | Tier 2 | Distribution Circuit |  |  |  | 2436669 | Sus |  | EquipmentFailureInvolved¦Overhead¦LightningArrestor¦Burnedflashed
24-0000499 | Company Initiated | Planned- capital |  |  | 2024 | Tier 2 | Distribution Circuit |  |  |  | 2436859 | Sus |  | CompanyInitiated¦Plannedcapital¦¦
24-0053220 | Wildfire Mitigation | Planned - WSIP/System Hardening |  |  | 2024 | Tier 2 | Distribution Circuit |  |  |  | 2437096 | Sus |  | WildfireMitigation¦PlannedWSIPSystemHardening¦¦
24-0050537 | Wildfire Mitigation | Planned - WSIP/System Hardening |  |  | 2024 | Tier 2 | Distribution Circuit |  |  |  | 2437458 | Sus |  | WildfireMitigation¦PlannedWSIPSystemHardening¦¦
24-0041103 | Company Initiated | Planned- capital |  |  | 2024 | Tier 2 | Distribution Circuit |  |  |  | 2437168 | Sus |  | CompanyInitiated¦Plannedcapital¦¦
24-0052077 | Company Initiated | Planned- maintenance |  |  | 2024 | Tier 2 | Distribution Circuit |  |  |  | 2437216 | Sus |  | CompanyInitiated¦Plannedmaintenance¦¦
24-0058233 | Unknown Cause | Patrol - not conducted |  |  | 2024 | Tier 2 | Distribution Circuit |  |  |  | 2437595 | Sus |  | UnknownCause¦Patrolnotconducted¦¦
24-0058397 | Equipment Failure/Involved | Overhead | Cutout- fuse holder | Broken | 2024 | Tier 2 | Distribution Circuit |  |  |  | 2437828 | Sus |  | EquipmentFailureInvolved¦Overhead¦Cutoutfuseholder¦Broken
24-0053132 | Company Initiated | Planned- maintenance |  |  | 2024 | Tier 2 | Distribution Circuit |  |  |  | 2437861 | Sus |  | CompanyInitiated¦Plannedmaintenance¦¦
24-0052153 | Wildfire Mitigation | Planned - WSIP/System Hardening |  |  | 2024 | Tier 2 | Distribution Circuit |  |  |  | 2437883 | Sus |  | WildfireMitigation¦PlannedWSIPSystemHardening¦¦
24-0052545 | Wildfire Mitigation | Planned - WSIP/System Hardening |  |  | 2024 | Tier 3 | Distribution Circuit |  |  |  | 2437862 | Sus |  | WildfireMitigation¦PlannedWSIPSystemHardening¦¦
24-0043395 | Company Initiated | Planned- capital |  |  | 2024 | Tier 2 | Distribution Circuit |  |  |  | 2437912 | Sus |  | CompanyInitiated¦Plannedcapital¦¦
24-0052089 | Company Initiated | Planned- maintenance |  |  | 2024 | Tier 2 | Distribution Circuit |  |  |  | 2438055 | Sus |  | CompanyInitiated¦Plannedmaintenance¦¦
24-0015091 | Company Initiated | Planned- capital |  |  | 2024 | Tier 2 | Distribution Circuit |  |  |  | 2438044 | Sus |  | CompanyInitiated¦Plannedcapital¦¦
24-0053509 | Wildfire Mitigation | Planned - WSIP/System Hardening |  |  | 2024 | Tier 2 | Transformer only |  |  |  | 2438089 | Sus |  | WildfireMitigation¦PlannedWSIPSystemHardening¦¦
24-0053204 | Company Initiated | Planned- maintenance |  |  | 2024 | Tier 2 | Distribution Circuit |  |  |  | 2438105 | Sus |  | CompanyInitiated¦Plannedmaintenance¦¦
24-0047803 | Wildfire Mitigation | Planned - WSIP/System Hardening |  |  | 2024 | Tier 2 | Distribution Circuit |  |  |  | 2438680 | Sus |  | WildfireMitigation¦PlannedWSIPSystemHardening¦¦
24-0048248 | Company Initiated | Planned- maintenance |  |  | 2024 | Tier 2 | Transformer only |  |  |  | 2438706 | Sus |  | CompanyInitiated¦Plannedmaintenance¦¦
24-0058792 | Company Initiated | Planned- capital |  |  | 2024 | Tier 2 | Distribution Circuit |  |  |  | 2438721 | Sus |  | CompanyInitiated¦Plannedcapital¦¦
24-0050563 | Wildfire Mitigation | Planned - WSIP/System Hardening |  |  | 2024 | Tier 2 | Distribution Circuit |  |  |  | 2438700 | Sus |  | WildfireMitigation¦PlannedWSIPSystemHardening¦¦
24-0050097 | Wildfire Mitigation | Planned - WSIP/System Hardening |  |  | 2024 | Tier 2 | Distribution Circuit |  |  |  | 2438815 | Sus |  | WildfireMitigation¦PlannedWSIPSystemHardening¦¦
24-0053601 | Company Initiated | Planned- maintenance |  |  | 2024 | Tier 2 | Transformer only |  |  |  | 2438861 | Sus |  | CompanyInitiated¦Plannedmaintenance¦¦
24-0059003 | Equipment Failure/Involved | Overhead | Pole-Wood | Deteriorated | 2024 | Tier 2 | Distribution Circuit |  |  |  | 2439061 | Sus |  | EquipmentFailureInvolved¦Overhead¦PoleWood¦Deteriorated
23-0120568 | Company Initiated | Planned- capital |  |  | 2024 | Tier 3 | Distribution Circuit |  |  |  | 2439305 | Sus |  | CompanyInitiated¦Plannedcapital¦¦
24-0059138 | Vegetation | Tree - branch fell on line | Conductor- Overhead | Normal | 2024 | Tier 2 | Distribution Circuit |  |  |  | 2439316 | Sus |  | Vegetation¦Treebranchfellonline¦ConductorOverhead¦Normal
24-0059147 | Vegetation | Tree - fell into line | Crossarm- Wood | Broken- wire on ground | 2024 | Tier 2 | Distribution Circuit |  |  |  | 2439330 | Sus |  | Vegetation¦Treefellintoline¦CrossarmWood¦Brokenwireonground
24-0059184 | Vegetation | Tree - fell into line | Fuse | Broken | 2024 | Tier 2 | Transformer only |  |  |  | 2439469 | Sus |  | Vegetation¦Treefellintoline¦Fuse¦Broken
24-0054072 | Company Initiated | Planned- maintenance |  |  | 2024 | Tier 2 | Distribution Circuit |  |  |  | 2439512 | Sus |  | CompanyInitiated¦Plannedmaintenance¦¦
24-0053545 | Wildfire Mitigation | Planned - WSIP/System Hardening |  |  | 2024 | Tier 2 | Distribution Circuit |  |  |  | 2439970 | Sus |  | WildfireMitigation¦PlannedWSIPSystemHardening¦¦
24-0009416 | Company Initiated | Planned- capital |  |  | 2024 | Tier 2 | Distribution Circuit |  |  |  | 2439526 | Sus |  | CompanyInitiated¦Plannedcapital¦¦
24-0050605 | Wildfire Mitigation | Planned - WSIP/System Hardening |  |  | 2024 | Tier 2 | Distribution Circuit |  |  |  | 2439974 | Sus |  | WildfireMitigation¦PlannedWSIPSystemHardening¦¦
24-0050505 | Wildfire Mitigation | Planned - WSIP/System Hardening |  |  | 2024 | Tier 2 | Distribution Circuit |  |  |  | 2439560 | Sus |  | WildfireMitigation¦PlannedWSIPSystemHardening¦¦
24-0059248 | Equipment Failure/Involved | Overhead | Jumper | Burned Open | 2024 | Tier 2 | Distribution Circuit |  |  |  | 2439607 | Sus |  | EquipmentFailureInvolved¦Overhead¦Jumper¦BurnedOpen
24-0050885 | Company Initiated | Planned- maintenance |  |  | 2024 | Tier 2 | Transformer only |  |  |  | 2439635 | Sus |  | CompanyInitiated¦Plannedmaintenance¦¦
24-0049271 | Wildfire Mitigation | Planned - WSIP/System Hardening |  |  | 2024 | Tier 2 | Distribution Circuit |  |  |  | 2439643 | Sus |  | WildfireMitigation¦PlannedWSIPSystemHardening¦¦
24-0054084 | Company Initiated | Planned- maintenance |  |  | 2024 | Tier 2 | Distribution Circuit |  |  |  | 2439745 | Sus |  | CompanyInitiated¦Plannedmaintenance¦¦
24-0059446 | Equipment Failure/Involved | Overhead | Crossarm- Wood | Broken | 2024 | Tier 2 | Distribution Circuit |  |  |  | 2439993 | Sus |  | EquipmentFailureInvolved¦Overhead¦CrossarmWood¦Broken
24-0059647 | Animal | Bird found | Bushing | Burned/flashed | 2024 | Tier 2 | Substation - Distribution |  |  |  | 2440613 | Sus |  | Animal¦Birdfound¦Bushing¦Burnedflashed
24-0059647 | Animal | Bird found | Bushing | Burned/flashed | 2024 | Tier 2 | Transmission line |  |  |  | 2440671 | Sus |  | Animal¦Birdfound¦Bushing¦Burnedflashed
24-0059193 | Equipment Failure/Involved | Overhead | Conductor- Overhead | Deteriorated | 2024 | Tier 2 | Distribution Circuit |  |  |  | 2440931 | Sus |  | EquipmentFailureInvolved¦Overhead¦ConductorOverhead¦Deteriorated
24-0059744 | Equipment Failure/Involved | Overhead | Connector or Splice (OH) | Broken | 2024 | Tier 2 | Distribution Circuit |  |  |  | 2440939 | Sus |  | EquipmentFailureInvolved¦Overhead¦ConnectororSplice(OH)¦Broken
24-0055762 | Company Initiated | Planned- maintenance |  |  | 2024 | Tier 2 | Distribution Circuit |  |  |  | 2441345 | Sus |  | CompanyInitiated¦Plannedmaintenance¦¦
24-0050340 | Company Initiated | Planned- maintenance |  |  | 2024 | Tier 2 | Distribution Circuit |  |  |  | 2441841 | Sus |  | CompanyInitiated¦Plannedmaintenance¦¦
24-0053055 | Wildfire Mitigation | Planned - WSIP/System Hardening |  |  | 2024 | Tier 2 | Transformer only |  |  |  | 2441359 | Sus |  | WildfireMitigation¦PlannedWSIPSystemHardening¦¦
24-0053056 | Wildfire Mitigation | Planned - WSIP/System Hardening |  |  | 2024 | Tier 2 | Transformer only |  |  |  | 2441394 | Sus |  | WildfireMitigation¦PlannedWSIPSystemHardening¦¦
24-0054446 | Wildfire Mitigation | Planned - WSIP/System Hardening |  |  | 2024 | Tier 2 | Distribution Circuit |  |  |  | 2441317 | Sus |  | WildfireMitigation¦PlannedWSIPSystemHardening¦¦
24-0053028 | Company Initiated | Planned- maintenance |  |  | 2024 | Tier 2 | Transformer only |  |  |  | 2441959 | Sus |  | CompanyInitiated¦Plannedmaintenance¦¦
24-0050826 | Wildfire Mitigation | Planned - WSIP/System Hardening |  |  | 2024 | Tier 2 | Distribution Circuit |  |  |  | 2441312 | Sus |  | WildfireMitigation¦PlannedWSIPSystemHardening¦¦
24-0055340 | Company Initiated | Planned- maintenance |  |  | 2024 | Tier 2 | Transformer only |  |  |  | 2441457 | Sus |  | CompanyInitiated¦Plannedmaintenance¦¦
24-0055784 | Company Initiated | Planned- maintenance |  |  | 2024 | Tier 2 | Distribution Circuit |  |  |  | 2441512 | Sus |  | CompanyInitiated¦Plannedmaintenance¦¦
24-0059021 | Company Initiated | Planned- maintenance |  |  | 2024 | Tier 2 | Distribution Circuit |  |  |  | 2441560 | Sus |  | CompanyInitiated¦Plannedmaintenance¦¦
24-0060148 | Unknown Cause | Patrol - found nothing |  |  | 2024 | Tier 2 | Distribution Circuit |  |  |  | 2441978 | Sus |  | UnknownCause¦Patrolfoundnothing¦¦
24-0060079 | Equipment Failure/Involved | Overhead | Pole-Wood | Broken | 2024 | Tier 2 | Distribution Circuit |  |  |  | 2441879 | Sus |  | EquipmentFailureInvolved¦Overhead¦PoleWood¦Broken
24-0046765 | Equipment Failure/Involved | Overhead | Regulator | Malfunctioning | 2024 | Tier 3 | Distribution Circuit |  |  |  | 2442083 | Sus |  | EquipmentFailureInvolved¦Overhead¦Regulator¦Malfunctioning
24-0043616 | Wildfire Mitigation | Planned - WSIP/System Hardening |  |  | 2024 | Tier 2 | Distribution Circuit |  |  |  | 2442207 | Sus |  | WildfireMitigation¦PlannedWSIPSystemHardening¦¦
24-0056700 | Company Initiated | Planned- maintenance |  |  | 2024 | Tier 2 | Distribution Circuit |  |  |  | 2442236 | Sus |  | CompanyInitiated¦Plannedmaintenance¦¦
24-0047465 | Wildfire Mitigation | Planned - WSIP/System Hardening |  |  | 2024 | Tier 2 | Distribution Circuit |  |  |  | 2442211 | Sus |  | WildfireMitigation¦PlannedWSIPSystemHardening¦¦
24-0052546 | Company Initiated | Planned- maintenance |  |  | 2024 | Tier 2 | Transformer only |  |  |  | 2442284 | Sus |  | CompanyInitiated¦Plannedmaintenance¦¦
24-0060281 | Company Initiated | Planned- maintenance |  |  | 2024 | Tier 2 | Distribution Circuit |  |  |  | 2442296 | Sus |  | CompanyInitiated¦Plannedmaintenance¦¦
24-0053970 | Company Initiated | Planned- maintenance |  |  | 2024 | Tier 2 | Distribution Circuit |  |  |  | 2442318 | Sus |  | CompanyInitiated¦Plannedmaintenance¦¦
24-0054830 | Wildfire Mitigation | Planned - WSIP/System Hardening |  |  | 2024 | Tier 2 | Transformer only |  |  |  | 2442316 | Sus |  | WildfireMitigation¦PlannedWSIPSystemHardening¦¦
24-0049470 | Company Initiated | Planned- maintenance |  |  | 2024 | Tier 2 | Distribution Circuit |  |  |  | 2442375 | Sus |  | CompanyInitiated¦Plannedmaintenance¦¦
24-0053064 | Wildfire Mitigation | Planned - WSIP/System Hardening |  |  | 2024 | Tier 3 | Transformer only |  |  |  | 2442397 | Sus |  | WildfireMitigation¦PlannedWSIPSystemHardening¦¦
24-0053404 | Company Initiated | Planned- maintenance |  |  | 2024 | Tier 2 | Distribution Circuit |  |  |  | 2442411 | Sus |  | CompanyInitiated¦Plannedmaintenance¦¦
24-0052574 | Company Initiated | Planned- maintenance |  |  | 2024 | Tier 2 | Distribution Circuit |  |  |  | 2442830 | Sus |  | CompanyInitiated¦Plannedmaintenance¦¦
24-0046765 | Company Initiated | Planned- capital |  |  | 2024 | Tier 3 | Distribution Circuit |  |  |  | 2442455 | Sus |  | CompanyInitiated¦Plannedcapital¦¦
24-0053908 | Wildfire Mitigation | Planned - WSIP/System Hardening |  |  | 2024 | Tier 2 | Transformer only |  |  |  | 2442655 | Sus |  | WildfireMitigation¦PlannedWSIPSystemHardening¦¦
24-0060473 | Unknown Cause | Patrol - found nothing |  |  | 2024 | Tier 2 | Distribution Circuit |  |  |  | 2442700 | Sus |  | UnknownCause¦Patrolfoundnothing¦¦
24-0060601 | Equipment Failure/Involved | Overhead | Insulator | Broken | 2024 | Tier 2 | Distribution Circuit |  |  |  | 2442850 | Sus |  | EquipmentFailureInvolved¦Overhead¦Insulator¦Broken
24-0060626 | Vegetation | Tree - fell into line | Conductor- Overhead | Broken- wire on ground | 2024 | Tier 2 | Distribution Circuit |  |  |  | 2442920 | Sus |  | Vegetation¦Treefellintoline¦ConductorOverhead¦Brokenwireonground
24-0054210 | Company Initiated | Planned- maintenance |  |  | 2024 | Tier 2 | Distribution Circuit |  |  |  | 2443119 | Sus |  | CompanyInitiated¦Plannedmaintenance¦¦
24-0054799 | Wildfire Mitigation | Planned - WSIP/System Hardening |  |  | 2024 | Tier 2 | Distribution Circuit |  |  |  | 2443152 | Sus |  | WildfireMitigation¦PlannedWSIPSystemHardening¦¦
24-0054847 | Wildfire Mitigation | Planned - WSIP/System Hardening |  |  | 2024 | Tier 3 | Transformer only |  |  |  | 2443163 | Sus |  | WildfireMitigation¦PlannedWSIPSystemHardening¦¦
24-0060798 | Unknown Cause | Patrol - found nothing |  |  | 2024 | Tier 2 | Transformer only |  |  |  | 2443155 | Sus |  | UnknownCause¦Patrolfoundnothing¦¦
24-0049857 | Wildfire Mitigation | Planned - WSIP/System Hardening |  |  | 2024 | Tier 2 | Transformer only |  |  |  | 2443173 | Sus |  | WildfireMitigation¦PlannedWSIPSystemHardening¦¦
24-0050855 | Wildfire Mitigation | Planned - WSIP/System Hardening |  |  | 2024 | Tier 3 | Transformer only |  |  |  | 2443619 | Sus |  | WildfireMitigation¦PlannedWSIPSystemHardening¦¦
24-0055351 | Wildfire Mitigation | Planned - WSIP/System Hardening |  |  | 2024 | Tier 2 | Transformer only |  |  |  | 2443266 | Sus |  | WildfireMitigation¦PlannedWSIPSystemHardening¦¦
24-0054852 | Wildfire Mitigation | Planned - WSIP/System Hardening |  |  | 2024 | Tier 3 | Transformer only |  |  |  | 2443345 | Sus |  | WildfireMitigation¦PlannedWSIPSystemHardening¦¦
24-0050863 | Wildfire Mitigation | Planned - WSIP/System Hardening |  |  | 2024 | Tier 2 | Transformer only |  |  |  | 2443522 | Sus |  | WildfireMitigation¦PlannedWSIPSystemHardening¦¦
24-0046381 | Company Initiated | Planned- maintenance |  |  | 2024 | Tier 2 | Distribution Circuit |  |  |  | 2443883 | Sus |  | CompanyInitiated¦Plannedmaintenance¦¦
24-0053086 | Wildfire Mitigation | Planned - WSIP/System Hardening |  |  | 2024 | Tier 3 | Distribution Circuit |  |  |  | 2443954 | Sus |  | WildfireMitigation¦PlannedWSIPSystemHardening¦¦
24-0056756 | Wildfire Mitigation | Planned - WSIP/System Hardening |  |  | 2024 | Tier 2 | Distribution Circuit |  |  |  | 2443958 | Sus |  | WildfireMitigation¦PlannedWSIPSystemHardening¦¦
24-0056769 | Wildfire Mitigation | Planned - WSIP/System Hardening |  |  | 2024 | Tier 2 | Transformer only |  |  |  | 2443978 | Sus |  | WildfireMitigation¦PlannedWSIPSystemHardening¦¦
24-0053918 | Company Initiated | Planned- maintenance |  |  | 2024 | Tier 2 | Transformer only |  |  |  | 2443980 | Sus |  | CompanyInitiated¦Plannedmaintenance¦¦
24-0056866 | Company Initiated | Planned- maintenance |  |  | 2024 | Tier 2 | Distribution Circuit |  |  |  | 2443975 | Sus |  | CompanyInitiated¦Plannedmaintenance¦¦
24-0053413 | Wildfire Mitigation | Planned - WSIP/System Hardening |  |  | 2024 | Tier 2 | Transformer only |  |  |  | 2444044 | Sus |  | WildfireMitigation¦PlannedWSIPSystemHardening¦¦
24-0056870 | Company Initiated | Planned- maintenance |  |  | 2024 | Tier 2 | Distribution Circuit |  |  |  | 2444182 | Sus |  | CompanyInitiated¦Plannedmaintenance¦¦
24-0061313 | Unknown Cause | Patrol - found nothing |  |  | 2024 | Tier 2 | Distribution Circuit |  |  |  | 2444200 | Sus |  | UnknownCause¦Patrolfoundnothing¦¦
24-0061597 | Unknown Cause | Patrol - found nothing |  |  | 2024 | Tier 2 | Distribution Circuit |  |  |  | 2444682 | Sus |  | UnknownCause¦Patrolfoundnothing¦¦
24-0056901 | Company Initiated | Planned- maintenance |  |  | 2024 | Tier 2 | Transformer only |  |  |  | 2444714 | Sus |  | CompanyInitiated¦Plannedmaintenance¦¦
24-0056897 | Company Initiated | Planned- maintenance |  |  | 2024 | Tier 2 | Distribution Circuit |  |  |  | 2444711 | Sus |  | CompanyInitiated¦Plannedmaintenance¦¦
24-0051280 | Company Initiated | Planned- maintenance |  |  | 2024 | Tier 2 | Distribution Circuit |  |  |  | 2444755 | Sus |  | CompanyInitiated¦Plannedmaintenance¦¦
24-0037420 | Wildfire Mitigation | Planned - WSIP/System Hardening |  |  | 2024 | Tier 2 | Distribution Circuit |  |  |  | 2444773 | Sus |  | WildfireMitigation¦PlannedWSIPSystemHardening¦¦
24-0037467 | Wildfire Mitigation | Planned - WSIP/System Hardening |  |  | 2024 | Tier 2 | Distribution Circuit |  |  |  | 2445053 | Sus |  | WildfireMitigation¦PlannedWSIPSystemHardening¦¦
24-0053867 | Wildfire Mitigation | Planned - WSIP/System Hardening |  |  | 2024 | Tier 2 | Transformer only |  |  |  | 2444797 | Sus |  | WildfireMitigation¦PlannedWSIPSystemHardening¦¦
24-0053670 | Wildfire Mitigation | Planned - WSIP/System Hardening |  |  | 2024 | Tier 2 | Distribution Circuit |  |  |  | 2444807 | Sus |  | WildfireMitigation¦PlannedWSIPSystemHardening¦¦
24-0054919 | Wildfire Mitigation | Planned - WSIP/System Hardening |  |  | 2024 | Tier 2 | Distribution Circuit |  |  |  | 2444710 | Sus |  | WildfireMitigation¦PlannedWSIPSystemHardening¦¦
24-0056911 | Company Initiated | Planned- maintenance |  |  | 2024 | Tier 2 | Distribution Circuit |  |  |  | 2444901 | Sus |  | CompanyInitiated¦Plannedmaintenance¦¦
24-0037457 | Wildfire Mitigation | Planned - WSIP/System Hardening |  |  | 2024 | Tier 2 | Distribution Circuit |  |  |  | 2444912 | Sus |  | WildfireMitigation¦PlannedWSIPSystemHardening¦¦
24-0060864 | Company Initiated | Planned- capital |  |  | 2024 | Tier 2 | Distribution Circuit |  |  |  | 2444955 | Sus |  | CompanyInitiated¦Plannedcapital¦¦
24-0053874 | Wildfire Mitigation | Planned - WSIP/System Hardening |  |  | 2024 | Tier 2 | Transformer only |  |  |  | 2444969 | Sus |  | WildfireMitigation¦PlannedWSIPSystemHardening¦¦
24-0056914 | Company Initiated | Planned- maintenance |  |  | 2024 | Tier 2 | Distribution Circuit |  |  |  | 2445034 | Sus |  | CompanyInitiated¦Plannedmaintenance¦¦
24-0061717 | Equipment Failure/Involved | Overhead | Other | Broken | 2024 | Tier 2 | Distribution Circuit |  |  |  | 2445028 | Sus |  | EquipmentFailureInvolved¦Overhead¦Other¦Broken
24-0061897 | Vegetation | Tree - branch fell on line | Conductor- Overhead | Normal | 2024 | Tier 2 | Distribution Circuit |  |  |  | 2445241 | Sus |  | Vegetation¦Treebranchfellonline¦ConductorOverhead¦Normal
24-0061966 | Vegetation | Tree - fell into line | Pole-Wood | Broken- wire on ground | 2024 | Tier 2 | Distribution Circuit |  |  |  | 2445462 | Sus |  | Vegetation¦Treefellintoline¦PoleWood¦Brokenwireonground
24-0061976 | Vegetation | Tree - fell into line | Conductor- Overhead | Normal | 2024 | Tier 2 | Distribution Circuit |  |  |  | 2445466 | Sus |  | Vegetation¦Treefellintoline¦ConductorOverhead¦Normal
24-0061978 | Vegetation | Tree - fell into line | Conductor- Overhead | Normal | 2024 | Tier 2 | Distribution Circuit |  |  |  | 2445470 | Sus |  | Vegetation¦Treefellintoline¦ConductorOverhead¦Normal
24-0062002 | Vegetation | Tree - fell into line | Conductor- Overhead | Normal | 2024 | Tier 2 | Distribution Circuit |  |  |  | 2445524 | Sus |  | Vegetation¦Treefellintoline¦ConductorOverhead¦Normal
24-0062018 | 3rd Party | Vehicle | Pole-Wood | Broken | 2024 | Tier 2 | Distribution Circuit |  |  |  | 2445607 | Sus |  | 3rdParty¦Vehicle¦PoleWood¦Broken
24-0062328 | Equipment Failure/Involved | Overhead | Crossarm- Wood | Broken | 2024 | Tier 2 | Distribution Circuit |  |  |  | 2446342 | Sus |  | EquipmentFailureInvolved¦Overhead¦CrossarmWood¦Broken
24-0062331 | Equipment Failure/Involved | Overhead | Pole-Wood | Broken | 2024 | Tier 2 | Distribution Circuit |  |  |  | 2446355 | Sus |  | EquipmentFailureInvolved¦Overhead¦PoleWood¦Broken
24-0057648 | Company Initiated | Planned- maintenance |  |  | 2024 | Tier 2 | Distribution Circuit |  |  |  | 2446692 | Sus |  | CompanyInitiated¦Plannedmaintenance¦¦
24-0057821 | Company Initiated | Planned- maintenance |  |  | 2024 | Zone 1 | Transformer only |  |  |  | 2446709 | Sus |  | CompanyInitiated¦Plannedmaintenance¦¦
24-0057656 | Company Initiated | Planned- maintenance |  |  | 2024 | Tier 2 | Distribution Circuit |  |  |  | 2446721 | Sus |  | CompanyInitiated¦Plannedmaintenance¦¦
24-0056872 | Company Initiated | Planned- maintenance |  |  | 2024 | Tier 2 | Distribution Circuit |  |  |  | 2446772 | Sus |  | CompanyInitiated¦Plannedmaintenance¦¦
24-0054815 | Wildfire Mitigation | Planned - WSIP/System Hardening |  |  | 2024 | Tier 2 | Distribution Circuit |  |  |  | 2446796 | Sus |  | WildfireMitigation¦PlannedWSIPSystemHardening¦¦
24-0055439 | Company Initiated | Planned- capital |  |  | 2024 | Tier 2 | Distribution Circuit |  |  |  | 2446782 | Sus |  | CompanyInitiated¦Plannedcapital¦¦
24-0054214 | Company Initiated | Planned- maintenance |  |  | 2024 | Tier 2 | Distribution Circuit |  |  |  | 2446986 | Sus |  | CompanyInitiated¦Plannedmaintenance¦¦
24-0037434 | Wildfire Mitigation | Planned - WSIP/System Hardening |  |  | 2024 | Tier 2 | Distribution Circuit |  |  |  | 2446788 | Sus |  | WildfireMitigation¦PlannedWSIPSystemHardening¦¦
24-0058111 | Wildfire Mitigation | Planned - WSIP/System Hardening |  |  | 2024 | Tier 2 | Transformer only |  |  |  | 2446853 | Sus |  | WildfireMitigation¦PlannedWSIPSystemHardening¦¦
24-0053039 | Wildfire Mitigation | Planned - WSIP/System Hardening |  |  | 2024 | Tier 2 | Distribution Circuit |  |  |  | 2446958 | Sus |  | WildfireMitigation¦PlannedWSIPSystemHardening¦¦
24-0057669 | Company Initiated | Planned- maintenance |  |  | 2024 | Tier 2 | Distribution Circuit |  |  |  | 2447089 | Sus |  | CompanyInitiated¦Plannedmaintenance¦¦
24-0062795 | Equipment Failure/Involved | Overhead | Pole-Wood | Deteriorated | 2024 | Tier 2 | Distribution Circuit |  |  |  | 2447453 | Sus |  | EquipmentFailureInvolved¦Overhead¦PoleWood¦Deteriorated
24-0058827 | Company Initiated | Planned- maintenance |  |  | 2024 | Tier 2 | Distribution Circuit |  |  |  | 2447590 | Sus |  | CompanyInitiated¦Plannedmaintenance¦¦
24-0056932 | Wildfire Mitigation | Planned - WSIP/System Hardening |  |  | 2024 | Tier 2 | Distribution Circuit |  |  |  | 2447629 | Sus |  | WildfireMitigation¦PlannedWSIPSystemHardening¦¦
24-0061287 | Company Initiated | Planned- capital |  |  | 2024 | Tier 2 | Distribution Circuit |  |  |  | 2447651 | Sus |  | CompanyInitiated¦Plannedcapital¦¦
24-0057933 | Wildfire Mitigation | Planned - WSIP/System Hardening |  |  | 2024 | Tier 2 | Distribution Circuit |  |  |  | 2447659 | Sus |  | WildfireMitigation¦PlannedWSIPSystemHardening¦¦
24-0057452 | Wildfire Mitigation | Planned - WSIP/System Hardening |  |  | 2024 | Tier 2 | Distribution Circuit |  |  |  | 2447662 | Sus |  | WildfireMitigation¦PlannedWSIPSystemHardening¦¦
24-0058006 | Company Initiated | Planned- maintenance |  |  | 2024 | Tier 2 | Transformer only |  |  |  | 2447689 | Sus |  | CompanyInitiated¦Plannedmaintenance¦¦
24-0056267 | Company Initiated | Planned- maintenance |  |  | 2024 | Tier 2 | Distribution Circuit |  |  |  | 2447691 | Sus |  | CompanyInitiated¦Plannedmaintenance¦¦
24-0054219 | Company Initiated | Planned- maintenance |  |  | 2024 | Tier 2 | Distribution Circuit |  |  |  | 2447776 | Sus |  | CompanyInitiated¦Plannedmaintenance¦¦
24-0058830 | Company Initiated | Planned- maintenance |  |  | 2024 | Tier 2 | Distribution Circuit |  |  |  | 2447765 | Sus |  | CompanyInitiated¦Plannedmaintenance¦¦
24-0058832 | Company Initiated | Planned- maintenance |  |  | 2024 | Tier 2 | Distribution Circuit |  |  |  | 2447863 | Sus |  | CompanyInitiated¦Plannedmaintenance¦¦
24-0057487 | Wildfire Mitigation | Planned - WSIP/System Hardening |  |  | 2024 | Tier 2 | Distribution Circuit |  |  |  | 2447834 | Sus |  | WildfireMitigation¦PlannedWSIPSystemHardening¦¦
24-0063092 | Unknown Cause | Patrol - not conducted |  |  | 2024 | Tier 2 | Transformer only |  |  |  | 2447932 | Sus |  | UnknownCause¦Patrolnotconducted¦¦
24-0057489 | Company Initiated | Planned- maintenance |  |  | 2024 | Tier 2 | Distribution Circuit |  |  |  | 2448012 | Sus |  | CompanyInitiated¦Plannedmaintenance¦¦
24-0058962 | Company Initiated | Planned- maintenance |  |  | 2024 | Tier 2 | Distribution Circuit |  |  |  | 2448389 | Sus |  | CompanyInitiated¦Plannedmaintenance¦¦
24-0052939 | Company Initiated | Planned- capital |  |  | 2024 | Tier 2 | Distribution Circuit |  |  |  | 2448497 | Sus |  | CompanyInitiated¦Plannedcapital¦¦
24-0056443 | Company Initiated | Planned- maintenance |  |  | 2024 | Tier 2 | Distribution Circuit |  |  |  | 2448445 | Sus |  | CompanyInitiated¦Plannedmaintenance¦¦
24-0055761 | Wildfire Mitigation | Planned - WSIP/System Hardening |  |  | 2024 | Tier 2 | Distribution Circuit |  |  |  | 2448441 | Sus |  | WildfireMitigation¦PlannedWSIPSystemHardening¦¦
24-0054778 | Company Initiated | Planned- capital |  |  | 2024 | Tier 2 | Distribution Circuit |  |  |  | 2448570 | Sus |  | CompanyInitiated¦Plannedcapital¦¦
24-0063558 | Vegetation | Tree - fell into line | Transformer (UG) | Broken | 2024 | Tier 3 | Distribution Circuit |  |  |  | 2448785 | Sus |  | Vegetation¦Treefellintoline¦Transformer(UG)¦Broken
24-0063785 | Vegetation | Tree - fell into line | Conductor- Overhead | Normal | 2024 | Tier 2 | Distribution Circuit |  |  |  | 2448902 | Sus |  | Vegetation¦Treefellintoline¦ConductorOverhead¦Normal
24-0057738 | Wildfire Mitigation | Planned - WSIP/System Hardening |  |  | 2024 | Tier 3 | Distribution Circuit |  |  |  | 2449456 | Sus |  | WildfireMitigation¦PlannedWSIPSystemHardening¦¦
24-0058997 | Company Initiated | Planned- maintenance |  |  | 2024 | Tier 2 | Distribution Circuit |  |  |  | 2449426 | Sus |  | CompanyInitiated¦Plannedmaintenance¦¦
24-0056346 | Company Initiated | Planned- maintenance |  |  | 2024 | Tier 2 | Distribution Circuit |  |  |  | 2449538 | Sus |  | CompanyInitiated¦Plannedmaintenance¦¦
24-0057948 | Wildfire Mitigation | Planned - WSIP/System Hardening |  |  | 2024 | Tier 2 | Transformer only |  |  |  | 2449554 | Sus |  | WildfireMitigation¦PlannedWSIPSystemHardening¦¦
24-0044441 | Company Initiated | Planned- maintenance |  |  | 2024 | Tier 2 | Distribution Circuit |  |  |  | 2449583 | Sus |  | CompanyInitiated¦Plannedmaintenance¦¦
24-0057415 | Company Initiated | Planned- maintenance |  |  | 2024 | Tier 2 | Transformer only |  |  |  | 2449634 | Sus |  | CompanyInitiated¦Plannedmaintenance¦¦
24-0064084 | Equipment Failure/Involved | Underground | Transformer (UG) | Leaking | 2024 | Tier 3 | Distribution Circuit |  |  |  | 2449592 | Sus |  | EquipmentFailureInvolved¦Underground¦Transformer(UG)¦Leaking
24-0057668 | Company Initiated | Planned- maintenance |  |  | 2024 | Tier 2 | Distribution Circuit |  |  |  | 2449686 | Sus |  | CompanyInitiated¦Plannedmaintenance¦¦
24-0058999 | Company Initiated | Planned- maintenance |  |  | 2024 | Tier 2 | Distribution Circuit |  |  |  | 2449655 | Sus |  | CompanyInitiated¦Plannedmaintenance¦¦
24-0064202 | Equipment Failure/Involved | Overhead | Regulator | Broken | 2024 | Tier 2 | Distribution Circuit |  |  |  | 2449855 | Sus |  | EquipmentFailureInvolved¦Overhead¦Regulator¦Broken
24-0064401 | Equipment Failure/Involved | Overhead | Crossarm- Wood | Broken | 2024 | Tier 3 | Distribution Circuit |  |  |  | 2450039 | Sus |  | EquipmentFailureInvolved¦Overhead¦CrossarmWood¦Broken
24-0064451 | Equipment Failure/Involved | Underground | Transformer (UG) | Failed/Faulted | 2024 | Tier 2 | Distribution Circuit |  |  |  | 2450256 | Sus |  | EquipmentFailureInvolved¦Underground¦Transformer(UG)¦FailedFaulted
24-0057996 | Company Initiated | Planned- maintenance |  |  | 2024 | Tier 2 | Distribution Circuit |  |  |  | 2450316 | Sus |  | CompanyInitiated¦Plannedmaintenance¦¦
24-0056064 | Company Initiated | Planned- maintenance |  |  | 2024 | Tier 3 | Distribution Circuit |  |  |  | 2450353 | Sus |  | CompanyInitiated¦Plannedmaintenance¦¦
24-0057678 | Wildfire Mitigation | Planned - WSIP/System Hardening |  |  | 2024 | Tier 2 | Distribution Circuit |  |  |  | 2450390 | Sus |  | WildfireMitigation¦PlannedWSIPSystemHardening¦¦
24-0056983 | Wildfire Mitigation | Planned - WSIP/System Hardening |  |  | 2024 | Tier 3 | Distribution Circuit |  |  |  | 2450416 | Sus |  | WildfireMitigation¦PlannedWSIPSystemHardening¦¦
24-0064578 | Vegetation | Tree - branch fell on line | Conductor- Overhead | Normal | 2024 | Tier 2 | Transformer only |  |  |  | 2450421 | Sus |  | Vegetation¦Treebranchfellonline¦ConductorOverhead¦Normal
24-0042453 | Company Initiated | Return Circuit Normal | Conductor- Overhead | Normal | 2024 | Tier 2 | Distribution Circuit |  |  |  | 2450987 | Sus |  | CompanyInitiated¦ReturnCircuitNormal¦ConductorOverhead¦Normal
24-0064808 | Unknown Cause | Patrol - found nothing |  |  | 2024 | Tier 2 | Distribution Circuit |  |  |  | 2450998 | Sus |  | UnknownCause¦Patrolfoundnothing¦¦
24-0064863 | Vegetation | Tree - branch fell on line | Conductor- Overhead | Normal | 2024 | Tier 2 | Transformer only |  |  |  | 2451046 | Sus |  | Vegetation¦Treebranchfellonline¦ConductorOverhead¦Normal
24-0064960 | Vegetation | Tree - branch fell on line | Conductor- Overhead | Normal | 2024 | Tier 2 | Distribution Circuit |  |  |  | 2451253 | Sus |  | Vegetation¦Treebranchfellonline¦ConductorOverhead¦Normal
24-0064938 | Equipment Failure/Involved | Overhead | Other | Broken | 2024 | Tier 2 | Distribution Circuit |  |  |  | 2451319 | Sus |  | EquipmentFailureInvolved¦Overhead¦Other¦Broken
24-0064932 | Equipment Failure/Involved | Overhead | Street Light Equipment | Malfunctioning | 2024 | Tier 2 | Distribution Circuit |  |  |  | 2451299 | Sus |  | EquipmentFailureInvolved¦Overhead¦StreetLightEquipment¦Malfunctioning
24-0060383 | Wildfire Mitigation | Planned - WSIP/System Hardening |  |  | 2024 | Tier 2 | Distribution Circuit |  |  |  | 2451362 | Sus |  | WildfireMitigation¦PlannedWSIPSystemHardening¦¦
24-0064997 | Equipment Failure/Involved | Overhead | Transformer (OH) | Failed/Faulted | 2024 | Tier 2 | Transformer only |  |  |  | 2451450 | Sus |  | EquipmentFailureInvolved¦Overhead¦Transformer(OH)¦FailedFaulted
24-0059957 | Wildfire Mitigation | Planned - WSIP/System Hardening |  |  | 2024 | Tier 2 | Distribution Circuit |  |  |  | 2452361 | Sus |  | WildfireMitigation¦PlannedWSIPSystemHardening¦¦
24-0058738 | Company Initiated | Planned- maintenance |  |  | 2024 | Tier 3 | Distribution Circuit |  |  |  | 2452418 | Sus |  | CompanyInitiated¦Plannedmaintenance¦¦
24-0059914 | Company Initiated | Planned- maintenance |  |  | 2024 | Tier 2 | Transformer only |  |  |  | 2452423 | Sus |  | CompanyInitiated¦Plannedmaintenance¦¦
24-0057991 | Wildfire Mitigation | Planned - WSIP/System Hardening |  |  | 2024 | Tier 2 | Distribution Circuit |  |  |  | 2452422 | Sus |  | WildfireMitigation¦PlannedWSIPSystemHardening¦¦
24-0060799 | Company Initiated | Planned- maintenance |  |  | 2024 | Tier 2 | Distribution Circuit |  |  |  | 2452308 | Sus |  | CompanyInitiated¦Plannedmaintenance¦¦
24-0060048 | Company Initiated | Planned- maintenance |  |  | 2024 | Tier 2 | Distribution Circuit |  |  |  | 2452568 | Sus |  | CompanyInitiated¦Plannedmaintenance¦¦
24-0060808 | Company Initiated | Planned- maintenance |  |  | 2024 | Tier 2 | Distribution Circuit |  |  |  | 2452614 | Sus |  | CompanyInitiated¦Plannedmaintenance¦¦
24-0060450 | Company Initiated | Planned- maintenance |  |  | 2024 | Tier 2 | Distribution Circuit |  |  |  | 2452644 | Sus |  | CompanyInitiated¦Plannedmaintenance¦¦
24-0060812 | Company Initiated | Planned- maintenance |  |  | 2024 | Tier 2 | Distribution Circuit |  |  |  | 2452681 | Sus |  | CompanyInitiated¦Plannedmaintenance¦¦
24-0060459 | Company Initiated | Planned- maintenance |  |  | 2024 | Tier 2 | Distribution Circuit |  |  |  | 2452709 | Sus |  | CompanyInitiated¦Plannedmaintenance¦¦
24-0060823 | Company Initiated | Planned- maintenance |  |  | 2024 | Tier 2 | Distribution Circuit |  |  |  | 2452743 | Sus |  | CompanyInitiated¦Plannedmaintenance¦¦
24-0060460 | Company Initiated | Planned- maintenance |  |  | 2024 | Tier 2 | Distribution Circuit |  |  |  | 2452764 | Sus |  | CompanyInitiated¦Plannedmaintenance¦¦
24-0065506 | 3rd Party | Other | Transformer | Failed/Faulted | 2024 | Tier 2 | Transformer only |  |  |  | 2452854 | Sus |  | 3rdParty¦Other¦Transformer¦FailedFaulted
24-0060692 | Wildfire Mitigation | Planned - WSIP/System Hardening |  |  | 2024 | Tier 2 | Distribution Circuit |  |  |  | 2453189 | Sus |  | WildfireMitigation¦PlannedWSIPSystemHardening¦¦
24-0056885 | Company Initiated | Planned- maintenance |  |  | 2024 | Tier 2 | Distribution Circuit |  |  |  | 2453196 | Sus |  | CompanyInitiated¦Plannedmaintenance¦¦
24-0060715 | Wildfire Mitigation | Planned - WSIP/System Hardening |  |  | 2024 | Tier 2 | Distribution Circuit |  |  |  | 2453240 | Sus |  | WildfireMitigation¦PlannedWSIPSystemHardening¦¦
24-0055530 | Wildfire Mitigation | Planned - WSIP/System Hardening |  |  | 2024 | Tier 2 | Distribution Circuit |  |  |  | 2453193 | Sus |  | WildfireMitigation¦PlannedWSIPSystemHardening¦¦
24-0059928 | Wildfire Mitigation | Planned - WSIP/System Hardening |  |  | 2024 | Tier 2 | Transformer only |  |  |  | 2453246 | Sus |  | WildfireMitigation¦PlannedWSIPSystemHardening¦¦
24-0058367 | Wildfire Mitigation | Planned - WSIP/System Hardening |  |  | 2024 | Tier 2 | Distribution Circuit |  |  |  | 2453292 | Sus |  | WildfireMitigation¦PlannedWSIPSystemHardening¦¦
24-0057867 | Wildfire Mitigation | Planned - WSIP/System Hardening |  |  | 2024 | Tier 2 | Distribution Circuit |  |  |  | 2453234 | Sus |  | WildfireMitigation¦PlannedWSIPSystemHardening¦¦
24-0055014 | Company Initiated | Planned- capital |  |  | 2024 | Tier 2 | Distribution Circuit |  |  |  | 2453284 | Sus |  | CompanyInitiated¦Plannedcapital¦¦
24-0061042 | Wildfire Mitigation | Planned - WSIP/System Hardening |  |  | 2024 | Tier 3 | Transformer only |  |  |  | 2453633 | Sus |  | WildfireMitigation¦PlannedWSIPSystemHardening¦¦
24-0060979 | Company Initiated | Planned- maintenance |  |  | 2024 | Tier 2 | Distribution Circuit |  |  |  | 2453502 | Sus |  | CompanyInitiated¦Plannedmaintenance¦¦
24-0060985 | Wildfire Mitigation | Planned - WSIP/System Hardening |  |  | 2024 | Tier 2 | Distribution Circuit |  |  |  | 2453569 | Sus |  | WildfireMitigation¦PlannedWSIPSystemHardening¦¦
24-0056881 | Company Initiated | Planned- capital |  |  | 2024 | Tier 2 | Distribution Circuit |  |  |  | 2454030 | Sus |  | CompanyInitiated¦Plannedcapital¦¦
24-0061670 | Company Initiated | Planned- maintenance |  |  | 2024 | Tier 2 | Distribution Circuit |  |  |  | 2454034 | Sus |  | CompanyInitiated¦Plannedmaintenance¦¦
24-0061601 | Company Initiated | Planned- maintenance |  |  | 2024 | Tier 2 | Distribution Circuit |  |  |  | 2454047 | Sus |  | CompanyInitiated¦Plannedmaintenance¦¦
24-0066160 | Equipment Failure/Involved | Overhead | Pole-Wood | Deteriorated | 2024 | Tier 2 | Distribution Circuit |  |  |  | 2454107 | Sus |  | EquipmentFailureInvolved¦Overhead¦PoleWood¦Deteriorated
24-0066204 | Equipment Failure/Involved | Overhead | Crossarm- Wood | Broken | 2024 | Tier 2 | Distribution Circuit |  |  |  | 2454174 | Sus |  | EquipmentFailureInvolved¦Overhead¦CrossarmWood¦Broken
24-0053448 | Company Initiated | Planned- capital |  |  | 2024 | Tier 2 | Distribution Circuit |  |  |  | 2454219 | Sus |  | CompanyInitiated¦Plannedcapital¦¦
24-0052696 | Company Initiated | Planned- maintenance |  |  | 2024 | Tier 2 | Transformer only |  |  |  | 2454242 | Sus |  | CompanyInitiated¦Plannedmaintenance¦¦
24-0060698 | Wildfire Mitigation | Planned - WSIP/System Hardening |  |  | 2024 | Tier 2 | Distribution Circuit |  |  |  | 2454299 | Sus |  | WildfireMitigation¦PlannedWSIPSystemHardening¦¦
24-0066265 | Equipment Failure/Involved | Overhead | Transformer | Bent or Twisted | 2024 | Tier 2 | Transformer only |  |  |  | 2454316 | Sus |  | EquipmentFailureInvolved¦Overhead¦Transformer¦BentorTwisted
24-0067067 | Vegetation | Tree - fell into line | Conductor- Overhead | Broken- wire on ground | 2024 | Tier 2 | Distribution Circuit |  |  |  | 2461227 | Sus |  | Vegetation¦Treefellintoline¦ConductorOverhead¦Brokenwireonground
24-0061770 | Company Initiated | Planned- maintenance |  |  | 2024 | Tier 2 | Distribution Circuit |  |  |  | 2461292 | Sus |  | CompanyInitiated¦Plannedmaintenance¦¦
24-0062311 | Wildfire Mitigation | Planned - WSIP/System Hardening |  |  | 2024 | Tier 2 | Distribution Circuit |  |  |  | 2461234 | Sus |  | WildfireMitigation¦PlannedWSIPSystemHardening¦¦
24-0067230 | 3rd Party | Tree - cutting- 3rd party | Conductor- Overhead | Broken- wire on ground | 2024 | Tier 2 | Distribution Circuit |  |  |  | 2461303 | Sus |  | 3rdParty¦Treecutting3rdparty¦ConductorOverhead¦Brokenwireonground
24-0058573 | Wildfire Mitigation | Planned - WSIP/System Hardening |  |  | 2024 | Tier 2 | Transformer only |  |  |  | 2461388 | Sus |  | WildfireMitigation¦PlannedWSIPSystemHardening¦¦
24-0058754 | Wildfire Mitigation | Planned - WSIP/System Hardening |  |  | 2024 | Tier 3 | Transformer only |  |  |  | 2461394 | Sus |  | WildfireMitigation¦PlannedWSIPSystemHardening¦¦
24-0058570 | Wildfire Mitigation | Planned - WSIP/System Hardening |  |  | 2024 | Tier 2 | Distribution Circuit |  |  |  | 2461399 | Sus |  | WildfireMitigation¦PlannedWSIPSystemHardening¦¦
24-0058591 | Wildfire Mitigation | Planned - WSIP/System Hardening |  |  | 2024 | Tier 2 | Transformer only |  |  |  | 2461685 | Sus |  | WildfireMitigation¦PlannedWSIPSystemHardening¦¦
24-0061776 | Company Initiated | Planned- maintenance |  |  | 2024 | Tier 2 | Distribution Circuit |  |  |  | 2461444 | Sus |  | CompanyInitiated¦Plannedmaintenance¦¦
24-0061785 | Company Initiated | Planned- maintenance |  |  | 2024 | Tier 2 | Distribution Circuit |  |  |  | 2461597 | Sus |  | CompanyInitiated¦Plannedmaintenance¦¦
24-0067368 | Unknown Cause | Patrol - found nothing |  |  | 2024 | Tier 2 | Distribution Circuit |  |  |  | 2461710 | Sus |  | UnknownCause¦Patrolfoundnothing¦¦
24-0067457 | Vegetation | Tree - fell into line | Transformer (OH) | Broken | 2024 | Tier 3 | Transformer only |  |  |  | 2462020 | Sus |  | Vegetation¦Treefellintoline¦Transformer(OH)¦Broken
24-0067525 | Vegetation | Tree - fell into line | Transformer (OH) | Broken- wire on ground | 2024 | Tier 2 | Transformer only |  |  |  | 2462241 | Sus |  | Vegetation¦Treefellintoline¦Transformer(OH)¦Brokenwireonground
24-0042160 | Company Initiated | Planned- capital |  |  | 2024 | Tier 2 | Distribution Circuit |  |  |  | 2462510 | Sus |  | CompanyInitiated¦Plannedcapital¦¦
24-0067658 | Unknown Cause | Patrol - found nothing |  |  | 2024 | Tier 2 | Distribution Circuit |  |  |  | 2462723 | Sus |  | UnknownCause¦Patrolfoundnothing¦¦
24-0062318 | Company Initiated | Planned- maintenance |  |  | 2024 | Tier 2 | Distribution Circuit |  |  |  | 2462857 | Sus |  | CompanyInitiated¦Plannedmaintenance¦¦
24-0060546 | Wildfire Mitigation | Planned - WSIP/System Hardening |  |  | 2024 | Tier 2 | Distribution Circuit |  |  |  | 2462947 | Sus |  | WildfireMitigation¦PlannedWSIPSystemHardening¦¦
24-0062016 | Company Initiated | Planned- maintenance |  |  | 2024 | Tier 2 | Transformer only |  |  |  | 2462966 | Sus |  | CompanyInitiated¦Plannedmaintenance¦¦
24-0063125 | Company Initiated | Planned- maintenance |  |  | 2024 | Tier 2 | Distribution Circuit |  |  |  | 2462995 | Sus |  | CompanyInitiated¦Plannedmaintenance¦¦
24-0061647 | Wildfire Mitigation | Planned - WSIP/System Hardening |  |  | 2024 | Tier 2 | Transformer only |  |  |  | 2463002 | Sus |  | WildfireMitigation¦PlannedWSIPSystemHardening¦¦
24-0061645 | Wildfire Mitigation | Planned - WSIP/System Hardening |  |  | 2024 | Tier 2 | Distribution Circuit |  |  |  | 2463003 | Sus |  | WildfireMitigation¦PlannedWSIPSystemHardening¦¦
24-0067933 | Unknown Cause | Patrol - not conducted |  |  | 2024 | Tier 2 | Transformer only |  |  |  | 2463229 | Sus |  | UnknownCause¦Patrolnotconducted¦¦
24-0068111 | Vegetation | Tree - branch fell on line | Conductor- Overhead | Normal | 2024 | Tier 2 | Distribution Circuit |  |  |  | 2463582 | Sus |  | Vegetation¦Treebranchfellonline¦ConductorOverhead¦Normal
24-0002228 | Company Initiated | Planned- capital |  |  | 2024 | Tier 2 | Distribution Circuit |  |  |  | 2464320 | Sus |  | CompanyInitiated¦Plannedcapital¦¦
24-0060569 | Wildfire Mitigation | Planned - WSIP/System Hardening |  |  | 2024 | Tier 2 | Distribution Circuit |  |  |  | 2464058 | Sus |  | WildfireMitigation¦PlannedWSIPSystemHardening¦¦
24-0062852 | Wildfire Mitigation | Planned - WSIP/System Hardening |  |  | 2024 | Tier 2 | Transformer only |  |  |  | 2464388 | Sus |  | WildfireMitigation¦PlannedWSIPSystemHardening¦¦
24-0062020 | Wildfire Mitigation | Planned - WSIP/System Hardening |  |  | 2024 | Tier 3 | Transformer only |  |  |  | 2464066 | Sus |  | WildfireMitigation¦PlannedWSIPSystemHardening¦¦
24-0063613 | Wildfire Mitigation | Planned - WSIP/System Hardening |  |  | 2024 | Tier 3 | Distribution Circuit |  |  |  | 2464074 | Sus |  | WildfireMitigation¦PlannedWSIPSystemHardening¦¦
24-0057134 | Company Initiated | Planned- capital |  |  | 2024 | Tier 2 | Distribution Circuit |  |  |  | 2464105 | Sus |  | CompanyInitiated¦Plannedcapital¦¦
24-0068235 | Equipment Failure/Involved | Overhead | Pole-Wood | Deteriorated | 2024 | Tier 3 | Distribution Circuit |  |  |  | 2464168 | Sus |  | EquipmentFailureInvolved¦Overhead¦PoleWood¦Deteriorated
24-0056014 | Company Initiated | Planned- maintenance |  |  | 2024 | Tier 2 | Distribution Circuit |  |  |  | 2464359 | Sus |  | CompanyInitiated¦Plannedmaintenance¦¦
24-0068555 | Unknown Cause | Patrol - found nothing |  |  | 2024 | Tier 2 | Distribution Circuit |  |  |  | 2464722 | Sus |  | UnknownCause¦Patrolfoundnothing¦¦
24-0062640 | Company Initiated | Planned- maintenance |  |  | 2024 | Tier 2 | Distribution Circuit |  |  |  | 2464803 | Sus |  | CompanyInitiated¦Plannedmaintenance¦¦
24-0062325 | Wildfire Mitigation | Planned - WSIP/System Hardening |  |  | 2024 | Tier 2 | Distribution Circuit |  |  |  | 2464787 | Sus |  | WildfireMitigation¦PlannedWSIPSystemHardening¦¦
24-0062468 | Wildfire Mitigation | Planned - WSIP/System Hardening |  |  | 2024 | Tier 2 | Distribution Circuit |  |  |  | 2464784 | Sus |  | WildfireMitigation¦PlannedWSIPSystemHardening¦¦
24-0043577 | Company Initiated | Planned- capital |  |  | 2024 | Tier 2 | Distribution Circuit |  |  |  | 2464955 | Sus |  | CompanyInitiated¦Plannedcapital¦¦
24-0044526 | Company Initiated | Planned- maintenance |  |  | 2024 | Tier 2 | Distribution Circuit |  |  |  | 2464891 | Sus |  | CompanyInitiated¦Plannedmaintenance¦¦
24-0062718 | Wildfire Mitigation | Planned - WSIP/System Hardening |  |  | 2024 | Tier 2 | Distribution Circuit |  |  |  | 2464913 | Sus |  | WildfireMitigation¦PlannedWSIPSystemHardening¦¦
24-0063053 | Company Initiated | Planned- maintenance |  |  | 2024 | Tier 2 | Distribution Circuit |  |  |  | 2464939 | Sus |  | CompanyInitiated¦Plannedmaintenance¦¦
24-0062725 | Wildfire Mitigation | Planned - WSIP/System Hardening |  |  | 2024 | Tier 2 | Distribution Circuit |  |  |  | 2465038 | Sus |  | WildfireMitigation¦PlannedWSIPSystemHardening¦¦
24-0068690 | Equipment Failure/Involved | Overhead | Connector or Splice (OH) | Broken | 2024 | Tier 2 | Distribution Circuit |  |  |  | 2465033 | Sus |  | EquipmentFailureInvolved¦Overhead¦ConnectororSplice(OH)¦Broken
24-0061439 | Company Initiated | Planned- maintenance |  |  | 2024 | Tier 2 | Distribution Circuit |  |  |  | 2465049 | Sus |  | CompanyInitiated¦Plannedmaintenance¦¦
24-0062931 | Wildfire Mitigation | Planned - WSIP/System Hardening |  |  | 2024 | Tier 2 | Distribution Circuit |  |  |  | 2465098 | Sus |  | WildfireMitigation¦PlannedWSIPSystemHardening¦¦
24-0062332 | Wildfire Mitigation | Planned - WSIP/System Hardening |  |  | 2024 | Tier 2 | Distribution Circuit |  |  |  | 2465135 | Sus |  | WildfireMitigation¦PlannedWSIPSystemHardening¦¦
24-0062976 | Wildfire Mitigation | Planned - WSIP/System Hardening |  |  | 2024 | Tier 2 | Distribution Circuit |  |  |  | 2465163 | Sus |  | WildfireMitigation¦PlannedWSIPSystemHardening¦¦
24-0062481 | Company Initiated | Planned- maintenance |  |  | 2024 | Tier 2 | Distribution Circuit |  |  |  | 2465591 | Sus |  | CompanyInitiated¦Plannedmaintenance¦¦
24-0062696 | Wildfire Mitigation | Planned - WSIP/System Hardening |  |  | 2024 | Tier 2 | Distribution Circuit |  |  |  | 2465550 | Sus |  | WildfireMitigation¦PlannedWSIPSystemHardening¦¦
24-0061761 | Company Initiated | Planned- capital |  |  | 2024 | Tier 2 | Distribution Circuit |  |  |  | 2465595 | Sus |  | CompanyInitiated¦Plannedcapital¦¦
24-0063721 | Wildfire Mitigation | Planned - WSIP/System Hardening |  |  | 2024 | Tier 2 | Transformer only |  |  |  | 2465631 | Sus |  | WildfireMitigation¦PlannedWSIPSystemHardening¦¦
24-0056737 | Company Initiated | Planned- maintenance |  |  | 2024 | Tier 2 | Distribution Circuit |  |  |  | 2465616 | Sus |  | CompanyInitiated¦Plannedmaintenance¦¦
24-0066818 | Company Initiated | Planned- maintenance |  |  | 2024 | Tier 2 | Transformer only |  |  |  | 2465648 | Sus |  | CompanyInitiated¦Plannedmaintenance¦¦
24-0061453 | Company Initiated | Planned- capital |  |  | 2024 | Tier 2 | Distribution Circuit |  |  |  | 2465700 | Sus |  | CompanyInitiated¦Plannedcapital¦¦
24-0063618 | Wildfire Mitigation | Planned - WSIP/System Hardening |  |  | 2024 | Tier 2 | Distribution Circuit |  |  |  | 2465662 | Sus |  | WildfireMitigation¦PlannedWSIPSystemHardening¦¦
24-0062999 | Wildfire Mitigation | Planned - WSIP/System Hardening |  |  | 2024 | Tier 2 | Transformer only |  |  |  | 2465932 | Sus |  | WildfireMitigation¦PlannedWSIPSystemHardening¦¦
24-0064012 | Wildfire Mitigation | Planned - WSIP/System Hardening |  |  | 2024 | Tier 2 | Distribution Circuit |  |  |  | 2465569 | Sus |  | WildfireMitigation¦PlannedWSIPSystemHardening¦¦
24-0063726 | Wildfire Mitigation | Planned - WSIP/System Hardening |  |  | 2024 | Tier 2 | Transformer only |  |  |  | 2465793 | Sus |  | WildfireMitigation¦PlannedWSIPSystemHardening¦¦
24-0063766 | Wildfire Mitigation | Planned - WSIP/System Hardening |  |  | 2024 | Tier 2 | Distribution Circuit |  |  |  | 2465853 | Sus |  | WildfireMitigation¦PlannedWSIPSystemHardening¦¦
24-0061447 | Company Initiated | Planned- maintenance |  |  | 2024 | Tier 2 | Distribution Circuit |  |  |  | 2465880 | Sus |  | CompanyInitiated¦Plannedmaintenance¦¦
24-0069419 | Equipment Failure/Involved | Overhead | Fuse | Normal | 2024 | Tier 2 | Transformer only |  |  |  | 2466092 | Sus |  | EquipmentFailureInvolved¦Overhead¦Fuse¦Normal
24-0063425 | Company Initiated | Planned- maintenance |  |  | 2024 | Tier 2 | Transformer only |  |  |  | 2466720 | Sus |  | CompanyInitiated¦Plannedmaintenance¦¦
24-0057024 | Company Initiated | Planned- capital |  |  | 2024 | Tier 2 | Distribution Circuit |  |  |  | 2466394 | Sus |  | CompanyInitiated¦Plannedcapital¦¦
24-0057029 | Company Initiated | Planned- maintenance |  |  | 2024 | Tier 2 | Distribution Circuit |  |  |  | 2466409 | Sus |  | CompanyInitiated¦Plannedmaintenance¦¦
24-0064000 | Wildfire Mitigation | Planned - WSIP/System Hardening |  |  | 2024 | Tier 2 | Transformer only |  |  |  | 2466446 | Sus |  | WildfireMitigation¦PlannedWSIPSystemHardening¦¦
24-0062686 | Wildfire Mitigation | Planned - WSIP/System Hardening |  |  | 2024 | Tier 2 | Distribution Circuit |  |  |  | 2466351 | Sus |  | WildfireMitigation¦PlannedWSIPSystemHardening¦¦
24-0066820 | Company Initiated | Planned- maintenance |  |  | 2024 | Tier 2 | Transformer only |  |  |  | 2466463 | Sus |  | CompanyInitiated¦Plannedmaintenance¦¦
24-0060845 | Company Initiated | Planned- maintenance |  |  | 2024 | Tier 2 | Transformer only |  |  |  | 2466474 | Sus |  | CompanyInitiated¦Plannedmaintenance¦¦
24-0063662 | Wildfire Mitigation | Planned - WSIP/System Hardening |  |  | 2024 | Tier 2 | Distribution Circuit |  |  |  | 2466548 | Sus |  | WildfireMitigation¦PlannedWSIPSystemHardening¦¦
24-0055825 | Company Initiated | Planned- capital |  |  | 2024 | Tier 2 | Distribution Circuit |  |  |  | 2467314 | Sus |  | CompanyInitiated¦Plannedcapital¦¦
24-0058340 | Company Initiated | Planned- capital |  |  | 2024 | Tier 2 | Distribution Circuit |  |  |  | 2467318 | Sus |  | CompanyInitiated¦Plannedcapital¦¦
24-0067294 | Company Initiated | Planned- maintenance |  |  | 2024 | Tier 2 | Distribution Circuit |  |  |  | 2467324 | Sus |  | CompanyInitiated¦Plannedmaintenance¦¦
24-0070091 | Equipment Failure/Involved | Overhead | Fuse | Failed/Faulted | 2024 | Tier 2 | Transformer only |  |  |  | 2467747 | Sus |  | EquipmentFailureInvolved¦Overhead¦Fuse¦FailedFaulted
24-0065902 | Company Initiated | Planned- maintenance |  |  | 2024 | Tier 2 | Distribution Circuit |  |  |  | 2467748 | Sus |  | CompanyInitiated¦Plannedmaintenance¦¦
24-0067148 | Company Initiated | Planned- maintenance |  |  | 2024 | Tier 2 | Distribution Circuit |  |  |  | 2468116 | Sus |  | CompanyInitiated¦Plannedmaintenance¦¦
24-0065485 | Wildfire Mitigation | Planned - WSIP/System Hardening |  |  | 2024 | Tier 2 | Transformer only |  |  |  | 2468121 | Sus |  | WildfireMitigation¦PlannedWSIPSystemHardening¦¦
24-0067152 | Company Initiated | Planned- maintenance |  |  | 2024 | Tier 2 | Distribution Circuit |  |  |  | 2468248 | Sus |  | CompanyInitiated¦Plannedmaintenance¦¦
24-0065494 | Wildfire Mitigation | Planned - WSIP/System Hardening |  |  | 2024 | Tier 2 | Distribution Circuit |  |  |  | 2468514 | Sus |  | WildfireMitigation¦PlannedWSIPSystemHardening¦¦
24-0063796 | Wildfire Mitigation | Planned - WSIP/System Hardening |  |  | 2024 | Tier 2 | Transformer only |  |  |  | 2468518 | Sus |  | WildfireMitigation¦PlannedWSIPSystemHardening¦¦
24-0064078 | Wildfire Mitigation | Planned - WSIP/System Hardening |  |  | 2024 | Tier 3 | Transformer only |  |  |  | 2468826 | Sus |  | WildfireMitigation¦PlannedWSIPSystemHardening¦¦
24-0064091 | Company Initiated | Planned- maintenance |  |  | 2024 | Tier 2 | Transformer only |  |  |  | 2468610 | Sus |  | CompanyInitiated¦Plannedmaintenance¦¦
24-0063433 | Company Initiated | Planned- capital |  |  | 2024 | Tier 2 | Distribution Circuit |  |  |  | 2468615 | Sus |  | CompanyInitiated¦Plannedcapital¦¦
24-0063095 | Wildfire Mitigation | Planned - WSIP/System Hardening |  |  | 2024 | Tier 2 | Distribution Circuit |  |  |  | 2468626 | Sus |  | WildfireMitigation¦PlannedWSIPSystemHardening¦¦
24-0064532 | Company Initiated | Planned- maintenance |  |  | 2024 | Tier 2 | Distribution Circuit |  |  |  | 2468645 | Sus |  | CompanyInitiated¦Plannedmaintenance¦¦
24-0070469 | Vegetation | Tree - fell into line | Conductor- Overhead | Normal | 2024 | Tier 2 | Distribution Circuit |  |  |  | 2468810 | Sus |  | Vegetation¦Treefellintoline¦ConductorOverhead¦Normal
24-0065510 | Company Initiated | Planned- maintenance |  |  | 2024 | Tier 2 | Distribution Circuit |  |  |  | 2468886 | Sus |  | CompanyInitiated¦Plannedmaintenance¦¦
24-0063461 | Wildfire Mitigation | Planned - WSIP/System Hardening |  |  | 2024 | Tier 2 | Distribution Circuit |  |  |  | 2468887 | Sus |  | WildfireMitigation¦PlannedWSIPSystemHardening¦¦
24-0070950 | Equipment Failure/Involved | Overhead | Fuse | Failed/Faulted | 2024 | Tier 2 | Transformer only |  |  |  | 2469503 | Sus |  | EquipmentFailureInvolved¦Overhead¦Fuse¦FailedFaulted
24-0064241 | Wildfire Mitigation | Planned - WSIP/System Hardening |  |  | 2024 | Tier 2 | Distribution Circuit |  |  |  | 2469511 | Sus |  | WildfireMitigation¦PlannedWSIPSystemHardening¦¦
24-0064140 | Company Initiated | Planned- maintenance |  |  | 2024 | Tier 2 | Distribution Circuit |  |  |  | 2469559 | Sus |  | CompanyInitiated¦Plannedmaintenance¦¦
24-0063592 | Wildfire Mitigation | Planned - WSIP/System Hardening |  |  | 2024 | Tier 3 | Distribution Circuit |  |  |  | 2469583 | Sus |  | WildfireMitigation¦PlannedWSIPSystemHardening¦¦
24-0063416 | Wildfire Mitigation | Planned - WSIP/System Hardening |  |  | 2024 | Tier 2 | Distribution Circuit |  |  |  | 2469614 | Sus |  | WildfireMitigation¦PlannedWSIPSystemHardening¦¦
24-0063590 | Wildfire Mitigation | Planned - WSIP/System Hardening |  |  | 2024 | Tier 2 | Distribution Circuit |  |  |  | 2469617 | Sus |  | WildfireMitigation¦PlannedWSIPSystemHardening¦¦
24-0070893 | Equipment Failure/Involved | Overhead | Transformer | Failed/Faulted | 2024 | Tier 2 | Transformer only |  |  |  | 2469773 | Sus |  | EquipmentFailureInvolved¦Overhead¦Transformer¦FailedFaulted
24-0070933 | Animal | Squirrel | Cutout- fuse holder | Broken | 2024 | Tier 2 | Distribution Circuit |  |  |  | 2469782 | Sus |  | Animal¦Squirrel¦Cutoutfuseholder¦Broken
24-0058940 | Wildfire Mitigation | Planned - WSIP/System Hardening |  |  | 2024 | Tier 2 | Distribution Circuit |  |  |  | 2469856 | Sus |  | WildfireMitigation¦PlannedWSIPSystemHardening¦¦
24-0071092 | Vegetation | Tree - fell into line | Conductor- Overhead | Normal | 2024 | Tier 2 | Distribution Circuit |  |  |  | 2470005 | Sus |  | Vegetation¦Treefellintoline¦ConductorOverhead¦Normal
24-0071102 | Vegetation | Tree - branch fell on line | Conductor- Overhead | Normal | 2024 | Tier 2 | Distribution Circuit |  |  |  | 2470053 | Sus |  | Vegetation¦Treebranchfellonline¦ConductorOverhead¦Normal
24-0071107 | Vegetation | Tree - branch fell on line | Conductor- Overhead | Normal | 2024 | Tier 2 | Distribution Circuit |  |  |  | 2470021 | Sus |  | Vegetation¦Treebranchfellonline¦ConductorOverhead¦Normal
24-0071170 | Vegetation | Tree - branch fell on line | Conductor- Overhead | Broken- wire on ground | 2024 | Tier 2 | Distribution Circuit |  |  |  | 2470461 | Sus |  | Vegetation¦Treebranchfellonline¦ConductorOverhead¦Brokenwireonground
24-0071188 | Vegetation | Tree - fell into line | Conductor- Overhead | Normal | 2024 | Tier 2 | Distribution Circuit |  |  |  | 2470493 | Sus |  | Vegetation¦Treefellintoline¦ConductorOverhead¦Normal
24-0064094 | Wildfire Mitigation | Planned - WSIP/System Hardening |  |  | 2024 | Tier 2 | Transformer only |  |  |  | 2470621 | Sus |  | WildfireMitigation¦PlannedWSIPSystemHardening¦¦
24-0063485 | Wildfire Mitigation | Planned - WSIP/System Hardening |  |  | 2024 | Tier 2 | Distribution Circuit |  |  |  | 2470665 | Sus |  | WildfireMitigation¦PlannedWSIPSystemHardening¦¦
24-0071273 | Vegetation | Tree - branch fell on line | Crossarm- Wood | Broken | 2024 | Tier 2 | Distribution Circuit |  |  |  | 2470669 | Sus |  | Vegetation¦Treebranchfellonline¦CrossarmWood¦Broken
24-0065698 | Wildfire Mitigation | Planned - WSIP/System Hardening |  |  | 2024 | Tier 2 | Distribution Circuit |  |  |  | 2470655 | Sus |  | WildfireMitigation¦PlannedWSIPSystemHardening¦¦
24-0064651 | Wildfire Mitigation | Planned - WSIP/System Hardening |  |  | 2024 | Tier 2 | Distribution Circuit |  |  |  | 2470675 | Sus |  | WildfireMitigation¦PlannedWSIPSystemHardening¦¦
24-0071279 | Equipment Failure/Involved | Underground | Transformer (UG) | Broken | 2024 | Tier 2 | Distribution Circuit |  |  |  | 2470691 | Sus |  | EquipmentFailureInvolved¦Underground¦Transformer(UG)¦Broken
24-0063429 | Wildfire Mitigation | Planned - WSIP/System Hardening |  |  | 2024 | Tier 2 | Transformer only |  |  |  | 2470695 | Sus |  | WildfireMitigation¦PlannedWSIPSystemHardening¦¦
24-0065766 | Wildfire Mitigation | Planned - WSIP/System Hardening |  |  | 2024 | Tier 2 | Transformer only |  |  |  | 2470765 | Sus |  | WildfireMitigation¦PlannedWSIPSystemHardening¦¦
24-0065787 | Wildfire Mitigation | Planned - WSIP/System Hardening |  |  | 2024 | Tier 2 | Transformer only |  |  |  | 2470909 | Sus |  | WildfireMitigation¦PlannedWSIPSystemHardening¦¦
24-0066173 | Company Initiated | Planned- maintenance |  |  | 2024 | Tier 2 | Distribution Circuit |  |  |  | 2471491 | Sus |  | CompanyInitiated¦Plannedmaintenance¦¦
24-0065873 | Wildfire Mitigation | Planned - WSIP/System Hardening |  |  | 2024 | Tier 2 | Distribution Circuit |  |  |  | 2471482 | Sus |  | WildfireMitigation¦PlannedWSIPSystemHardening¦¦
24-0064100 | Wildfire Mitigation | Planned - WSIP/System Hardening |  |  | 2024 | Tier 2 | Transformer only |  |  |  | 2471567 | Sus |  | WildfireMitigation¦PlannedWSIPSystemHardening¦¦
24-0058816 | Wildfire Mitigation | Planned - WSIP/System Hardening |  |  | 2024 | Tier 2 | Distribution Circuit |  |  |  | 2471485 | Sus |  | WildfireMitigation¦PlannedWSIPSystemHardening¦¦
24-0064772 | Wildfire Mitigation | Planned - WSIP/System Hardening |  |  | 2024 | Tier 2 | Distribution Circuit |  |  |  | 2471571 | Sus |  | WildfireMitigation¦PlannedWSIPSystemHardening¦¦
24-0066182 | Company Initiated | Planned- maintenance |  |  | 2024 | Tier 2 | Distribution Circuit |  |  |  | 2471749 | Sus |  | CompanyInitiated¦Plannedmaintenance¦¦
24-0066273 | Company Initiated | Planned- maintenance |  |  | 2024 | Tier 2 | Distribution Circuit |  |  |  | 2471492 | Sus |  | CompanyInitiated¦Plannedmaintenance¦¦
24-0066284 | Company Initiated | Planned- maintenance |  |  | 2024 | Tier 2 | Distribution Circuit |  |  |  | 2471823 | Sus |  | CompanyInitiated¦Plannedmaintenance¦¦
24-0066292 | Company Initiated | Planned- maintenance |  |  | 2024 | Tier 2 | Distribution Circuit |  |  |  | 2471899 | Sus |  | CompanyInitiated¦Plannedmaintenance¦¦
24-0072147 | Equipment Failure/Involved | Overhead | Crossarm- Wood | Broken | 2024 | Tier 2 | Distribution Circuit |  |  |  | 2472425 | Sus |  | EquipmentFailureInvolved¦Overhead¦CrossarmWood¦Broken
24-0072160 | Equipment Failure/Involved | Overhead | Crossarm- Wood | Broken | 2024 | Tier 2 | Distribution Circuit |  |  |  | 2472462 | Sus |  | EquipmentFailureInvolved¦Overhead¦CrossarmWood¦Broken
24-0072201 | Equipment Failure/Involved | Overhead | Transformer (OH) | Failed/Faulted | 2024 | Tier 3 | Transformer only |  |  |  | 2472554 | Sus |  | EquipmentFailureInvolved¦Overhead¦Transformer(OH)¦FailedFaulted
24-0072339 | Vegetation | Tree - branch fell on line | Conductor- Overhead | Normal | 2024 | Tier 2 | Distribution Circuit |  |  |  | 2473265 | Sus |  | Vegetation¦Treebranchfellonline¦ConductorOverhead¦Normal
24-0072352 | Vegetation | Tree - branch fell on line | Conductor- Overhead | Normal | 2024 | Tier 2 | Distribution Circuit |  |  |  | 2473317 | Sus |  | Vegetation¦Treebranchfellonline¦ConductorOverhead¦Normal
24-0072445 | Vegetation | Tree - fell into line | Conductor- Overhead | Broken- wire on ground | 2024 | Tier 2 | Distribution Circuit |  |  |  | 2473697 | Sus |  | Vegetation¦Treefellintoline¦ConductorOverhead¦Brokenwireonground
24-0072481 | Vegetation | Tree - branch fell on line | Conductor- Overhead | Normal | 2024 | Tier 2 | Distribution Circuit |  |  |  | 2473695 | Sus |  | Vegetation¦Treebranchfellonline¦ConductorOverhead¦Normal
24-0066650 | Wildfire Mitigation | Planned - WSIP/System Hardening |  |  | 2024 | Tier 2 | Distribution Circuit |  |  |  | 2473802 | Sus |  | WildfireMitigation¦PlannedWSIPSystemHardening¦¦
24-0065483 | Company Initiated | Planned- maintenance |  |  | 2024 | Tier 2 | Distribution Circuit |  |  |  | 2473878 | Sus |  | CompanyInitiated¦Plannedmaintenance¦¦
24-0066090 | Wildfire Mitigation | Planned - WSIP/System Hardening |  |  | 2024 | Tier 2 | Distribution Circuit |  |  |  | 2473875 | Sus |  | WildfireMitigation¦PlannedWSIPSystemHardening¦¦
24-0064522 | Company Initiated | Planned- capital |  |  | 2024 | Tier 2 | Distribution Circuit |  |  |  | 2474037 | Sus |  | CompanyInitiated¦Plannedcapital¦¦
24-0072590 | Company Initiated | Personnel- company | Conductor- Overhead | Normal | 2024 | Tier 2 | Distribution Circuit |  |  |  | 2474133 | Sus |  | CompanyInitiated¦Personnelcompany¦ConductorOverhead¦Normal
24-0072782 | Vegetation | Tree - branch fell on line | Conductor- Overhead | Normal | 2024 | Tier 2 | Distribution Circuit |  |  |  | 2474525 | Sus |  | Vegetation¦Treebranchfellonline¦ConductorOverhead¦Normal
24-0072789 | Vegetation | Tree - fell into line | Conductor- Overhead | Normal | 2024 | Tier 2 | Distribution Circuit |  |  |  | 2474535 | Sus |  | Vegetation¦Treefellintoline¦ConductorOverhead¦Normal
24-0069188 | Company Initiated | Planned- maintenance |  |  | 2024 | Tier 2 | Distribution Circuit |  |  |  | 2474629 | Sus |  | CompanyInitiated¦Plannedmaintenance¦¦
24-0069144 | Company Initiated | Planned- maintenance |  |  | 2024 | Tier 2 | Distribution Circuit |  |  |  | 2474624 | Sus |  | CompanyInitiated¦Plannedmaintenance¦¦
24-0056960 | Wildfire Mitigation | Planned - WSIP/System Hardening |  |  | 2024 | Tier 2 | Distribution Circuit |  |  |  | 2474639 | Sus |  | WildfireMitigation¦PlannedWSIPSystemHardening¦¦
24-0065760 | Wildfire Mitigation | Planned - WSIP/System Hardening |  |  | 2024 | Tier 2 | Distribution Circuit |  |  |  | 2474669 | Sus |  | WildfireMitigation¦PlannedWSIPSystemHardening¦¦
24-0066728 | Wildfire Mitigation | Planned - WSIP/System Hardening |  |  | 2024 | Tier 2 | Distribution Circuit |  |  |  | 2474641 | Sus |  | WildfireMitigation¦PlannedWSIPSystemHardening¦¦
24-0066087 | Company Initiated | Planned- maintenance |  |  | 2024 | Tier 2 | Distribution Circuit |  |  |  | 2474722 | Sus |  | CompanyInitiated¦Plannedmaintenance¦¦
24-0069130 | Company Initiated | Planned- maintenance |  |  | 2024 | Tier 2 | Distribution Circuit |  |  |  | 2474706 | Sus |  | CompanyInitiated¦Plannedmaintenance¦¦
24-0069192 | Company Initiated | Planned- maintenance |  |  | 2024 | Tier 2 | Distribution Circuit |  |  |  | 2474690 | Sus |  | CompanyInitiated¦Plannedmaintenance¦¦
24-0059893 | Company Initiated | Planned- capital |  |  | 2024 | Tier 2 | Distribution Circuit |  |  |  | 2474773 | Sus |  | CompanyInitiated¦Plannedcapital¦¦
24-0069149 | Company Initiated | Planned- maintenance |  |  | 2024 | Tier 2 | Distribution Circuit |  |  |  | 2474962 | Sus |  | CompanyInitiated¦Plannedmaintenance¦¦
24-0063836 | Company Initiated | Planned- capital |  |  | 2024 | Tier 2 | Distribution Circuit |  |  |  | 2474811 | Sus |  | CompanyInitiated¦Plannedcapital¦¦
24-0069401 | Wildfire Mitigation | Planned - WSIP/System Hardening |  |  | 2024 | Tier 2 | Transformer only |  |  |  | 2474868 | Sus |  | WildfireMitigation¦PlannedWSIPSystemHardening¦¦
24-0069199 | Company Initiated | Planned- maintenance |  |  | 2024 | Tier 2 | Distribution Circuit |  |  |  | 2474783 | Sus |  | CompanyInitiated¦Plannedmaintenance¦¦
24-0069151 | Company Initiated | Planned- maintenance |  |  | 2024 | Tier 2 | Distribution Circuit |  |  |  | 2474968 | Sus |  | CompanyInitiated¦Plannedmaintenance¦¦
24-0064697 | Company Initiated | Planned- capital |  |  | 2024 | Tier 2 | Distribution Circuit |  |  |  | 2475010 | Sus |  | CompanyInitiated¦Plannedcapital¦¦
24-0069134 | Company Initiated | Planned- maintenance |  |  | 2024 | Tier 2 | Distribution Circuit |  |  |  | 2475120 | Sus |  | CompanyInitiated¦Plannedmaintenance¦¦
24-0069202 | Company Initiated | Planned- maintenance |  |  | 2024 | Tier 2 | Distribution Circuit |  |  |  | 2475034 | Sus |  | CompanyInitiated¦Plannedmaintenance¦¦
24-0069167 | Company Initiated | Planned- maintenance |  |  | 2024 | Tier 2 | Distribution Circuit |  |  |  | 2475069 | Sus |  | CompanyInitiated¦Plannedmaintenance¦¦
24-0073114 | Equipment Failure/Involved | Overhead | Transformer (OH) | Failed/Faulted | 2024 | Tier 2 | Transformer only |  |  |  | 2475099 | Sus |  | EquipmentFailureInvolved¦Overhead¦Transformer(OH)¦FailedFaulted
24-0069203 | Company Initiated | Planned- maintenance |  |  | 2024 | Tier 2 | Distribution Circuit |  |  |  | 2475155 | Sus |  | CompanyInitiated¦Plannedmaintenance¦¦
24-0065290 | Company Initiated | Planned- maintenance |  |  | 2024 | Tier 2 | Distribution Circuit |  |  |  | 2475629 | Sus |  | CompanyInitiated¦Plannedmaintenance¦¦
24-0065297 | Company Initiated | Planned- maintenance |  |  | 2024 | Tier 2 | Distribution Circuit |  |  |  | 2475719 | Sus |  | CompanyInitiated¦Plannedmaintenance¦¦
24-0069222 | Company Initiated | Planned- maintenance |  |  | 2024 | Tier 2 | Distribution Circuit |  |  |  | 2475817 | Sus |  | CompanyInitiated¦Plannedmaintenance¦¦
24-0069243 | Company Initiated | Planned- maintenance |  |  | 2024 | Tier 2 | Distribution Circuit |  |  |  | 2475819 | Sus |  | CompanyInitiated¦Plannedmaintenance¦¦
24-0066893 | Company Initiated | Planned- maintenance |  |  | 2024 | Tier 2 | Transformer only |  |  |  | 2475857 | Sus |  | CompanyInitiated¦Plannedmaintenance¦¦
24-0066898 | Company Initiated | Planned- maintenance |  |  | 2024 | Tier 2 | Transformer only |  |  |  | 2475858 | Sus |  | CompanyInitiated¦Plannedmaintenance¦¦
24-0069053 | Wildfire Mitigation | Planned - WSIP/System Hardening |  |  | 2024 | Tier 2 | Distribution Circuit |  |  |  | 2475803 | Sus |  | WildfireMitigation¦PlannedWSIPSystemHardening¦¦
24-0066889 | Company Initiated | Planned- maintenance |  |  | 2024 | Tier 2 | Distribution Circuit |  |  |  | 2475847 | Sus |  | CompanyInitiated¦Plannedmaintenance¦¦
24-0067915 | Wildfire Mitigation | Planned - WSIP/System Hardening |  |  | 2024 | Tier 2 | Transformer only |  |  |  | 2475869 | Sus |  | WildfireMitigation¦PlannedWSIPSystemHardening¦¦
24-0069224 | Company Initiated | Planned- maintenance |  |  | 2024 | Tier 2 | Distribution Circuit |  |  |  | 2475930 | Sus |  | CompanyInitiated¦Plannedmaintenance¦¦
24-0067312 | Company Initiated | Planned- maintenance |  |  | 2024 | Tier 2 | Transformer only |  |  |  | 2475931 | Sus |  | CompanyInitiated¦Plannedmaintenance¦¦
24-0073603 | Vegetation | Tree - branch fell on line | Conductor- Overhead | Normal | 2024 | Tier 2 | Distribution Circuit |  |  |  | 2475959 | Sus |  | Vegetation¦Treebranchfellonline¦ConductorOverhead¦Normal
24-0069245 | Company Initiated | Planned- maintenance |  |  | 2024 | Tier 2 | Distribution Circuit |  |  |  | 2475987 | Sus |  | CompanyInitiated¦Plannedmaintenance¦¦
24-0069274 | Company Initiated | Planned- maintenance |  |  | 2024 | Tier 2 | Transformer only |  |  |  | 2475996 | Sus |  | CompanyInitiated¦Plannedmaintenance¦¦
24-0069225 | Company Initiated | Planned- maintenance |  |  | 2024 | Tier 2 | Distribution Circuit |  |  |  | 2476052 | Sus |  | CompanyInitiated¦Plannedmaintenance¦¦
24-0069057 | Company Initiated | Planned- maintenance |  |  | 2024 | Tier 2 | Transformer only |  |  |  | 2476095 | Sus |  | CompanyInitiated¦Plannedmaintenance¦¦
24-0069229 | Company Initiated | Planned- maintenance |  |  | 2024 | Tier 2 | Distribution Circuit |  |  |  | 2476128 | Sus |  | CompanyInitiated¦Plannedmaintenance¦¦
24-0069253 | Company Initiated | Planned- maintenance |  |  | 2024 | Tier 2 | Distribution Circuit |  |  |  | 2476180 | Sus |  | CompanyInitiated¦Plannedmaintenance¦¦
24-0069060 | Company Initiated | Planned- maintenance |  |  | 2024 | Tier 2 | Distribution Circuit |  |  |  | 2476179 | Sus |  | CompanyInitiated¦Plannedmaintenance¦¦
24-0069232 | Company Initiated | Planned- maintenance |  |  | 2024 | Tier 2 | Distribution Circuit |  |  |  | 2476190 | Sus |  | CompanyInitiated¦Plannedmaintenance¦¦
24-0069254 | Company Initiated | Planned- maintenance |  |  | 2024 | Tier 2 | Transformer only |  |  |  | 2476194 | Sus |  | CompanyInitiated¦Plannedmaintenance¦¦
24-0069233 | Company Initiated | Planned- maintenance |  |  | 2024 | Tier 2 | Distribution Circuit |  |  |  | 2476253 | Sus |  | CompanyInitiated¦Plannedmaintenance¦¦
24-0069260 | Company Initiated | Planned- maintenance |  |  | 2024 | Tier 2 | Distribution Circuit |  |  |  | 2476278 | Sus |  | CompanyInitiated¦Plannedmaintenance¦¦
24-0063568 | Company Initiated | Planned- capital |  |  | 2024 | Tier 2 | Distribution Circuit |  |  |  | 2477633 | Sus |  | CompanyInitiated¦Plannedcapital¦¦
24-0069315 | Company Initiated | Planned- maintenance |  |  | 2024 | Tier 2 | Distribution Circuit |  |  |  | 2477509 | Sus |  | CompanyInitiated¦Plannedmaintenance¦¦
24-0067737 | Company Initiated | Planned- maintenance |  |  | 2024 | Tier 2 | Transformer only |  |  |  | 2477587 | Sus |  | CompanyInitiated¦Plannedmaintenance¦¦
24-0069287 | Company Initiated | Planned- maintenance |  |  | 2024 | Tier 2 | Distribution Circuit |  |  |  | 2477644 | Sus |  | CompanyInitiated¦Plannedmaintenance¦¦
24-0069290 | Company Initiated | Planned- maintenance |  |  | 2024 | Tier 2 | Distribution Circuit |  |  |  | 2477655 | Sus |  | CompanyInitiated¦Plannedmaintenance¦¦
24-0067326 | Company Initiated | Planned- maintenance |  |  | 2024 | Tier 2 | Transformer only |  |  |  | 2477706 | Sus |  | CompanyInitiated¦Plannedmaintenance¦¦
24-0069292 | Company Initiated | Planned- maintenance |  |  | 2024 | Tier 2 | Distribution Circuit |  |  |  | 2477736 | Sus |  | CompanyInitiated¦Plannedmaintenance¦¦
24-0069294 | Company Initiated | Planned- maintenance |  |  | 2024 | Tier 2 | Distribution Circuit |  |  |  | 2477801 | Sus |  | CompanyInitiated¦Plannedmaintenance¦¦
24-0069319 | Company Initiated | Planned- maintenance |  |  | 2024 | Tier 2 | Distribution Circuit |  |  |  | 2477896 | Sus |  | CompanyInitiated¦Plannedmaintenance¦¦
24-0069357 | Company Initiated | Planned- maintenance |  |  | 2024 | Tier 2 | Distribution Circuit |  |  |  | 2478876 | Sus |  | CompanyInitiated¦Plannedmaintenance¦¦
24-0068047 | Wildfire Mitigation | Planned - WSIP/System Hardening |  |  | 2024 | Tier 2 | Distribution Circuit |  |  |  | 2478981 | Sus |  | WildfireMitigation¦PlannedWSIPSystemHardening¦¦
24-0069361 | Company Initiated | Planned- maintenance |  |  | 2024 | Tier 2 | Distribution Circuit |  |  |  | 2478940 | Sus |  | CompanyInitiated¦Plannedmaintenance¦¦
24-0068783 | Wildfire Mitigation | Planned - WSIP/System Hardening |  |  | 2024 | Tier 2 | Transformer only |  |  |  | 2478978 | Sus |  | WildfireMitigation¦PlannedWSIPSystemHardening¦¦
24-0074522 | Equipment Failure/Involved | Overhead | Pole-Wood | Deteriorated | 2024 | Tier 2 | Distribution Circuit |  |  |  | 2479008 | Sus |  | EquipmentFailureInvolved¦Overhead¦PoleWood¦Deteriorated
24-0067844 | Wildfire Mitigation | Planned - WSIP/System Hardening |  |  | 2024 | Tier 2 | Distribution Circuit |  |  |  | 2479294 | Sus |  | WildfireMitigation¦PlannedWSIPSystemHardening¦¦
24-0069389 | Company Initiated | Planned- maintenance |  |  | 2024 | Tier 2 | Transformer only |  |  |  | 2479070 | Sus |  | CompanyInitiated¦Plannedmaintenance¦¦
24-0069387 | Company Initiated | Planned- maintenance |  |  | 2024 | Tier 2 | Distribution Circuit |  |  |  | 2479133 | Sus |  | CompanyInitiated¦Plannedmaintenance¦¦
24-0074591 | Equipment Failure/Involved | Overhead | Conductor- Overhead | Normal | 2024 | Tier 2 | Distribution Circuit |  |  |  | 2479073 | Sus |  | EquipmentFailureInvolved¦Overhead¦ConductorOverhead¦Normal
24-0069365 | Company Initiated | Planned- maintenance |  |  | 2024 | Tier 2 | Distribution Circuit |  |  |  | 2479057 | Sus |  | CompanyInitiated¦Plannedmaintenance¦¦
24-0068786 | Company Initiated | Planned- maintenance |  |  | 2024 | Tier 2 | Transformer only |  |  |  | 2479138 | Sus |  | CompanyInitiated¦Plannedmaintenance¦¦
24-0069368 | Company Initiated | Planned- maintenance |  |  | 2024 | Tier 2 | Distribution Circuit |  |  |  | 2479162 | Sus |  | CompanyInitiated¦Plannedmaintenance¦¦
24-0069390 | Company Initiated | Planned- maintenance |  |  | 2024 | Tier 2 | Distribution Circuit |  |  |  | 2479201 | Sus |  | CompanyInitiated¦Plannedmaintenance¦¦
24-0074804 | Vegetation | Tree - fell into line | Conductor- Overhead | Normal | 2024 | Tier 3 | Distribution Circuit |  |  |  | 2479470 | Sus |  | Vegetation¦Treefellintoline¦ConductorOverhead¦Normal
24-0074966 | Vegetation | Tree - branch fell on line | Conductor- Overhead | Normal | 2024 | Tier 2 | Distribution Circuit |  |  |  | 2480124 | Sus |  | Vegetation¦Treebranchfellonline¦ConductorOverhead¦Normal
24-0074973 | Vegetation | Tree - branch fell on line | Conductor- Overhead | Normal | 2024 | Tier 2 | Distribution Circuit |  |  |  | 2480112 | Sus |  | Vegetation¦Treebranchfellonline¦ConductorOverhead¦Normal
24-0075124 | Unknown Cause | Patrol - found nothing |  |  | 2024 | Tier 3 | Distribution Circuit |  |  |  | 2480627 | Sus |  | UnknownCause¦Patrolfoundnothing¦¦
24-0069500 | Company Initiated | Planned- maintenance |  |  | 2024 | Tier 2 | Distribution Circuit |  |  |  | 2480910 | Sus |  | CompanyInitiated¦Plannedmaintenance¦¦
24-0069515 | Company Initiated | Planned- maintenance |  |  | 2024 | Tier 2 | Distribution Circuit |  |  |  | 2481003 | Sus |  | CompanyInitiated¦Plannedmaintenance¦¦
24-0069527 | Company Initiated | Planned- maintenance |  |  | 2024 | Tier 2 | Distribution Circuit |  |  |  | 2480998 | Sus |  | CompanyInitiated¦Plannedmaintenance¦¦
24-0070292 | Company Initiated | Planned- maintenance |  |  | 2024 | Tier 2 | Transformer only |  |  |  | 2481030 | Sus |  | CompanyInitiated¦Plannedmaintenance¦¦
24-0068899 | Company Initiated | Planned- maintenance |  |  | 2024 | Tier 2 | Transformer only |  |  |  | 2481036 | Sus |  | CompanyInitiated¦Plannedmaintenance¦¦
24-0068906 | Company Initiated | Planned- maintenance |  |  | 2024 | Tier 2 | Transformer only |  |  |  | 2481038 | Sus |  | CompanyInitiated¦Plannedmaintenance¦¦
24-0069614 | Wildfire Mitigation | Planned - WSIP/System Hardening |  |  | 2024 | Tier 3 | Distribution Circuit |  |  |  | 2481060 | Sus |  | WildfireMitigation¦PlannedWSIPSystemHardening¦¦
24-0065319 | Company Initiated | Planned- capital |  |  | 2024 | Tier 2 | Distribution Circuit |  |  |  | 2481101 | Sus |  | CompanyInitiated¦Plannedcapital¦¦
24-0069504 | Company Initiated | Planned- maintenance |  |  | 2024 | Tier 2 | Distribution Circuit |  |  |  | 2481596 | Sus |  | CompanyInitiated¦Plannedmaintenance¦¦
24-0069505 | Company Initiated | Planned- maintenance |  |  | 2024 | Tier 2 | Transformer only |  |  |  | 2481130 | Sus |  | CompanyInitiated¦Plannedmaintenance¦¦
24-0068010 | Wildfire Mitigation | Planned - WSIP/System Hardening |  |  | 2024 | Tier 3 | Distribution Circuit |  |  |  | 2481150 | Sus |  | WildfireMitigation¦PlannedWSIPSystemHardening¦¦
24-0064151 | Wildfire Mitigation | Planned - WSIP/System Hardening |  |  | 2024 | Tier 2 | Distribution Circuit |  |  |  | 2480870 | Sus |  | WildfireMitigation¦PlannedWSIPSystemHardening¦¦
24-0069520 | Company Initiated | Planned- maintenance |  |  | 2024 | Tier 2 | Transformer only |  |  |  | 2481200 | Sus |  | CompanyInitiated¦Plannedmaintenance¦¦
24-0075284 | Company Initiated | Construction Activity/equip- company | Conductor- Overhead | Normal | 2024 | Tier 2 | Transmission line |  |  |  | 2481289 | Sus |  | CompanyInitiated¦ConstructionActivityequipcompany¦ConductorOverhead¦Normal
24-0068171 | Company Initiated | Planned- maintenance |  |  | 2024 | Tier 2 | Transformer only |  |  |  | 2481293 | Sus |  | CompanyInitiated¦Plannedmaintenance¦¦
24-0069507 | Company Initiated | Planned- maintenance |  |  | 2024 | Tier 2 | Distribution Circuit |  |  |  | 2481295 | Sus |  | CompanyInitiated¦Plannedmaintenance¦¦
24-0068168 | Company Initiated | Planned- maintenance |  |  | 2024 | Tier 2 | Distribution Circuit |  |  |  | 2481339 | Sus |  | CompanyInitiated¦Plannedmaintenance¦¦
24-0069513 | Company Initiated | Planned- maintenance |  |  | 2024 | Tier 2 | Distribution Circuit |  |  |  | 2481602 | Sus |  | CompanyInitiated¦Plannedmaintenance¦¦
24-0070460 | Company Initiated | Planned- maintenance |  |  | 2024 | Tier 2 | Transformer only |  |  |  | 2481481 | Sus |  | CompanyInitiated¦Plannedmaintenance¦¦
24-0058116 | Wildfire Mitigation | Planned - WSIP/System Hardening |  |  | 2024 | Tier 2 | Transformer only |  |  |  | 2481938 | Sus |  | WildfireMitigation¦PlannedWSIPSystemHardening¦¦
24-0068660 | Wildfire Mitigation | Planned - WSIP/System Hardening |  |  | 2024 | Tier 2 | Distribution Circuit |  |  |  | 2481977 | Sus |  | WildfireMitigation¦PlannedWSIPSystemHardening¦¦
24-0069772 | Wildfire Mitigation | Planned - WSIP/System Hardening |  |  | 2024 | Tier 2 | Transformer only |  |  |  | 2482054 | Sus |  | WildfireMitigation¦PlannedWSIPSystemHardening¦¦
24-0069586 | Company Initiated | Planned- maintenance |  |  | 2024 | Tier 2 | Distribution Circuit |  |  |  | 2482017 | Sus |  | CompanyInitiated¦Plannedmaintenance¦¦
24-0068689 | Company Initiated | Planned- maintenance |  |  | 2024 | Tier 2 | Transformer only |  |  |  | 2482032 | Sus |  | CompanyInitiated¦Plannedmaintenance¦¦
24-0069312 | Company Initiated | Planned- maintenance |  |  | 2024 | Tier 2 | Distribution Circuit |  |  |  | 2482045 | Sus |  | CompanyInitiated¦Plannedmaintenance¦¦
24-0069498 | Wildfire Mitigation | Planned - WSIP/System Hardening |  |  | 2024 | Tier 2 | Distribution Circuit |  |  |  | 2482051 | Sus |  | WildfireMitigation¦PlannedWSIPSystemHardening¦¦
24-0045383 | Company Initiated | Planned- capital |  |  | 2024 | Tier 2 | Distribution Circuit |  |  |  | 2482246 | Sus |  | CompanyInitiated¦Plannedcapital¦¦
24-0068626 | Wildfire Mitigation | Planned - WSIP/System Hardening |  |  | 2024 | Tier 2 | Distribution Circuit |  |  |  | 2482127 | Sus |  | WildfireMitigation¦PlannedWSIPSystemHardening¦¦
24-0069782 | Company Initiated | Planned- maintenance |  |  | 2024 | Tier 2 | Distribution Circuit |  |  |  | 2481927 | Sus |  | CompanyInitiated¦Plannedmaintenance¦¦
24-0069553 | Company Initiated | Planned- maintenance |  |  | 2024 | Tier 2 | Distribution Circuit |  |  |  | 2482167 | Sus |  | CompanyInitiated¦Plannedmaintenance¦¦
24-0069556 | Company Initiated | Planned- maintenance |  |  | 2024 | Tier 2 | Distribution Circuit |  |  |  | 2482224 | Sus |  | CompanyInitiated¦Plannedmaintenance¦¦
24-0069560 | Company Initiated | Planned- maintenance |  |  | 2024 | Tier 2 | Distribution Circuit |  |  |  | 2482350 | Sus |  | CompanyInitiated¦Plannedmaintenance¦¦
24-0069564 | Wildfire Mitigation | Planned - WSIP/System Hardening |  |  | 2024 | Tier 2 | Distribution Circuit |  |  |  | 2482403 | Sus |  | WildfireMitigation¦PlannedWSIPSystemHardening¦¦
24-0069625 | Company Initiated | Planned- maintenance |  |  | 2024 | Tier 2 | Distribution Circuit |  |  |  | 2483043 | Sus |  | CompanyInitiated¦Plannedmaintenance¦¦
24-0069627 | Company Initiated | Planned- maintenance |  |  | 2024 | Tier 2 | Transformer only |  |  |  | 2483196 | Sus |  | CompanyInitiated¦Plannedmaintenance¦¦
24-0069591 | Company Initiated | Planned- maintenance |  |  | 2024 | Tier 2 | Distribution Circuit |  |  |  | 2483039 | Sus |  | CompanyInitiated¦Plannedmaintenance¦¦
24-0069508 | Wildfire Mitigation | Planned - WSIP/System Hardening |  |  | 2024 | Tier 2 | Distribution Circuit |  |  |  | 2483263 | Sus |  | WildfireMitigation¦PlannedWSIPSystemHardening¦¦
24-0069508 | Wildfire Mitigation | Planned - WSIP/System Hardening |  |  | 2024 | Tier 2 | Distribution Circuit |  |  |  | 2483264 | Sus |  | WildfireMitigation¦PlannedWSIPSystemHardening¦¦
24-0069566 | Wildfire Mitigation | Planned - WSIP/System Hardening |  |  | 2024 | Tier 2 | Distribution Circuit |  |  |  | 2483466 | Sus |  | WildfireMitigation¦PlannedWSIPSystemHardening¦¦
24-0069082 | Wildfire Mitigation | Planned - WSIP/System Hardening |  |  | 2024 | Tier 2 | Transformer only |  |  |  | 2483285 | Sus |  | WildfireMitigation¦PlannedWSIPSystemHardening¦¦
24-0069800 | Company Initiated | Planned- maintenance |  |  | 2024 | Tier 2 | Transformer only |  |  |  | 2483284 | Sus |  | CompanyInitiated¦Plannedmaintenance¦¦
24-0068663 | Company Initiated | Planned- maintenance |  |  | 2024 | Tier 3 | Distribution Circuit |  |  |  | 2483360 | Sus |  | CompanyInitiated¦Plannedmaintenance¦¦
24-0068663 | Company Initiated | Planned- maintenance |  |  | 2024 | Tier 3 | Distribution Circuit |  |  |  | 2483361 | Sus |  | CompanyInitiated¦Plannedmaintenance¦¦
24-0069629 | Company Initiated | Planned- maintenance |  |  | 2024 | Tier 2 | Distribution Circuit |  |  |  | 2483343 | Sus |  | CompanyInitiated¦Plannedmaintenance¦¦
24-0069596 | Company Initiated | Planned- maintenance |  |  | 2024 | Tier 2 | Distribution Circuit |  |  |  | 2483329 | Sus |  | CompanyInitiated¦Plannedmaintenance¦¦
24-0069812 | Company Initiated | Planned- maintenance |  |  | 2024 | Tier 2 | Transformer only |  |  |  | 2483489 | Sus |  | CompanyInitiated¦Plannedmaintenance¦¦
24-0069598 | Company Initiated | Planned- maintenance |  |  | 2024 | Tier 2 | Distribution Circuit |  |  |  | 2483411 | Sus |  | CompanyInitiated¦Plannedmaintenance¦¦
24-0069819 | Company Initiated | Planned- maintenance |  |  | 2024 | Tier 2 | Transformer only |  |  |  | 2483686 | Sus |  | CompanyInitiated¦Plannedmaintenance¦¦
24-0069636 | Company Initiated | Planned- maintenance |  |  | 2024 | Tier 2 | Distribution Circuit |  |  |  | 2483565 | Sus |  | CompanyInitiated¦Plannedmaintenance¦¦
24-0069641 | Company Initiated | Planned- maintenance |  |  | 2024 | Tier 2 | Distribution Circuit |  |  |  | 2483635 | Sus |  | CompanyInitiated¦Plannedmaintenance¦¦
24-0069603 | Company Initiated | Planned- maintenance |  |  | 2024 | Tier 2 | Distribution Circuit |  |  |  | 2483689 | Sus |  | CompanyInitiated¦Plannedmaintenance¦¦
24-0076397 | Vegetation | Tree - fell into line | Conductor- Overhead | Normal | 2024 | Tier 2 | Distribution Circuit |  |  |  | 2483852 | Sus |  | Vegetation¦Treefellintoline¦ConductorOverhead¦Normal
24-0069549 | Wildfire Mitigation | Planned - WSIP/System Hardening |  |  | 2024 | Tier 2 | Distribution Circuit |  |  |  | 2484265 | Sus |  | WildfireMitigation¦PlannedWSIPSystemHardening¦¦
24-0069597 | Company Initiated | Planned- maintenance |  |  | 2024 | Tier 2 | Transformer only |  |  |  | 2484272 | Sus |  | CompanyInitiated¦Plannedmaintenance¦¦
24-0072604 | Wildfire Mitigation | Planned - WSIP/System Hardening |  |  | 2024 | Tier 2 | Transformer only |  |  |  | 2484351 | Sus |  | WildfireMitigation¦PlannedWSIPSystemHardening¦¦
24-0069701 | Company Initiated | Planned- maintenance |  |  | 2024 | Tier 2 | Distribution Circuit |  |  |  | 2484250 | Sus |  | CompanyInitiated¦Plannedmaintenance¦¦
24-0068592 | Wildfire Mitigation | Planned - WSIP/System Hardening |  |  | 2024 | Tier 2 | Distribution Circuit |  |  |  | 2484512 | Sus |  | WildfireMitigation¦PlannedWSIPSystemHardening¦¦
24-0069702 | Company Initiated | Planned- maintenance |  |  | 2024 | Tier 2 | Distribution Circuit |  |  |  | 2484458 | Sus |  | CompanyInitiated¦Plannedmaintenance¦¦
24-0069808 | Company Initiated | Planned- maintenance |  |  | 2024 | Tier 2 | Distribution Circuit |  |  |  | 2484471 | Sus |  | CompanyInitiated¦Plannedmaintenance¦¦
24-0069705 | Company Initiated | Planned- maintenance |  |  | 2024 | Tier 2 | Distribution Circuit |  |  |  | 2484567 | Sus |  | CompanyInitiated¦Plannedmaintenance¦¦
24-0076881 | Unknown Cause | Patrol - not conducted | Transformer | Broken | 2024 | Tier 2 | Transformer only |  |  |  | 2484867 | Sus |  | UnknownCause¦Patrolnotconducted¦Transformer¦Broken
24-0069052 | Wildfire Mitigation | Planned - WSIP/System Hardening |  |  | 2024 | Tier 2 | Distribution Circuit |  |  |  | 2485207 | Sus |  | WildfireMitigation¦PlannedWSIPSystemHardening¦¦
24-0069756 | Company Initiated | Planned- maintenance |  |  | 2024 | Tier 2 | Distribution Circuit |  |  |  | 2485234 | Sus |  | CompanyInitiated¦Plannedmaintenance¦¦
24-0068610 | Company Initiated | Planned- maintenance |  |  | 2024 | Tier 2 | Distribution Circuit |  |  |  | 2485202 | Sus |  | CompanyInitiated¦Plannedmaintenance¦¦
24-0069626 | Company Initiated | Planned- maintenance |  |  | 2024 | Tier 2 | Transformer only |  |  |  | 2485442 | Sus |  | CompanyInitiated¦Plannedmaintenance¦¦
24-0069059 | Company Initiated | Planned- maintenance |  |  | 2024 | Tier 2 | Transformer only |  |  |  | 2485299 | Sus |  | CompanyInitiated¦Plannedmaintenance¦¦
24-0067094 | Wildfire Mitigation | Planned - WSIP/System Hardening |  |  | 2024 | Tier 3 | Distribution Circuit |  |  |  | 2485320 | Sus |  | WildfireMitigation¦PlannedWSIPSystemHardening¦¦
24-0069171 | Wildfire Mitigation | Planned - WSIP/System Hardening |  |  | 2024 | Tier 2 | Transformer only |  |  |  | 2485499 | Sus |  | WildfireMitigation¦PlannedWSIPSystemHardening¦¦
24-0069759 | Company Initiated | Planned- maintenance |  |  | 2024 | Tier 2 | Distribution Circuit |  |  |  | 2485304 | Sus |  | CompanyInitiated¦Plannedmaintenance¦¦
24-0077100 | Equipment Failure/Involved | Overhead | Insulator | Broken | 2024 | Tier 2 | Distribution Circuit |  |  |  | 2485585 | Sus |  | EquipmentFailureInvolved¦Overhead¦Insulator¦Broken
24-0077242 | Unknown Cause | Patrol - found nothing |  |  | 2024 | Tier 2 | Distribution Circuit |  |  |  | 2485791 | Sus |  | UnknownCause¦Patrolfoundnothing¦¦
24-0074503 | Company Initiated | Planned- maintenance |  |  | 2024 | Tier 2 | Distribution Circuit |  |  |  | 2486262 | Sus |  | CompanyInitiated¦Plannedmaintenance¦¦
24-0077403 | Vegetation | Tree - branch fell on line | Conductor- Overhead | Normal | 2024 | Tier 2 | Distribution Circuit |  |  |  | 2486651 | Sus |  | Vegetation¦Treebranchfellonline¦ConductorOverhead¦Normal
24-0077505 | Animal | Bird found | Insulator | Normal | 2024 | Tier 2 | Distribution Circuit |  |  |  | 2487110 | Sus |  | Animal¦Birdfound¦Insulator¦Normal
24-0072928 | Company Initiated | Planned- maintenance |  |  | 2024 | Tier 2 | Distribution Circuit |  |  |  | 2487413 | Sus |  | CompanyInitiated¦Plannedmaintenance¦¦
24-0070586 | Wildfire Mitigation | Planned - WSIP/System Hardening |  |  | 2024 | Tier 2 | Transformer only |  |  |  | 2487470 | Sus |  | WildfireMitigation¦PlannedWSIPSystemHardening¦¦
24-0071528 | Company Initiated | Planned- maintenance |  |  | 2024 | Tier 2 | Distribution Circuit |  |  |  | 2487534 | Sus |  | CompanyInitiated¦Plannedmaintenance¦¦
24-0072523 | Company Initiated | Planned- capital |  |  | 2024 | Tier 2 | Distribution Circuit |  |  |  | 2487568 | Sus |  | CompanyInitiated¦Plannedcapital¦¦
24-0072930 | Company Initiated | Planned- maintenance |  |  | 2024 | Tier 2 | Distribution Circuit |  |  |  | 2487491 | Sus |  | CompanyInitiated¦Plannedmaintenance¦¦
24-0071369 | Wildfire Mitigation | Planned - WSIP/System Hardening |  |  | 2024 | Tier 2 | Distribution Circuit |  |  |  | 2487609 | Sus |  | WildfireMitigation¦PlannedWSIPSystemHardening¦¦
24-0070437 | Company Initiated | Planned- capital |  |  | 2024 | Tier 2 | Distribution Circuit |  |  |  | 2487662 | Sus |  | CompanyInitiated¦Plannedcapital¦¦
24-0072936 | Wildfire Mitigation | Planned - WSIP/System Hardening |  |  | 2024 | Tier 2 | Distribution Circuit |  |  |  | 2487774 | Sus |  | WildfireMitigation¦PlannedWSIPSystemHardening¦¦
24-0072939 | Company Initiated | Planned- maintenance |  |  | 2024 | Tier 2 | Distribution Circuit |  |  |  | 2487849 | Sus |  | CompanyInitiated¦Plannedmaintenance¦¦
24-0070482 | Company Initiated | Planned- maintenance |  |  | 2024 | Tier 2 | Transformer only |  |  |  | 2487894 | Sus |  | CompanyInitiated¦Plannedmaintenance¦¦
24-0077778 | Equipment Failure/Involved | Overhead | Fuse | Burned Open | 2024 | Tier 2 | Transformer only |  |  |  | 2487823 | Sus |  | EquipmentFailureInvolved¦Overhead¦Fuse¦BurnedOpen
24-0073000 | Wildfire Mitigation | Planned - WSIP/System Hardening |  |  | 2024 | Tier 2 | Distribution Circuit |  |  |  | 2488925 | Sus |  | WildfireMitigation¦PlannedWSIPSystemHardening¦¦
24-0070494 | Wildfire Mitigation | Planned - WSIP/System Hardening |  |  | 2024 | Tier 2 | Distribution Circuit |  |  |  | 2488964 | Sus |  | WildfireMitigation¦PlannedWSIPSystemHardening¦¦
24-0065330 | Wildfire Mitigation | Planned - WSIP/System Hardening |  |  | 2024 | Tier 2 | Distribution Circuit |  |  |  | 2488954 | Sus |  | WildfireMitigation¦PlannedWSIPSystemHardening¦¦
24-0070562 | Company Initiated | Planned- maintenance |  |  | 2024 | Tier 2 | Transformer only |  |  |  | 2489010 | Sus |  | CompanyInitiated¦Plannedmaintenance¦¦
24-0071506 | Wildfire Mitigation | Planned - WSIP/System Hardening |  |  | 2024 | Tier 2 | Distribution Circuit |  |  |  | 2488994 | Sus |  | WildfireMitigation¦PlannedWSIPSystemHardening¦¦
24-0066136 | Company Initiated | Planned- capital |  |  | 2024 | Tier 2 | Distribution Circuit |  |  |  | 2489061 | Sus |  | CompanyInitiated¦Plannedcapital¦¦
24-0076266 | Company Initiated | Planned- maintenance |  |  | 2024 | Tier 2 | Distribution Circuit |  |  |  | 2489377 | Sus |  | CompanyInitiated¦Plannedmaintenance¦¦
24-0070794 | Company Initiated | Planned- customer |  |  | 2024 | Tier 2 | Distribution Circuit |  |  |  | 2489180 | Sus |  | CompanyInitiated¦Plannedcustomer¦¦
24-0073007 | Company Initiated | Planned- maintenance |  |  | 2024 | Tier 2 | Distribution Circuit |  |  |  | 2489186 | Sus |  | CompanyInitiated¦Plannedmaintenance¦¦
24-0070570 | Wildfire Mitigation | Planned - WSIP/System Hardening |  |  | 2024 | Tier 2 | Transformer only |  |  |  | 2489270 | Sus |  | WildfireMitigation¦PlannedWSIPSystemHardening¦¦
24-0078087 | Vegetation | Tree - fell into line | Conductor- Overhead | Normal | 2024 | Tier 2 | Distribution Circuit |  |  |  | 2489248 | Sus |  | Vegetation¦Treefellintoline¦ConductorOverhead¦Normal
24-0070573 | Company Initiated | Planned- maintenance |  |  | 2024 | Tier 2 | Transformer only |  |  |  | 2489295 | Sus |  | CompanyInitiated¦Plannedmaintenance¦¦
24-0072483 | Company Initiated | Planned- maintenance |  |  | 2024 | Tier 3 | Distribution Circuit |  |  |  | 2489298 | Sus |  | CompanyInitiated¦Plannedmaintenance¦¦
24-0078227 | Equipment Failure/Involved | Overhead | Crossarm- Wood | Deteriorated | 2024 | Tier 2 | Distribution Circuit |  |  |  | 2489423 | Sus |  | EquipmentFailureInvolved¦Overhead¦CrossarmWood¦Deteriorated
24-0078369 | Unknown Cause | Patrol - found nothing |  |  | 2024 | Tier 2 | Distribution Circuit |  |  |  | 2489756 | Sus |  | UnknownCause¦Patrolfoundnothing¦¦
24-0073056 | Wildfire Mitigation | Planned - WSIP/System Hardening |  |  | 2024 | Tier 2 | Distribution Circuit |  |  |  | 2489825 | Sus |  | WildfireMitigation¦PlannedWSIPSystemHardening¦¦
24-0071235 | Wildfire Mitigation | Planned - WSIP/System Hardening |  |  | 2024 | Tier 2 | Distribution Circuit |  |  |  | 2489843 | Sus |  | WildfireMitigation¦PlannedWSIPSystemHardening¦¦
24-0074657 | Company Initiated | Planned- maintenance |  |  | 2024 | Tier 2 | Distribution Circuit |  |  |  | 2489865 | Sus |  | CompanyInitiated¦Plannedmaintenance¦¦
24-0073069 | Company Initiated | Planned- maintenance |  |  | 2024 | Tier 2 | Distribution Circuit |  |  |  | 2489886 | Sus |  | CompanyInitiated¦Plannedmaintenance¦¦
24-0073072 | Company Initiated | Planned- maintenance |  |  | 2024 | Tier 2 | Transformer only |  |  |  | 2489905 | Sus |  | CompanyInitiated¦Plannedmaintenance¦¦
24-0078509 | Environmental/External | Fire- Forest/Grass | Conductor- Overhead | Normal | 2024 | Tier 2 | Distribution Circuit |  |  |  | 2490172 | Sus |  | EnvironmentalExternal¦FireForestGrass¦ConductorOverhead¦Normal
24-0078564 | Animal | Bird found | Conductor- Overhead | Normal | 2024 | Tier 2 | Distribution Circuit |  |  |  | 2490393 | Sus |  | Animal¦Birdfound¦ConductorOverhead¦Normal
24-0073189 | Company Initiated | Planned- maintenance |  |  | 2024 | Tier 2 | Distribution Circuit |  |  |  | 2490744 | Sus |  | CompanyInitiated¦Plannedmaintenance¦¦
24-0078702 | Equipment Failure/Involved | Overhead | Jumper | Broken | 2024 | Tier 2 | Transformer only |  |  |  | 2490745 | Sus |  | EquipmentFailureInvolved¦Overhead¦Jumper¦Broken
24-0078880 | Animal | Bird found | Crossarm- Wood | Burned/flashed | 2024 | Tier 2 | Distribution Circuit |  |  |  | 2491158 | Sus |  | Animal¦Birdfound¦CrossarmWood¦Burnedflashed
24-0073546 | Company Initiated | Planned- maintenance |  |  | 2024 | Tier 2 | Distribution Circuit |  |  |  | 2491321 | Sus |  | CompanyInitiated¦Plannedmaintenance¦¦
24-0071350 | Wildfire Mitigation | Planned - WSIP/System Hardening |  |  | 2024 | Tier 2 | Distribution Circuit |  |  |  | 2491349 | Sus |  | WildfireMitigation¦PlannedWSIPSystemHardening¦¦
24-0071441 | Company Initiated | Planned- maintenance |  |  | 2024 | Tier 3 | Transformer only |  |  |  | 2491347 | Sus |  | CompanyInitiated¦Plannedmaintenance¦¦
24-0071307 | Company Initiated | Planned- maintenance |  |  | 2024 | Tier 2 | Distribution Circuit |  |  |  | 2491341 | Sus |  | CompanyInitiated¦Plannedmaintenance¦¦
24-0071336 | Wildfire Mitigation | Planned - WSIP/System Hardening |  |  | 2024 | Tier 2 | Transformer only |  |  |  | 2491356 | Sus |  | WildfireMitigation¦PlannedWSIPSystemHardening¦¦
24-0078936 | Equipment Failure/Involved | Overhead | Pole-Wood | Burned/flashed | 2024 | Tier 2 | Distribution Circuit |  |  |  | 2491335 | Sus |  | EquipmentFailureInvolved¦Overhead¦PoleWood¦Burnedflashed
24-0078957 | Unknown Cause | Patrol - found nothing |  |  | 2024 | Tier 2 | Distribution Circuit |  |  |  | 2491382 | Sus |  | UnknownCause¦Patrolfoundnothing¦¦
24-0058939 | Company Initiated | Planned- capital |  |  | 2024 | Tier 2 | Distribution Circuit |  |  |  | 2491509 | Sus |  | CompanyInitiated¦Plannedcapital¦¦
24-0079060 | 3rd Party | Tree - cutting- 3rd party | Pole-Wood | Broken | 2024 | Tier 2 | Distribution Circuit |  |  |  | 2491683 | Sus |  | 3rdParty¦Treecutting3rdparty¦PoleWood¦Broken
24-0071311 | Company Initiated | Planned- maintenance |  |  | 2024 | Tier 2 | Transformer only |  |  |  | 2491717 | Sus |  | CompanyInitiated¦Plannedmaintenance¦¦
24-0079409 | Vegetation | Tree - branch fell on line | Conductor- Overhead | Normal | 2024 | Tier 2 | Distribution Circuit |  |  |  | 2492312 | Sus |  | Vegetation¦Treebranchfellonline¦ConductorOverhead¦Normal
24-0073403 | Company Initiated | Planned- maintenance |  |  | 2024 | Tier 2 | Distribution Circuit |  |  |  | 2492510 | Sus |  | CompanyInitiated¦Plannedmaintenance¦¦
24-0079437 | Animal | Bird found | Bushing | Burned/flashed | 2024 | Tier 2 | Distribution Circuit |  |  |  | 2492560 | Sus |  | Animal¦Birdfound¦Bushing¦Burnedflashed
24-0076111 | Company Initiated | Planned- maintenance |  |  | 2024 | Tier 2 | Distribution Circuit |  |  |  | 2493373 | Sus |  | CompanyInitiated¦Plannedmaintenance¦¦
24-0074251 | Wildfire Mitigation | Planned - WSIP/System Hardening |  |  | 2024 | Tier 2 | Distribution Circuit |  |  |  | 2493347 | Sus |  | WildfireMitigation¦PlannedWSIPSystemHardening¦¦
24-0073383 | Wildfire Mitigation | Planned - WSIP/System Hardening |  |  | 2024 | Tier 2 | Transformer only |  |  |  | 2493430 | Sus |  | WildfireMitigation¦PlannedWSIPSystemHardening¦¦
24-0069864 | Company Initiated | Planned- maintenance |  |  | 2024 | Tier 2 | Distribution Circuit |  |  |  | 2493481 | Sus |  | CompanyInitiated¦Plannedmaintenance¦¦
24-0074165 | Wildfire Mitigation | Planned - WSIP/System Hardening |  |  | 2024 | Tier 2 | Transformer only |  |  |  | 2493449 | Sus |  | WildfireMitigation¦PlannedWSIPSystemHardening¦¦
24-0073558 | Wildfire Mitigation | Planned - WSIP/System Hardening |  |  | 2024 | Tier 2 | Distribution Circuit |  |  |  | 2493345 | Sus |  | WildfireMitigation¦PlannedWSIPSystemHardening¦¦
24-0076116 | Company Initiated | Planned- maintenance |  |  | 2024 | Tier 2 | Distribution Circuit |  |  |  | 2493521 | Sus |  | CompanyInitiated¦Plannedmaintenance¦¦
24-0076298 | Wildfire Mitigation | Planned - WSIP/System Hardening |  |  | 2024 | Tier 2 | Distribution Circuit |  |  |  | 2493736 | Sus |  | WildfireMitigation¦PlannedWSIPSystemHardening¦¦
24-0075581 | Wildfire Mitigation | Planned - WSIP/System Hardening |  |  | 2024 | Tier 2 | Distribution Circuit |  |  |  | 2493639 | Sus |  | WildfireMitigation¦PlannedWSIPSystemHardening¦¦
24-0076118 | Company Initiated | Planned- maintenance |  |  | 2024 | Tier 2 | Distribution Circuit |  |  |  | 2493689 | Sus |  | CompanyInitiated¦Plannedmaintenance¦¦
24-0076161 | Company Initiated | Planned- maintenance |  |  | 2024 | Tier 2 | Distribution Circuit |  |  |  | 2493773 | Sus |  | CompanyInitiated¦Plannedmaintenance¦¦
24-0073440 | Company Initiated | Planned- maintenance |  |  | 2024 | Tier 3 | Distribution Circuit |  |  |  | 2495015 | Sus |  | CompanyInitiated¦Plannedmaintenance¦¦
24-0068449 | Wildfire Mitigation | Planned - WSIP/System Hardening |  |  | 2024 | Tier 2 | Distribution Circuit |  |  |  | 2495013 | Sus |  | WildfireMitigation¦PlannedWSIPSystemHardening¦¦
24-0074176 | Wildfire Mitigation | Planned - WSIP/System Hardening |  |  | 2024 | Tier 2 | Distribution Circuit |  |  |  | 2494973 | Sus |  | WildfireMitigation¦PlannedWSIPSystemHardening¦¦
24-0080185 | Company Initiated | Personnel- company | Conductor- Overhead | Normal | 2024 | Tier 2 | Distribution Circuit |  |  |  | 2495083 | Sus |  | CompanyInitiated¦Personnelcompany¦ConductorOverhead¦Normal
24-0077626 | Company Initiated | Planned- maintenance |  |  | 2024 | Tier 2 | Distribution Circuit |  |  |  | 2494971 | Sus |  | CompanyInitiated¦Plannedmaintenance¦¦
24-0058208 | Company Initiated | Planned- capital |  |  | 2024 | Tier 2 | Distribution Circuit |  |  |  | 2495179 | Sus |  | CompanyInitiated¦Plannedcapital¦¦
24-0076316 | Company Initiated | Planned- maintenance |  |  | 2024 | Tier 2 | Distribution Circuit |  |  |  | 2495285 | Sus |  | CompanyInitiated¦Plannedmaintenance¦¦
24-0076319 | Company Initiated | Planned- maintenance |  |  | 2024 | Tier 2 | Transformer only |  |  |  | 2495389 | Sus |  | CompanyInitiated¦Plannedmaintenance¦¦
24-0076280 | Company Initiated | Planned- maintenance |  |  | 2024 | Tier 2 | Distribution Circuit |  |  |  | 2495294 | Sus |  | CompanyInitiated¦Plannedmaintenance¦¦
24-0076239 | Company Initiated | Planned- maintenance |  |  | 2024 | Tier 2 | Distribution Circuit |  |  |  | 2495314 | Sus |  | CompanyInitiated¦Plannedmaintenance¦¦
24-0076283 | Company Initiated | Planned- maintenance |  |  | 2024 | Tier 2 | Distribution Circuit |  |  |  | 2495377 | Sus |  | CompanyInitiated¦Plannedmaintenance¦¦
24-0076331 | Company Initiated | Planned- maintenance |  |  | 2024 | Tier 2 | Distribution Circuit |  |  |  | 2495400 | Sus |  | CompanyInitiated¦Plannedmaintenance¦¦
24-0076285 | Company Initiated | Planned- maintenance |  |  | 2024 | Tier 2 | Distribution Circuit |  |  |  | 2495481 | Sus |  | CompanyInitiated¦Plannedmaintenance¦¦
24-0074154 | Wildfire Mitigation | Planned - WSIP/System Hardening |  |  | 2024 | Tier 3 | Distribution Circuit |  |  |  | 2495445 | Sus |  | WildfireMitigation¦PlannedWSIPSystemHardening¦¦
24-0080665 | Unknown Cause | Patrol - found nothing |  |  | 2024 | Tier 2 | Distribution Circuit |  |  |  | 2496109 | Sus |  | UnknownCause¦Patrolfoundnothing¦¦
24-0055046 | Company Initiated | Planned- capital |  |  | 2024 | Tier 2 | Distribution Circuit |  |  |  | 2496122 | Sus |  | CompanyInitiated¦Plannedcapital¦¦
24-0076612 | Company Initiated | Planned- maintenance |  |  | 2024 | Tier 2 | Distribution Circuit |  |  |  | 2496213 | Sus |  | CompanyInitiated¦Plannedmaintenance¦¦
24-0073407 | Wildfire Mitigation | Planned - WSIP/System Hardening |  |  | 2024 | Tier 2 | Transformer only |  |  |  | 2496405 | Sus |  | WildfireMitigation¦PlannedWSIPSystemHardening¦¦
24-0076619 | Company Initiated | Planned- maintenance |  |  | 2024 | Tier 2 | Distribution Circuit |  |  |  | 2496450 | Sus |  | CompanyInitiated¦Plannedmaintenance¦¦
24-0069358 | Wildfire Mitigation | Planned - WSIP/System Hardening |  |  | 2024 | Tier 2 | Distribution Circuit |  |  |  | 2496538 | Sus |  | WildfireMitigation¦PlannedWSIPSystemHardening¦¦
24-0076623 | Company Initiated | Planned- maintenance |  |  | 2024 | Tier 2 | Distribution Circuit |  |  |  | 2496521 | Sus |  | CompanyInitiated¦Plannedmaintenance¦¦
24-0081058 | Equipment Failure/Involved | Overhead | Insulator | Broken | 2024 | Tier 2 | Distribution Circuit |  |  |  | 2497145 | Sus |  | EquipmentFailureInvolved¦Overhead¦Insulator¦Broken
24-0081132 | Unknown Cause | Patrol - found nothing |  |  | 2024 | Tier 2 | Distribution Circuit |  |  |  | 2497337 | Sus |  | UnknownCause¦Patrolfoundnothing¦¦
24-0073416 | Company Initiated | Planned- maintenance |  |  | 2024 | Tier 2 | Distribution Circuit |  |  |  | 2497395 | Sus |  | CompanyInitiated¦Plannedmaintenance¦¦
24-0073550 | Wildfire Mitigation | Planned - WSIP/System Hardening |  |  | 2024 | Tier 2 | Transformer only |  |  |  | 2497405 | Sus |  | WildfireMitigation¦PlannedWSIPSystemHardening¦¦
24-0075599 | Wildfire Mitigation | Planned - WSIP/System Hardening |  |  | 2024 | Tier 2 | Distribution Circuit |  |  |  | 2497375 | Sus |  | WildfireMitigation¦PlannedWSIPSystemHardening¦¦
24-0076750 | Company Initiated | Planned- maintenance |  |  | 2024 | Tier 2 | Distribution Circuit |  |  |  | 2497503 | Sus |  | CompanyInitiated¦Plannedmaintenance¦¦
24-0079567 | Company Initiated | Planned- maintenance |  |  | 2024 | Tier 2 | Transformer only |  |  |  | 2497533 | Sus |  | CompanyInitiated¦Plannedmaintenance¦¦
24-0081234 | Equipment Failure/Involved | Overhead | Pole-Wood | Deteriorated | 2024 | Tier 2 | Distribution Circuit |  |  |  | 2497580 | Sus |  | EquipmentFailureInvolved¦Overhead¦PoleWood¦Deteriorated
24-0076759 | Company Initiated | Planned- maintenance |  |  | 2024 | Tier 2 | Distribution Circuit |  |  |  | 2497590 | Sus |  | CompanyInitiated¦Plannedmaintenance¦¦
24-0081489 | Vegetation | Tree - fell into line | Secondary | Normal | 2024 | Tier 2 | Transformer only |  |  |  | 2497882 | Sus |  | Vegetation¦Treefellintoline¦Secondary¦Normal
24-0081501 | Equipment Failure/Involved | Overhead | Fuse | Broken | 2024 | Tier 3 | Distribution Circuit |  |  |  | 2497910 | Sus |  | EquipmentFailureInvolved¦Overhead¦Fuse¦Broken
24-0076979 | Company Initiated | Planned- maintenance |  |  | 2024 | Tier 2 | Distribution Circuit |  |  |  | 2498290 | Sus |  | CompanyInitiated¦Plannedmaintenance¦¦
24-0076785 | Company Initiated | Planned- maintenance |  |  | 2024 | Tier 2 | Distribution Circuit |  |  |  | 2498288 | Sus |  | CompanyInitiated¦Plannedmaintenance¦¦
24-0076977 | Company Initiated | Planned- maintenance |  |  | 2024 | Tier 2 | Distribution Circuit |  |  |  | 2498276 | Sus |  | CompanyInitiated¦Plannedmaintenance¦¦
24-0074662 | Wildfire Mitigation | Planned - WSIP/System Hardening |  |  | 2024 | Tier 2 | Transformer only |  |  |  | 2498325 | Sus |  | WildfireMitigation¦PlannedWSIPSystemHardening¦¦
24-0074676 | Company Initiated | Planned- maintenance |  |  | 2024 | Tier 2 | Distribution Circuit |  |  |  | 2498322 | Sus |  | CompanyInitiated¦Plannedmaintenance¦¦
24-0076365 | Company Initiated | Planned- maintenance |  |  | 2024 | Tier 2 | Transformer only |  |  |  | 2498355 | Sus |  | CompanyInitiated¦Plannedmaintenance¦¦
24-0072819 | Wildfire Mitigation | Planned - WSIP/System Hardening |  |  | 2024 | Tier 2 | Distribution Circuit |  |  |  | 2498362 | Sus |  | WildfireMitigation¦PlannedWSIPSystemHardening¦¦
24-0065742 | Wildfire Mitigation | Planned - WSIP/System Hardening |  |  | 2024 | Tier 2 | Distribution Circuit |  |  |  | 2498383 | Sus |  | WildfireMitigation¦PlannedWSIPSystemHardening¦¦
24-0076980 | Company Initiated | Planned- maintenance |  |  | 2024 | Tier 2 | Distribution Circuit |  |  |  | 2498389 | Sus |  | CompanyInitiated¦Plannedmaintenance¦¦
24-0077116 | Wildfire Mitigation | Planned - WSIP/System Hardening |  |  | 2024 | Tier 2 | Transformer only |  |  |  | 2498538 | Sus |  | WildfireMitigation¦PlannedWSIPSystemHardening¦¦
24-0076983 | Company Initiated | Planned- maintenance |  |  | 2024 | Tier 2 | Distribution Circuit |  |  |  | 2498514 | Sus |  | CompanyInitiated¦Plannedmaintenance¦¦
24-0081866 | Equipment Failure/Involved | Overhead | Other | Failed/Faulted | 2024 | Tier 2 | Distribution Circuit |  |  |  | 2498759 | Sus |  | EquipmentFailureInvolved¦Overhead¦Other¦FailedFaulted
24-0081960 | Unknown Cause | Patrol - found nothing |  |  | 2024 | Tier 2 | Distribution Circuit |  |  |  | 2498946 | Sus |  | UnknownCause¦Patrolfoundnothing¦¦
24-0078607 | Wildfire Mitigation | Planned - WSIP/System Hardening |  |  | 2024 | Tier 2 | Transformer only |  |  |  | 2499137 | Sus |  | WildfireMitigation¦PlannedWSIPSystemHardening¦¦
24-0082091 | Vegetation | Tree - fell into line | Conductor- Overhead | Normal | 2024 | Tier 2 | Distribution Circuit |  |  |  | 2499410 | Sus |  | Vegetation¦Treefellintoline¦ConductorOverhead¦Normal
24-0082162 | Equipment Failure/Involved | Overhead | Crossarm- Wood | Deteriorated | 2024 | Tier 2 | Distribution Circuit |  |  |  | 2499654 | Sus |  | EquipmentFailureInvolved¦Overhead¦CrossarmWood¦Deteriorated
24-0082175 | Company Initiated | Planned- capital |  |  | 2024 | Tier 2 | Distribution Circuit |  |  |  | 2499717 | Sus |  | CompanyInitiated¦Plannedcapital¦¦
24-0082199 | Vegetation | Tree - fell into line | Insulator | Broken | 2024 | Tier 2 | Distribution Circuit |  |  |  | 2499730 | Sus |  | Vegetation¦Treefellintoline¦Insulator¦Broken
24-0082273 | Vegetation | Tree - fell into line | Pole-Wood | Broken- wire on ground | 2024 | Tier 2 | Distribution Circuit |  |  |  | 2500283 | Sus |  | Vegetation¦Treefellintoline¦PoleWood¦Brokenwireonground
24-0082298 | Unknown Cause | Patrol - found nothing |  |  | 2024 | Tier 2 | Transmission line |  |  |  | 2500428 | Sus |  | UnknownCause¦Patrolfoundnothing¦¦
24-0077070 | Wildfire Mitigation | Planned - WSIP/System Hardening |  |  | 2024 | Tier 2 | Distribution Circuit |  |  |  | 2500602 | Sus |  | WildfireMitigation¦PlannedWSIPSystemHardening¦¦
24-0082297 | Unknown Cause | Patrol - found nothing |  |  | 2024 | Tier 2 | Transmission line |  |  |  | 2500411 | Sus |  | UnknownCause¦Patrolfoundnothing¦¦
24-0077036 | Company Initiated | Planned- maintenance |  |  | 2024 | Tier 2 | Distribution Circuit |  |  |  | 2500462 | Sus |  | CompanyInitiated¦Plannedmaintenance¦¦
24-0076995 | Wildfire Mitigation | Planned - WSIP/System Hardening |  |  | 2024 | Tier 2 | Distribution Circuit |  |  |  | 2500490 | Sus |  | WildfireMitigation¦PlannedWSIPSystemHardening¦¦
24-0073645 | Wildfire Mitigation | Planned - WSIP/System Hardening |  |  | 2024 | Tier 2 | Transformer only |  |  |  | 2500514 | Sus |  | WildfireMitigation¦PlannedWSIPSystemHardening¦¦
24-0075207 | Company Initiated | Planned- maintenance |  |  | 2024 | Tier 2 | Transformer only |  |  |  | 2500518 | Sus |  | CompanyInitiated¦Plannedmaintenance¦¦
24-0076982 | Wildfire Mitigation | Planned - WSIP/System Hardening |  |  | 2024 | Tier 2 | Transformer only |  |  |  | 2500546 | Sus |  | WildfireMitigation¦PlannedWSIPSystemHardening¦¦
24-0082376 | Wildfire Mitigation | Public Safety Power Shut-off | Conductor- Overhead | Normal | 2024 | Tier 3 | Distribution Circuit |  |  |  | 2501464 | Sus |  | WildfireMitigation¦PublicSafetyPowerShutoff¦ConductorOverhead¦Normal
24-0082376 | Wildfire Mitigation | Public Safety Power Shut-off | Conductor- Overhead | Normal | 2024 | Tier 3 | Distribution Circuit |  |  |  | 2501484 | Sus |  | WildfireMitigation¦PublicSafetyPowerShutoff¦ConductorOverhead¦Normal
24-0082376 | Wildfire Mitigation | Public Safety Power Shut-off | Conductor- Overhead | Normal | 2024 | Tier 3 | Distribution Circuit |  |  |  | 2501486 | Sus |  | WildfireMitigation¦PublicSafetyPowerShutoff¦ConductorOverhead¦Normal
24-0082376 | Wildfire Mitigation | Public Safety Power Shut-off | Conductor- Overhead | Normal | 2024 | Tier 3 | Distribution Circuit |  |  |  | 2501487 | Sus |  | WildfireMitigation¦PublicSafetyPowerShutoff¦ConductorOverhead¦Normal
24-0082769 | Unknown Cause | Patrol - found nothing |  |  | 2024 | Tier 2 | Distribution Circuit |  |  |  | 2501503 | Sus |  | UnknownCause¦Patrolfoundnothing¦¦
24-0082371 | Wildfire Mitigation | Public Safety Power Shut-off | Conductor- Overhead | Normal | 2024 | Tier 2 | Distribution Circuit |  |  |  | 2501508 | Sus |  | WildfireMitigation¦PublicSafetyPowerShutoff¦ConductorOverhead¦Normal
24-0072976 | Company Initiated | Planned- capital |  |  | 2024 | Tier 2 | Distribution Circuit |  |  |  | 2501687 | Sus |  | CompanyInitiated¦Plannedcapital¦¦
24-0075309 | Company Initiated | Planned- maintenance |  |  | 2024 | Tier 2 | Distribution Circuit |  |  |  | 2501722 | Sus |  | CompanyInitiated¦Plannedmaintenance¦¦
24-0083234 | Vegetation | Tree - fell into line | Conductor- Overhead | Normal | 2024 | Tier 2 | Distribution Circuit |  |  |  | 2502629 | Sus |  | Vegetation¦Treefellintoline¦ConductorOverhead¦Normal
24-0083374 | Company Initiated | Personnel- company | Conductor- Overhead | Normal | 2024 | Zone 1 | Distribution Circuit |  |  |  | 2503298 | Sus |  | CompanyInitiated¦Personnelcompany¦ConductorOverhead¦Normal
24-0083212 | Wildfire Mitigation | Public Safety Power Shut-off | Conductor- Overhead | Normal | 2024 | Tier 2 | Distribution Circuit |  |  |  | 2503410 | Sus |  | WildfireMitigation¦PublicSafetyPowerShutoff¦ConductorOverhead¦Normal
24-0077144 | Company Initiated | Planned- maintenance |  |  | 2024 | Tier 2 | Distribution Circuit |  |  |  | 2503550 | Sus |  | CompanyInitiated¦Plannedmaintenance¦¦
24-0077603 | Company Initiated | Planned- maintenance |  |  | 2024 | Tier 2 | Distribution Circuit |  |  |  | 2503657 | Sus |  | CompanyInitiated¦Plannedmaintenance¦¦
24-0083655 | Vegetation | Tree - branch fell on line | Conductor- Overhead | Bent or Twisted | 2024 | Tier 2 | Distribution Circuit |  |  |  | 2503892 | Sus |  | Vegetation¦Treebranchfellonline¦ConductorOverhead¦BentorTwisted
24-0083688 | Environmental/External | Fire- Forest/Grass | Conductor- Overhead | Normal | 2024 | Tier 2 | Distribution Circuit |  |  |  | 2503945 | Sus |  | EnvironmentalExternal¦FireForestGrass¦ConductorOverhead¦Normal
24-0083994 | Vegetation | Tree - fell into line | Conductor- Overhead | Broken- wire on ground | 2024 | Tier 2 | Distribution Circuit |  |  |  | 2505005 | Sus |  | Vegetation¦Treefellintoline¦ConductorOverhead¦Brokenwireonground
24-0084015 | Vegetation | Tree - branch fell on line | Conductor- Overhead | Normal | 2024 | Tier 2 | Distribution Circuit |  |  |  | 2505021 | Sus |  | Vegetation¦Treebranchfellonline¦ConductorOverhead¦Normal
24-0078086 | Company Initiated | Planned- maintenance |  |  | 2024 | Tier 2 | Transformer only |  |  |  | 2506203 | Sus |  | CompanyInitiated¦Plannedmaintenance¦¦
24-0078081 | Company Initiated | Planned- maintenance |  |  | 2024 | Tier 2 | Distribution Circuit |  |  |  | 2505759 | Sus |  | CompanyInitiated¦Plannedmaintenance¦¦
24-0078234 | Company Initiated | Planned- maintenance |  |  | 2024 | Tier 2 | Distribution Circuit |  |  |  | 2505773 | Sus |  | CompanyInitiated¦Plannedmaintenance¦¦
24-0078604 | Wildfire Mitigation | Planned - WSIP/System Hardening |  |  | 2024 | Tier 2 | Distribution Circuit |  |  |  | 2506210 | Sus |  | WildfireMitigation¦PlannedWSIPSystemHardening¦¦
24-0078583 | Wildfire Mitigation | Planned - WSIP/System Hardening |  |  | 2024 | Tier 2 | Transformer only |  |  |  | 2505812 | Sus |  | WildfireMitigation¦PlannedWSIPSystemHardening¦¦
24-0078126 | Company Initiated | Planned- maintenance |  |  | 2024 | Tier 2 | Transformer only |  |  |  | 2505868 | Sus |  | CompanyInitiated¦Plannedmaintenance¦¦
24-0078124 | Company Initiated | Planned- maintenance |  |  | 2024 | Tier 2 | Distribution Circuit |  |  |  | 2505877 | Sus |  | CompanyInitiated¦Plannedmaintenance¦¦
24-0084320 | Equipment Failure/Involved | Overhead | Cutout- fuse holder | Burned/flashed | 2024 | Tier 2 | Transformer only |  |  |  | 2505995 | Sus |  | EquipmentFailureInvolved¦Overhead¦Cutoutfuseholder¦Burnedflashed
24-0078127 | Company Initiated | Planned- maintenance |  |  | 2024 | Tier 2 | Distribution Circuit |  |  |  | 2505996 | Sus |  | CompanyInitiated¦Plannedmaintenance¦¦
24-0078129 | Company Initiated | Planned- maintenance |  |  | 2024 | Tier 2 | Transformer only |  |  |  | 2506008 | Sus |  | CompanyInitiated¦Plannedmaintenance¦¦
24-0084584 | Vegetation | Tree - fell into line | Conductor- Overhead | Normal | 2024 | Tier 3 | Distribution Circuit |  |  |  | 2507554 | Sus |  | Vegetation¦Treefellintoline¦ConductorOverhead¦Normal
24-0084726 | Vegetation | Tree - fell into line | Pole-Wood | Broken- wire on ground | 2024 | Tier 2 | Distribution Circuit |  |  |  | 2508415 | Sus |  | Vegetation¦Treefellintoline¦PoleWood¦Brokenwireonground
24-0084781 | Vegetation | Tree - branch fell on line | Conductor- Overhead | Normal | 2024 | Tier 2 | Distribution Circuit |  |  |  | 2508569 | Sus |  | Vegetation¦Treebranchfellonline¦ConductorOverhead¦Normal
24-0084842 | Vegetation | Tree - fell into line | Conductor- Overhead | Normal | 2024 | Tier 2 | Distribution Circuit |  |  |  | 2508853 | Sus |  | Vegetation¦Treefellintoline¦ConductorOverhead¦Normal
24-0084885 | Company Initiated | Construction Activity/equip- company | Conductor- Overhead | Normal | 2024 | Tier 2 | Distribution Circuit |  |  |  | 2509050 | Sus |  | CompanyInitiated¦ConstructionActivityequipcompany¦ConductorOverhead¦Normal
24-0078980 | Wildfire Mitigation | Planned - WSIP/System Hardening |  |  | 2024 | Tier 2 | Transformer only |  |  |  | 2509841 | Sus |  | WildfireMitigation¦PlannedWSIPSystemHardening¦¦
24-0076219 | Wildfire Mitigation | Planned - WSIP/System Hardening |  |  | 2024 | Tier 2 | Transformer only |  |  |  | 2509865 | Sus |  | WildfireMitigation¦PlannedWSIPSystemHardening¦¦
24-0078166 | Company Initiated | Planned- maintenance |  |  | 2024 | Tier 2 | Distribution Circuit |  |  |  | 2509784 | Sus |  | CompanyInitiated¦Plannedmaintenance¦¦
24-0078916 | Company Initiated | Planned- maintenance |  |  | 2024 | Tier 2 | Transformer only |  |  |  | 2510074 | Sus |  | CompanyInitiated¦Plannedmaintenance¦¦
24-0078972 | Company Initiated | Planned- maintenance |  |  | 2024 | Tier 2 | Distribution Circuit |  |  |  | 2510513 | Sus |  | CompanyInitiated¦Plannedmaintenance¦¦
24-0076201 | Company Initiated | Planned- maintenance |  |  | 2024 | Tier 2 | Distribution Circuit |  |  |  | 2509917 | Sus |  | CompanyInitiated¦Plannedmaintenance¦¦
24-0079825 | Company Initiated | Planned- maintenance |  |  | 2024 | Tier 2 | Transformer only |  |  |  | 2510087 | Sus |  | CompanyInitiated¦Plannedmaintenance¦¦
24-0078999 | Wildfire Mitigation | Planned - WSIP/System Hardening |  |  | 2024 | Tier 2 | Distribution Circuit |  |  |  | 2510091 | Sus |  | WildfireMitigation¦PlannedWSIPSystemHardening¦¦
24-0085218 | Equipment Failure/Involved | Overhead | Conductor- Overhead | Normal | 2024 | Tier 2 | Distribution Circuit |  |  |  | 2510392 | Sus |  | EquipmentFailureInvolved¦Overhead¦ConductorOverhead¦Normal
24-0085287 | Vegetation | Tree - grew into line | Conductor- Overhead | Normal | 2024 | Tier 2 | Distribution Circuit |  |  |  | 2510525 | Sus |  | Vegetation¦Treegrewintoline¦ConductorOverhead¦Normal
24-0085452 | Vegetation | Tree - branch fell on line | Conductor- Overhead | Normal | 2024 | Tier 2 | Distribution Circuit |  |  |  | 2511119 | Sus |  | Vegetation¦Treebranchfellonline¦ConductorOverhead¦Normal
24-0080795 | Company Initiated | Planned- maintenance |  |  | 2024 | Tier 2 | Distribution Circuit |  |  |  | 2511184 | Sus |  | CompanyInitiated¦Plannedmaintenance¦¦
24-0080809 | Company Initiated | Planned- maintenance |  |  | 2024 | Tier 2 | Transformer only |  |  |  | 2511187 | Sus |  | CompanyInitiated¦Plannedmaintenance¦¦
24-0078956 | Company Initiated | Planned- maintenance |  |  | 2024 | Tier 2 | Distribution Circuit |  |  |  | 2511152 | Sus |  | CompanyInitiated¦Plannedmaintenance¦¦
24-0080813 | Company Initiated | Planned- maintenance |  |  | 2024 | Tier 2 | Distribution Circuit |  |  |  | 2511304 | Sus |  | CompanyInitiated¦Plannedmaintenance¦¦
24-0081197 | Company Initiated | Planned- maintenance |  |  | 2024 | Tier 2 | Transformer only |  |  |  | 2511319 | Sus |  | CompanyInitiated¦Plannedmaintenance¦¦
24-0085601 | Equipment Failure/Involved | Overhead | Transformer (OH) | Leaking | 2024 | Tier 2 | Distribution Circuit |  |  |  | 2511383 | Sus |  | EquipmentFailureInvolved¦Overhead¦Transformer(OH)¦Leaking
24-0080817 | Company Initiated | Planned- maintenance |  |  | 2024 | Tier 2 | Distribution Circuit |  |  |  | 2511441 | Sus |  | CompanyInitiated¦Plannedmaintenance¦¦
24-0080820 | Company Initiated | Planned- maintenance |  |  | 2024 | Tier 2 | Distribution Circuit |  |  |  | 2511501 | Sus |  | CompanyInitiated¦Plannedmaintenance¦¦
24-0080839 | Company Initiated | Planned- maintenance |  |  | 2024 | Tier 2 | Distribution Circuit |  |  |  | 2511560 | Sus |  | CompanyInitiated¦Plannedmaintenance¦¦
24-0085898 | Equipment Failure/Involved | Overhead | Cutout- fuse holder | Arcing | 2024 | Tier 2 | Distribution Circuit |  |  |  | 2512073 | Sus |  | EquipmentFailureInvolved¦Overhead¦Cutoutfuseholder¦Arcing
24-0078207 | Company Initiated | Planned- maintenance |  |  | 2024 | Tier 2 | Distribution Circuit |  |  |  | 2512140 | Sus |  | CompanyInitiated¦Plannedmaintenance¦¦
24-0076317 | Company Initiated | Planned- maintenance |  |  | 2024 | Tier 2 | Distribution Circuit |  |  |  | 2512152 | Sus |  | CompanyInitiated¦Plannedmaintenance¦¦
24-0078961 | Wildfire Mitigation | Planned - WSIP/System Hardening |  |  | 2024 | Tier 2 | Transformer only |  |  |  | 2512171 | Sus |  | WildfireMitigation¦PlannedWSIPSystemHardening¦¦
24-0081274 | Company Initiated | Planned- maintenance |  |  | 2024 | Tier 2 | Distribution Circuit |  |  |  | 2512191 | Sus |  | CompanyInitiated¦Plannedmaintenance¦¦
24-0079693 | Company Initiated | Planned- maintenance |  |  | 2024 | Tier 2 | Distribution Circuit |  |  |  | 2512204 | Sus |  | CompanyInitiated¦Plannedmaintenance¦¦
24-0078239 | Company Initiated | Planned- maintenance |  |  | 2024 | Tier 2 | Distribution Circuit |  |  |  | 2512214 | Sus |  | CompanyInitiated¦Plannedmaintenance¦¦
24-0081287 | Company Initiated | Planned- maintenance |  |  | 2024 | Tier 2 | Distribution Circuit |  |  |  | 2512298 | Sus |  | CompanyInitiated¦Plannedmaintenance¦¦
24-0081289 | Company Initiated | Planned- maintenance |  |  | 2024 | Tier 2 | Transformer only |  |  |  | 2512304 | Sus |  | CompanyInitiated¦Plannedmaintenance¦¦
24-0079691 | Company Initiated | Improper Construction | Conductor- Underground | Broken | 2024 | Tier 2 | Distribution Circuit |  |  |  | 2512681 | Sus |  | CompanyInitiated¦ImproperConstruction¦ConductorUnderground¦Broken
24-0086377 | Company Initiated | Planned- maintenance | Transformer (UG) | Normal | 2024 | Tier 2 | Transformer only |  |  |  | 2512732 | Sus |  | CompanyInitiated¦Plannedmaintenance¦Transformer(UG)¦Normal
24-0086400 | Animal | Bird found | Conductor- Overhead | Normal | 2024 | Tier 2 | Distribution Circuit |  |  |  | 2512880 | Sus |  | Animal¦Birdfound¦ConductorOverhead¦Normal
24-0086456 | Vegetation | Tree - branch fell on line | Conductor- Overhead | Normal | 2024 | Tier 2 | Distribution Circuit |  |  |  | 2512995 | Sus |  | Vegetation¦Treebranchfellonline¦ConductorOverhead¦Normal
24-0086475 | Vegetation | Tree - fell into line | Conductor- Overhead | Broken- wire on ground | 2024 | Tier 2 | Distribution Circuit |  |  |  | 2513084 | Sus |  | Vegetation¦Treefellintoline¦ConductorOverhead¦Brokenwireonground
24-0086484 | Unknown Cause | Patrol - found nothing |  |  | 2024 | Tier 2 | Distribution Circuit |  |  |  | 2513134 | Sus |  | UnknownCause¦Patrolfoundnothing¦¦
24-0086487 | Vegetation | Tree - fell into line | Conductor- Overhead | Normal | 2024 | Tier 2 | Distribution Circuit |  |  |  | 2513150 | Sus |  | Vegetation¦Treefellintoline¦ConductorOverhead¦Normal
24-0086536 | 3rd Party | Tree - cutting- 3rd party | Conductor- Overhead | Normal | 2024 | Tier 3 | Distribution Circuit |  |  |  | 2513228 | Sus |  | 3rdParty¦Treecutting3rdparty¦ConductorOverhead¦Normal
24-0081360 | Company Initiated | Planned- maintenance |  |  | 2024 | Tier 2 | Distribution Circuit |  |  |  | 2513219 | Sus |  | CompanyInitiated¦Plannedmaintenance¦¦
24-0070817 | Company Initiated | Planned- maintenance |  |  | 2024 | Tier 2 | Distribution Circuit |  |  |  | 2513324 | Sus |  | CompanyInitiated¦Plannedmaintenance¦¦
24-0081330 | Company Initiated | Planned- maintenance |  |  | 2024 | Tier 2 | Distribution Circuit |  |  |  | 2513348 | Sus |  | CompanyInitiated¦Plannedmaintenance¦¦
24-0086554 | Equipment Failure/Involved | Overhead | Transformer (OH) | Leaking | 2024 | Tier 2 | Transformer only |  |  |  | 2513359 | Sus |  | EquipmentFailureInvolved¦Overhead¦Transformer(OH)¦Leaking
24-0079694 | Company Initiated | Planned- maintenance |  |  | 2024 | Tier 2 | Distribution Circuit |  |  |  | 2513443 | Sus |  | CompanyInitiated¦Plannedmaintenance¦¦
24-0079696 | Company Initiated | Planned- maintenance |  |  | 2024 | Tier 2 | Distribution Circuit |  |  |  | 2513525 | Sus |  | CompanyInitiated¦Plannedmaintenance¦¦
24-0081333 | Company Initiated | Planned- maintenance |  |  | 2024 | Tier 2 | Distribution Circuit |  |  |  | 2513522 | Sus |  | CompanyInitiated¦Plannedmaintenance¦¦
24-0086662 | Equipment Failure/Involved | Overhead | Transformer (OH) | Failed/Faulted | 2024 | Tier 2 | Transformer only |  |  |  | 2513550 | Sus |  | EquipmentFailureInvolved¦Overhead¦Transformer(OH)¦FailedFaulted
24-0086824 | Company Initiated | Personnel- company | Conductor- Overhead | Normal | 2024 | Tier 2 | Distribution Circuit |  |  |  | 2513959 | Sus |  | CompanyInitiated¦Personnelcompany¦ConductorOverhead¦Normal
24-0086824 | Vegetation | Tree - fell into line | Conductor- Overhead | Normal | 2024 | Tier 2 | Distribution Circuit |  |  |  | 2513996 | Sus |  | Vegetation¦Treefellintoline¦ConductorOverhead¦Normal
24-0087039 | Vegetation | Tree - fell into line | Pole-Wood | Broken- wire on ground | 2024 | Tier 2 | Distribution Circuit |  |  |  | 2514538 | Sus |  | Vegetation¦Treefellintoline¦PoleWood¦Brokenwireonground
24-0081408 | Wildfire Mitigation | Planned - WSIP/System Hardening |  |  | 2024 | Tier 2 | Distribution Circuit |  |  |  | 2514732 | Sus |  | WildfireMitigation¦PlannedWSIPSystemHardening¦¦
24-0085540 | Wildfire Mitigation | Planned - WSIP/System Hardening |  |  | 2024 | Tier 2 | Distribution Circuit |  |  |  | 2514795 | Sus |  | WildfireMitigation¦PlannedWSIPSystemHardening¦¦
24-0078515 | Wildfire Mitigation | Planned - WSIP/System Hardening |  |  | 2024 | Tier 2 | Transformer only |  |  |  | 2514830 | Sus |  | WildfireMitigation¦PlannedWSIPSystemHardening¦¦
24-0081395 | Company Initiated | Planned- maintenance |  |  | 2024 | Tier 2 | Distribution Circuit |  |  |  | 2515039 | Sus |  | CompanyInitiated¦Plannedmaintenance¦¦
24-0087458 | Unknown Cause | Patrol - found nothing |  |  | 2024 | Tier 2 | Distribution Circuit |  |  |  | 2515708 | Sus |  | UnknownCause¦Patrolfoundnothing¦¦
24-0087531 | Equipment Failure/Involved | Overhead | Bushing | Broken | 2024 | Tier 2 | Transformer only |  |  |  | 2515751 | Sus |  | EquipmentFailureInvolved¦Overhead¦Bushing¦Broken
24-0087434 | Equipment Failure/Involved | Overhead | Insulator | Broken- wire on ground | 2024 | Tier 2 | Distribution Circuit |  |  |  | 2515929 | Sus |  | EquipmentFailureInvolved¦Overhead¦Insulator¦Brokenwireonground
24-0087578 | 3rd Party | Customer Equipment | Transformer (OH) | Failed/Faulted | 2024 | Tier 2 | Transformer only |  |  |  | 2516035 | Sus |  | 3rdParty¦CustomerEquipment¦Transformer(OH)¦FailedFaulted
24-0087661 | Environmental/External | Lightning | Transformer (OH) | Broken | 2024 | Tier 2 | Distribution Circuit |  |  |  | 2516425 | Sus |  | EnvironmentalExternal¦Lightning¦Transformer(OH)¦Broken
24-0078009 | Company Initiated | Planned- maintenance |  |  | 2024 | Tier 2 | Distribution Circuit |  |  |  | 2516544 | Sus |  | CompanyInitiated¦Plannedmaintenance¦¦
24-0082285 | Company Initiated | Planned- maintenance |  |  | 2024 | Tier 2 | Distribution Circuit |  |  |  | 2516990 | Sus |  | CompanyInitiated¦Plannedmaintenance¦¦
24-0080679 | Wildfire Mitigation | Planned - WSIP/System Hardening |  |  | 2024 | Tier 2 | Distribution Circuit |  |  |  | 2516981 | Sus |  | WildfireMitigation¦PlannedWSIPSystemHardening¦¦
24-0070820 | Company Initiated | Planned- maintenance |  |  | 2024 | Tier 2 | Distribution Circuit |  |  |  | 2516979 | Sus |  | CompanyInitiated¦Plannedmaintenance¦¦
24-0081387 | Company Initiated | Planned- maintenance |  |  | 2024 | Tier 2 | Distribution Circuit |  |  |  | 2516969 | Sus |  | CompanyInitiated¦Plannedmaintenance¦¦
24-0081385 | Company Initiated | Planned- maintenance |  |  | 2024 | Tier 2 | Transformer only |  |  |  | 2516998 | Sus |  | CompanyInitiated¦Plannedmaintenance¦¦
24-0080909 | Company Initiated | Planned- maintenance |  |  | 2024 | Tier 2 | Transformer only |  |  |  | 2517018 | Sus |  | CompanyInitiated¦Plannedmaintenance¦¦
24-0083076 | Company Initiated | Planned- maintenance |  |  | 2024 | Tier 2 | Distribution Circuit |  |  |  | 2517057 | Sus |  | CompanyInitiated¦Plannedmaintenance¦¦
24-0082286 | Company Initiated | Planned- maintenance |  |  | 2024 | Tier 2 | Distribution Circuit |  |  |  | 2517112 | Sus |  | CompanyInitiated¦Plannedmaintenance¦¦
24-0087931 | Equipment Failure/Involved | Overhead | Insulator | Broken- wire on ground | 2024 | Tier 2 | Distribution Circuit |  |  |  | 2517272 | Sus |  | EquipmentFailureInvolved¦Overhead¦Insulator¦Brokenwireonground
24-0082289 | Company Initiated | Planned- maintenance |  |  | 2024 | Tier 2 | Distribution Circuit |  |  |  | 2517294 | Sus |  | CompanyInitiated¦Plannedmaintenance¦¦
24-0080847 | Wildfire Mitigation | Planned - WSIP/System Hardening |  |  | 2024 | Tier 2 | Distribution Circuit |  |  |  | 2517314 | Sus |  | WildfireMitigation¦PlannedWSIPSystemHardening¦¦
24-0088083 | Vegetation | Tree - fell into line | Conductor- Overhead | Normal | 2024 | Tier 2 | Distribution Circuit |  |  |  | 2517483 | Sus |  | Vegetation¦Treefellintoline¦ConductorOverhead¦Normal
24-0088143 | Unknown Cause | Patrol - found nothing |  |  | 2024 | Tier 2 | Distribution Circuit |  |  |  | 2517571 | Sus |  | UnknownCause¦Patrolfoundnothing¦¦
24-0082483 | Wildfire Mitigation | Planned - WSIP/System Hardening |  |  | 2024 | Tier 2 | Transformer only |  |  |  | 2517933 | Sus |  | WildfireMitigation¦PlannedWSIPSystemHardening¦¦
24-0082430 | Wildfire Mitigation | Planned - WSIP/System Hardening |  |  | 2024 | Tier 2 | Distribution Circuit |  |  |  | 2518249 | Sus |  | WildfireMitigation¦PlannedWSIPSystemHardening¦¦
24-0081145 | Wildfire Mitigation | Planned - WSIP/System Hardening |  |  | 2024 | Tier 2 | Distribution Circuit |  |  |  | 2517950 | Sus |  | WildfireMitigation¦PlannedWSIPSystemHardening¦¦
24-0080692 | Company Initiated | Planned- maintenance |  |  | 2024 | Tier 2 | Distribution Circuit |  |  |  | 2518009 | Sus |  | CompanyInitiated¦Plannedmaintenance¦¦
24-0080696 | Company Initiated | Planned- maintenance |  |  | 2024 | Tier 2 | Transformer only |  |  |  | 2518024 | Sus |  | CompanyInitiated¦Plannedmaintenance¦¦
24-0086176 | Company Initiated | Planned- maintenance |  |  | 2024 | Tier 3 | Distribution Circuit |  |  |  | 2518046 | Sus |  | CompanyInitiated¦Plannedmaintenance¦¦
24-0078049 | Wildfire Mitigation | Planned - WSIP/System Hardening |  |  | 2024 | Tier 2 | Transformer only |  |  |  | 2518080 | Sus |  | WildfireMitigation¦PlannedWSIPSystemHardening¦¦
24-0075221 | Company Initiated | Planned- maintenance |  |  | 2024 | Tier 2 | Distribution Circuit |  |  |  | 2518084 | Sus |  | CompanyInitiated¦Plannedmaintenance¦¦
24-0088409 | Vegetation | Tree - branch fell on line | Conductor- Overhead | Normal | 2024 | Tier 3 | Distribution Circuit |  |  |  | 2517989 | Sus |  | Vegetation¦Treebranchfellonline¦ConductorOverhead¦Normal
24-0088542 | Equipment Failure/Involved | Overhead | Woodpin | Broken | 2024 | Tier 2 | Distribution Circuit |  |  |  | 2518352 | Sus |  | EquipmentFailureInvolved¦Overhead¦Woodpin¦Broken
24-0088695 | Equipment Failure/Involved | Overhead | Conductor- Overhead | Broken- wire on ground | 2024 | Tier 2 | Distribution Circuit |  |  |  | 2519030 | Sus |  | EquipmentFailureInvolved¦Overhead¦ConductorOverhead¦Brokenwireonground
24-0088697 | Vegetation | Tree - fell into line | Conductor- Overhead | Broken- wire on ground | 2024 | Tier 2 | Distribution Circuit |  |  |  | 2519037 | Sus |  | Vegetation¦Treefellintoline¦ConductorOverhead¦Brokenwireonground
24-0087313 | Company Initiated | Planned- maintenance |  |  | 2024 | Tier 2 | Distribution Circuit |  |  |  | 2519627 | Sus |  | CompanyInitiated¦Plannedmaintenance¦¦
24-0081732 | Company Initiated | Planned- maintenance |  |  | 2024 | Tier 2 | Distribution Circuit |  |  |  | 2519638 | Sus |  | CompanyInitiated¦Plannedmaintenance¦¦
24-0082357 | Wildfire Mitigation | Planned - WSIP/System Hardening |  |  | 2024 | Tier 2 | Distribution Circuit |  |  |  | 2519048 | Sus |  | WildfireMitigation¦PlannedWSIPSystemHardening¦¦
24-0070822 | Company Initiated | Planned- maintenance |  |  | 2024 | Tier 2 | Distribution Circuit |  |  |  | 2519093 | Sus |  | CompanyInitiated¦Plannedmaintenance¦¦
24-0065898 | Company Initiated | Planned- capital |  |  | 2024 | Tier 2 | Distribution Circuit |  |  |  | 2519240 | Sus |  | CompanyInitiated¦Plannedcapital¦¦
24-0088766 | Company Initiated | Personnel- company | Conductor- Overhead | Normal | 2024 | Tier 2 | Distribution Circuit |  |  |  | 2519220 | Sus |  | CompanyInitiated¦Personnelcompany¦ConductorOverhead¦Normal
24-0088801 | Wildfire Mitigation | Planned - WSIP/System Hardening |  |  | 2024 | Tier 2 | Distribution Circuit |  |  |  | 2519271 | Sus |  | WildfireMitigation¦PlannedWSIPSystemHardening¦¦
24-0082573 | Wildfire Mitigation | Planned - WSIP/System Hardening |  |  | 2024 | Tier 2 | Transformer only |  |  |  | 2519397 | Sus |  | WildfireMitigation¦PlannedWSIPSystemHardening¦¦
24-0080926 | Company Initiated | Planned- maintenance |  |  | 2024 | Tier 2 | Transformer only |  |  |  | 2519388 | Sus |  | CompanyInitiated¦Plannedmaintenance¦¦
24-0082408 | Company Initiated | Planned- maintenance |  |  | 2024 | Tier 2 | Distribution Circuit |  |  |  | 2519528 | Sus |  | CompanyInitiated¦Plannedmaintenance¦¦
24-0088908 | Vegetation | Tree - grew into line | Conductor- Overhead | Normal | 2024 | Tier 2 | Distribution Circuit |  |  |  | 2519571 | Sus |  | Vegetation¦Treegrewintoline¦ConductorOverhead¦Normal
24-0089170 | Company Initiated | Personnel- company | Conductor- Overhead | Normal | 2024 | Tier 3 | Distribution Circuit |  |  |  | 2520029 | Sus |  | CompanyInitiated¦Personnelcompany¦ConductorOverhead¦Normal
24-0077409 | Company Initiated | Planned- maintenance |  |  | 2024 | Tier 3 | Distribution Circuit |  |  |  | 2520143 | Sus |  | CompanyInitiated¦Plannedmaintenance¦¦
24-0067557 | Company Initiated | Planned- capital |  |  | 2024 | Tier 3 | Distribution Circuit |  |  |  | 2520140 | Sus |  | CompanyInitiated¦Plannedcapital¦¦
24-0089495 | Vegetation | Tree - fell into line | Conductor- Overhead | Broken- wire on ground | 2024 | Tier 3 | Distribution Circuit |  |  |  | 2520459 | Sus |  | Vegetation¦Treefellintoline¦ConductorOverhead¦Brokenwireonground
24-0083037 | Wildfire Mitigation | Planned - WSIP/System Hardening |  |  | 2024 | Tier 2 | Distribution Circuit |  |  |  | 2520784 | Sus |  | WildfireMitigation¦PlannedWSIPSystemHardening¦¦
24-0081185 | Wildfire Mitigation | Planned - WSIP/System Hardening |  |  | 2024 | Tier 2 | Distribution Circuit |  |  |  | 2520760 | Sus |  | WildfireMitigation¦PlannedWSIPSystemHardening¦¦
24-0067561 | Company Initiated | Planned- capital |  |  | 2024 | Tier 3 | Distribution Circuit |  |  |  | 2520843 | Sus |  | CompanyInitiated¦Plannedcapital¦¦
24-0089804 | Vegetation | Tree - grew into line | Conductor- Overhead | Normal | 2024 | Tier 2 | Distribution Circuit |  |  |  | 2521192 | Sus |  | Vegetation¦Treegrewintoline¦ConductorOverhead¦Normal
24-0089833 | Unknown Cause | Patrol - found nothing |  |  | 2024 | Zone 1 | Distribution Circuit |  |  |  | 2521223 | Sus |  | UnknownCause¦Patrolfoundnothing¦¦
24-0089927 | Vegetation | Tree - fell into line | Conductor- Overhead | Normal | 2024 | Tier 3 | Distribution Circuit |  |  |  | 2521346 | Sus |  | Vegetation¦Treefellintoline¦ConductorOverhead¦Normal
24-0089967 | Equipment Failure/Involved | Overhead | Pole-Wood | Deteriorated | 2024 | Tier 2 | Distribution Circuit |  |  |  | 2521570 | Sus |  | EquipmentFailureInvolved¦Overhead¦PoleWood¦Deteriorated
24-0089990 | Unknown Cause | Patrol - found nothing |  |  | 2024 | Tier 2 | Distribution Circuit |  |  |  | 2521631 | Sus |  | UnknownCause¦Patrolfoundnothing¦¦
24-0090025 | Equipment Failure/Involved | Overhead | Crossarm- Wood | Deteriorated | 2024 | Tier 3 | Distribution Circuit |  |  |  | 2521733 | Sus |  | EquipmentFailureInvolved¦Overhead¦CrossarmWood¦Deteriorated
24-0090049 | Unknown Cause | Patrol - found nothing |  |  | 2024 | Tier 2 | Distribution Circuit |  |  |  | 2521838 | Sus |  | UnknownCause¦Patrolfoundnothing¦¦
24-0090082 | Company Initiated | Personnel- company | Conductor- Overhead | Normal | 2024 | Tier 2 | Distribution Circuit |  |  |  | 2521964 | Sus |  | CompanyInitiated¦Personnelcompany¦ConductorOverhead¦Normal
24-0090077 | Environmental/External | Fire- Forest/Grass | Conductor- Overhead | Normal | 2024 | Tier 2 | Distribution Circuit |  |  |  | 2522008 | Sus |  | EnvironmentalExternal¦FireForestGrass¦ConductorOverhead¦Normal
24-0090144 | Equipment Failure/Involved | Overhead | Pole-Wood | Broken | 2024 | Tier 3 | Distribution Circuit |  |  |  | 2522336 | Sus |  | EquipmentFailureInvolved¦Overhead¦PoleWood¦Broken
24-0090217 | Vegetation | Tree - branch fell on line | Conductor- Overhead | Normal | 2024 | Zone 1 | Distribution Circuit |  |  |  | 2522623 | Sus |  | Vegetation¦Treebranchfellonline¦ConductorOverhead¦Normal
24-0076208 | Company Initiated | Planned- maintenance |  |  | 2024 | Tier 2 | Distribution Circuit |  |  |  | 2522749 | Sus |  | CompanyInitiated¦Plannedmaintenance¦¦
24-0083932 | Wildfire Mitigation | Planned - WSIP/System Hardening |  |  | 2024 | Tier 2 | Distribution Circuit |  |  |  | 2522930 | Sus |  | WildfireMitigation¦PlannedWSIPSystemHardening¦¦
24-0084245 | Wildfire Mitigation | Planned - WSIP/System Hardening |  |  | 2024 | Tier 2 | Distribution Circuit |  |  |  | 2522939 | Sus |  | WildfireMitigation¦PlannedWSIPSystemHardening¦¦
24-0082437 | Wildfire Mitigation | Planned - WSIP/System Hardening |  |  | 2024 | Tier 2 | Distribution Circuit |  |  |  | 2522946 | Sus |  | WildfireMitigation¦PlannedWSIPSystemHardening¦¦
24-0079570 | Wildfire Mitigation | Planned - WSIP/System Hardening |  |  | 2024 | Tier 2 | Transformer only |  |  |  | 2523038 | Sus |  | WildfireMitigation¦PlannedWSIPSystemHardening¦¦
24-0090396 | Equipment Failure/Involved | Overhead | Fuse | Broken | 2024 | Tier 2 | Transformer only |  |  |  | 2523137 | Sus |  | EquipmentFailureInvolved¦Overhead¦Fuse¦Broken
24-0085572 | Wildfire Mitigation | Planned - WSIP/System Hardening |  |  | 2024 | Tier 2 | Distribution Circuit |  |  |  | 2523230 | Sus |  | WildfireMitigation¦PlannedWSIPSystemHardening¦¦
24-0078739 | Wildfire Mitigation | Planned - WSIP/System Hardening |  |  | 2024 | Tier 2 | Transformer only |  |  |  | 2523427 | Sus |  | WildfireMitigation¦PlannedWSIPSystemHardening¦¦
24-0090640 | Vegetation | Tree - fell into line | Conductor- Overhead | Normal | 2024 | Tier 2 | Distribution Circuit |  |  |  | 2523616 | Sus |  | Vegetation¦Treefellintoline¦ConductorOverhead¦Normal
24-0090663 | Vegetation | Tree - branch fell on line | Conductor- Overhead | Together | 2024 | Tier 2 | Distribution Circuit |  |  |  | 2523630 | Sus |  | Vegetation¦Treebranchfellonline¦ConductorOverhead¦Together
24-0081718 | Company Initiated | Planned- maintenance |  |  | 2024 | Tier 2 | Distribution Circuit |  |  |  | 2524019 | Sus |  | CompanyInitiated¦Plannedmaintenance¦¦
24-0068607 | Company Initiated | Planned- capital |  |  | 2024 | Tier 2 | Distribution Circuit |  |  |  | 2524129 | Sus |  | CompanyInitiated¦Plannedcapital¦¦
24-0068682 | Company Initiated | Planned- maintenance |  |  | 2024 | Tier 2 | Distribution Circuit |  |  |  | 2523938 | Sus |  | CompanyInitiated¦Plannedmaintenance¦¦
24-0091128 | Vegetation | Tree - grew into line | Conductor- Overhead | Normal | 2024 | Tier 2 | Distribution Circuit |  |  |  | 2525062 | Sus |  | Vegetation¦Treegrewintoline¦ConductorOverhead¦Normal
24-0082185 | Wildfire Mitigation | Planned - WSIP/System Hardening |  |  | 2024 | Tier 3 | Distribution Circuit |  |  |  | 2525075 | Sus |  | WildfireMitigation¦PlannedWSIPSystemHardening¦¦
24-0088046 | Company Initiated | Planned- capital |  |  | 2024 | Tier 3 | Distribution Circuit |  |  |  | 2525076 | Sus |  | CompanyInitiated¦Plannedcapital¦¦
24-0091227 | 3rd Party | Customer Equipment | Recloser | Normal | 2024 | Tier 2 | Distribution Circuit |  |  |  | 2525098 | Sus |  | 3rdParty¦CustomerEquipment¦Recloser¦Normal
24-0067564 | Company Initiated | Planned- capital |  |  | 2024 | Tier 3 | Distribution Circuit |  |  |  | 2525309 | Sus |  | CompanyInitiated¦Plannedcapital¦¦
24-0086133 | Wildfire Mitigation | Planned - WSIP/System Hardening |  |  | 2024 | Tier 2 | Distribution Circuit |  |  |  | 2525240 | Sus |  | WildfireMitigation¦PlannedWSIPSystemHardening¦¦
24-0084231 | Company Initiated | Planned- maintenance | Transformer | Normal | 2024 | Tier 2 | Transformer only |  |  |  | 2525305 | Sus |  | CompanyInitiated¦Plannedmaintenance¦Transformer¦Normal
24-0091471 | Equipment Failure/Involved | Overhead | Transformer (OH) | Failed/Faulted | 2024 | Tier 2 | Transformer only |  |  |  | 2525326 | Sus |  | EquipmentFailureInvolved¦Overhead¦Transformer(OH)¦FailedFaulted
24-0074102 | Wildfire Mitigation | Planned - WSIP/System Hardening |  |  | 2024 | Tier 2 | Distribution Circuit |  |  |  | 2525357 | Sus |  | WildfireMitigation¦PlannedWSIPSystemHardening¦¦
24-0091428 | Equipment Failure/Involved | Overhead | Crossarm- Wood | Deteriorated | 2024 | Tier 2 | Distribution Circuit |  |  |  | 2525662 | Sus |  | EquipmentFailureInvolved¦Overhead¦CrossarmWood¦Deteriorated
24-0091649 | Unknown Cause | Patrol - found nothing |  |  | 2024 | Tier 2 | Distribution Circuit |  |  |  | 2526004 | Sus |  | UnknownCause¦Patrolfoundnothing¦¦
24-0091770 | Vegetation | Tree - fell into line | Transformer (OH) | Broken | 2024 | Tier 2 | Distribution Circuit |  |  |  | 2526307 | Sus |  | Vegetation¦Treefellintoline¦Transformer(OH)¦Broken
24-0091797 | Unknown Cause | Patrol - found nothing |  |  | 2024 | Tier 2 | Distribution Circuit |  |  |  | 2526332 | Sus |  | UnknownCause¦Patrolfoundnothing¦¦
24-0087848 | Wildfire Mitigation | Planned - WSIP/System Hardening |  |  | 2024 | Tier 2 | Distribution Circuit |  |  |  | 2526337 | Sus |  | WildfireMitigation¦PlannedWSIPSystemHardening¦¦
24-0067566 | Company Initiated | Planned- capital |  |  | 2024 | Tier 3 | Distribution Circuit |  |  |  | 2526412 | Sus |  | CompanyInitiated¦Plannedcapital¦¦
24-0087066 | Company Initiated | Planned- maintenance |  |  | 2024 | Tier 2 | Distribution Circuit |  |  |  | 2526484 | Sus |  | CompanyInitiated¦Plannedmaintenance¦¦
24-0088023 | Wildfire Mitigation | Planned - WSIP/System Hardening |  |  | 2024 | Tier 2 | Transformer only |  |  |  | 2526680 | Sus |  | WildfireMitigation¦PlannedWSIPSystemHardening¦¦
24-0092152 | Equipment Failure/Involved | Overhead | Cutout- fuse holder | Broken | 2024 | Tier 2 | Transformer only |  |  |  | 2526732 | Sus |  | EquipmentFailureInvolved¦Overhead¦Cutoutfuseholder¦Broken
24-0078988 | Company Initiated | Planned- capital |  |  | 2024 | Tier 2 | Distribution Circuit |  |  |  | 2527006 | Sus |  | CompanyInitiated¦Plannedcapital¦¦
24-0092674 | Vegetation | Tree - branch fell on line | Service conductor | Broken- wire on ground | 2024 | Tier 2 | Distribution Circuit |  |  |  | 2528076 | Sus |  | Vegetation¦Treebranchfellonline¦Serviceconductor¦Brokenwireonground
24-0079309 | Company Initiated | Planned- capital |  |  | 2024 | Tier 2 | Distribution Circuit |  |  |  | 2528188 | Sus |  | CompanyInitiated¦Plannedcapital¦¦
24-0092854 | Equipment Failure/Involved | Overhead | Pole-Wood | Deteriorated | 2024 | Tier 2 | Distribution Circuit |  |  |  | 2528609 | Sus |  | EquipmentFailureInvolved¦Overhead¦PoleWood¦Deteriorated
24-0092928 | Vegetation | Tree - branch fell on line | Conductor- Overhead | Broken- wire on ground | 2024 | Tier 2 | Distribution Circuit |  |  |  | 2528811 | Sus |  | Vegetation¦Treebranchfellonline¦ConductorOverhead¦Brokenwireonground
24-0079305 | Wildfire Mitigation | Planned - WSIP/System Hardening |  |  | 2024 | Tier 2 | Distribution Circuit |  |  |  | 2528875 | Sus |  | WildfireMitigation¦PlannedWSIPSystemHardening¦¦
24-0089724 | Wildfire Mitigation | Planned - WSIP/System Hardening |  |  | 2024 | Tier 2 | Distribution Circuit |  |  |  | 2528917 | Sus |  | WildfireMitigation¦PlannedWSIPSystemHardening¦¦
24-0082327 | Wildfire Mitigation | Planned - WSIP/System Hardening |  |  | 2024 | Tier 2 | Distribution Circuit |  |  |  | 2528920 | Sus |  | WildfireMitigation¦PlannedWSIPSystemHardening¦¦
24-0085624 | Wildfire Mitigation | Planned - WSIP/System Hardening |  |  | 2024 | Tier 2 | Transformer only |  |  |  | 2528946 | Sus |  | WildfireMitigation¦PlannedWSIPSystemHardening¦¦
24-0085706 | Wildfire Mitigation | Planned - WSIP/System Hardening |  |  | 2024 | Tier 2 | Distribution Circuit |  |  |  | 2528984 | Sus |  | WildfireMitigation¦PlannedWSIPSystemHardening¦¦
24-0086599 | Wildfire Mitigation | Planned - WSIP/System Hardening |  |  | 2024 | Tier 2 | Distribution Circuit |  |  |  | 2528954 | Sus |  | WildfireMitigation¦PlannedWSIPSystemHardening¦¦
24-0079398 | Company Initiated | Planned- capital |  |  | 2024 | Tier 2 | Distribution Circuit |  |  |  | 2529132 | Sus |  | CompanyInitiated¦Plannedcapital¦¦
24-0088770 | Wildfire Mitigation | Planned - WSIP/System Hardening |  |  | 2024 | Tier 2 | Distribution Circuit |  |  |  | 2528914 | Sus |  | WildfireMitigation¦PlannedWSIPSystemHardening¦¦
24-0093102 | Unknown Cause | Patrol - found nothing |  |  | 2024 | Tier 2 | Distribution Circuit |  |  |  | 2529174 | Sus |  | UnknownCause¦Patrolfoundnothing¦¦
24-0082331 | Wildfire Mitigation | Planned - WSIP/System Hardening |  |  | 2024 | Tier 2 | Distribution Circuit |  |  |  | 2529200 | Sus |  | WildfireMitigation¦PlannedWSIPSystemHardening¦¦
24-0085633 | Wildfire Mitigation | Planned - WSIP/System Hardening |  |  | 2024 | Tier 2 | Distribution Circuit |  |  |  | 2530025 | Sus |  | WildfireMitigation¦PlannedWSIPSystemHardening¦¦
24-0091492 | Company Initiated | Planned- maintenance |  |  | 2024 | Tier 2 | Distribution Circuit |  |  |  | 2530064 | Sus |  | CompanyInitiated¦Plannedmaintenance¦¦
24-0089200 | Wildfire Mitigation | Planned - WSIP/System Hardening |  |  | 2024 | Tier 2 | Distribution Circuit |  |  |  | 2530114 | Sus |  | WildfireMitigation¦PlannedWSIPSystemHardening¦¦
24-0079405 | Company Initiated | Planned- capital |  |  | 2024 | Tier 2 | Distribution Circuit |  |  |  | 2530187 | Sus |  | CompanyInitiated¦Plannedcapital¦¦
24-0085685 | Wildfire Mitigation | Planned - WSIP/System Hardening |  |  | 2024 | Tier 2 | Distribution Circuit |  |  |  | 2529965 | Sus |  | WildfireMitigation¦PlannedWSIPSystemHardening¦¦
24-0093618 | Company Initiated | Personnel- company | Conductor- Overhead | Normal | 2024 | Tier 2 | Distribution Circuit |  |  |  | 2530228 | Sus |  | CompanyInitiated¦Personnelcompany¦ConductorOverhead¦Normal
24-0093577 | Company Initiated | Construction Activity/equip- company | Conductor- Overhead | Normal | 2024 | Tier 2 | Distribution Circuit |  |  |  | 2530225 | Sus |  | CompanyInitiated¦ConstructionActivityequipcompany¦ConductorOverhead¦Normal
24-0093691 | Vegetation | Tree - grew into line | Conductor- Overhead | Normal | 2024 | Tier 2 | Distribution Circuit |  |  |  | 2530319 | Sus |  | Vegetation¦Treegrewintoline¦ConductorOverhead¦Normal
24-0093693 | Equipment Failure/Involved | Overhead | Crossarm- Wood | Broken | 2024 | Tier 2 | Distribution Circuit |  |  |  | 2530323 | Sus |  | EquipmentFailureInvolved¦Overhead¦CrossarmWood¦Broken
24-0093880 | Equipment Failure/Involved | Overhead | Service conductor | Contaminated | 2024 | Tier 2 | Transformer only |  |  |  | 2530518 | Sus |  | EquipmentFailureInvolved¦Overhead¦Serviceconductor¦Contaminated
24-0089606 | Wildfire Mitigation | Planned - WSIP/System Hardening |  |  | 2024 | Tier 2 | Distribution Circuit |  |  |  | 2530815 | Sus |  | WildfireMitigation¦PlannedWSIPSystemHardening¦¦
24-0085466 | Company Initiated | Planned- maintenance |  |  | 2024 | Tier 2 | Distribution Circuit |  |  |  | 2530860 | Sus |  | CompanyInitiated¦Plannedmaintenance¦¦
24-0085212 | Wildfire Mitigation | Planned - WSIP/System Hardening |  |  | 2024 | Tier 2 | Distribution Circuit |  |  |  | 2530877 | Sus |  | WildfireMitigation¦PlannedWSIPSystemHardening¦¦
24-0085720 | Company Initiated | Planned- maintenance |  |  | 2024 | Tier 3 | Distribution Circuit |  |  |  | 2530896 | Sus |  | CompanyInitiated¦Plannedmaintenance¦¦
24-0085715 | Company Initiated | Planned- maintenance |  |  | 2024 | Tier 3 | Transformer only |  |  |  | 2530904 | Sus |  | CompanyInitiated¦Plannedmaintenance¦¦
24-0081339 | Company Initiated | Planned- capital |  |  | 2024 | Tier 3 | Distribution Circuit |  |  |  | 2530986 | Sus |  | CompanyInitiated¦Plannedcapital¦¦
24-0094055 | Animal | Squirrel | Transformer (OH) | Burned/flashed | 2024 | Tier 2 | Distribution Circuit |  |  |  | 2530940 | Sus |  | Animal¦Squirrel¦Transformer(OH)¦Burnedflashed
24-0085927 | Wildfire Mitigation | Planned - WSIP/System Hardening |  |  | 2024 | Tier 2 | Distribution Circuit |  |  |  | 2530814 | Sus |  | WildfireMitigation¦PlannedWSIPSystemHardening¦¦
24-0089366 | Wildfire Mitigation | Planned - WSIP/System Hardening |  |  | 2024 | Tier 2 | Distribution Circuit |  |  |  | 2531115 | Sus |  | WildfireMitigation¦PlannedWSIPSystemHardening¦¦
24-0079313 | Company Initiated | Planned- capital |  |  | 2024 | Tier 2 | Distribution Circuit |  |  |  | 2531109 | Sus |  | CompanyInitiated¦Plannedcapital¦¦
24-0094427 | Unknown Cause | Patrol - found nothing |  |  | 2024 | Tier 2 | Distribution Circuit |  |  |  | 2531462 | Sus |  | UnknownCause¦Patrolfoundnothing¦¦
24-0094432 | Unknown Cause | Patrol - found nothing |  |  | 2024 | Tier 2 | Distribution Circuit |  |  |  | 2531481 | Sus |  | UnknownCause¦Patrolfoundnothing¦¦
24-0094454 | Vegetation | Tree - fell into line | Conductor- Overhead | Normal | 2024 | Tier 2 | Distribution Circuit |  |  |  | 2531670 | Sus |  | Vegetation¦Treefellintoline¦ConductorOverhead¦Normal
24-0085908 | Company Initiated | Planned- maintenance |  |  | 2024 | Tier 2 | Distribution Circuit |  |  |  | 2531703 | Sus |  | CompanyInitiated¦Plannedmaintenance¦¦
24-0089594 | Wildfire Mitigation | Planned - WSIP/System Hardening |  |  | 2024 | Tier 2 | Transformer only |  |  |  | 2531759 | Sus |  | WildfireMitigation¦PlannedWSIPSystemHardening¦¦
24-0088298 | Wildfire Mitigation | Planned - WSIP/System Hardening |  |  | 2024 | Tier 2 | Distribution Circuit |  |  |  | 2531761 | Sus |  | WildfireMitigation¦PlannedWSIPSystemHardening¦¦
24-0085486 | Wildfire Mitigation | Planned - WSIP/System Hardening |  |  | 2024 | Tier 2 | Transformer only |  |  |  | 2531770 | Sus |  | WildfireMitigation¦PlannedWSIPSystemHardening¦¦
24-0081700 | Company Initiated | Planned- capital |  |  | 2024 | Tier 2 | Distribution Circuit |  |  |  | 2531798 | Sus |  | CompanyInitiated¦Plannedcapital¦¦
24-0091993 | Company Initiated | Planned- maintenance |  |  | 2024 | Tier 2 | Transformer only |  |  |  | 2532304 | Sus |  | CompanyInitiated¦Plannedmaintenance¦¦
24-0076558 | Company Initiated | Planned- maintenance |  |  | 2024 | Tier 2 | Transformer only |  |  |  | 2531822 | Sus |  | CompanyInitiated¦Plannedmaintenance¦¦
24-0094638 | Equipment Failure/Involved | Overhead | Pole-Wood | Deteriorated | 2024 | Tier 2 | Distribution Circuit |  |  |  | 2531923 | Sus |  | EquipmentFailureInvolved¦Overhead¦PoleWood¦Deteriorated
24-0085488 | Wildfire Mitigation | Planned - WSIP/System Hardening |  |  | 2024 | Tier 2 | Transformer only |  |  |  | 2531949 | Sus |  | WildfireMitigation¦PlannedWSIPSystemHardening¦¦
24-0094822 | Unknown Cause | Patrol - found nothing |  |  | 2024 | Tier 2 | Distribution Circuit |  |  |  | 2532158 | Sus |  | UnknownCause¦Patrolfoundnothing¦¦
24-0088494 | Company Initiated | Planned- capital |  |  | 2024 | Tier 2 | Distribution Circuit |  |  |  | 2532702 | Sus |  | CompanyInitiated¦Plannedcapital¦¦
24-0085504 | Company Initiated | Planned- maintenance |  |  | 2024 | Tier 2 | Distribution Circuit |  |  |  | 2532751 | Sus |  | CompanyInitiated¦Plannedmaintenance¦¦
24-0082375 | Wildfire Mitigation | Planned - WSIP/System Hardening |  |  | 2024 | Tier 2 | Distribution Circuit |  |  |  | 2532696 | Sus |  | WildfireMitigation¦PlannedWSIPSystemHardening¦¦
24-0085221 | Wildfire Mitigation | Planned - WSIP/System Hardening |  |  | 2024 | Tier 2 | Distribution Circuit |  |  |  | 2532809 | Sus |  | WildfireMitigation¦PlannedWSIPSystemHardening¦¦
24-0088391 | Wildfire Mitigation | Planned - WSIP/System Hardening |  |  | 2024 | Tier 2 | Transformer only |  |  |  | 2532837 | Sus |  | WildfireMitigation¦PlannedWSIPSystemHardening¦¦
24-0085671 | Wildfire Mitigation | Planned - WSIP/System Hardening |  |  | 2024 | Tier 2 | Distribution Circuit |  |  |  | 2532961 | Sus |  | WildfireMitigation¦PlannedWSIPSystemHardening¦¦
24-0095357 | Animal | Other | Conductor- Overhead | Normal | 2024 | Tier 2 | Distribution Circuit |  |  |  | 2533450 | Sus |  | Animal¦Other¦ConductorOverhead¦Normal
24-0095454 | Vegetation | Tree - grew into line | Conductor- Overhead | Normal | 2024 | Tier 3 | Distribution Circuit |  |  |  | 2533811 | Sus |  | Vegetation¦Treegrewintoline¦ConductorOverhead¦Normal
24-0095526 | Equipment Failure/Involved | Overhead | Pole-Wood | Broken | 2024 | Tier 3 | Distribution Circuit |  |  |  | 2534121 | Sus |  | EquipmentFailureInvolved¦Overhead¦PoleWood¦Broken
24-0095622 | Animal | Squirrel | Conductor- Overhead | Normal | 2024 | Tier 2 | Distribution Circuit |  |  |  | 2534460 | Sus |  | Animal¦Squirrel¦ConductorOverhead¦Normal
24-0095656 | Equipment Failure/Involved | Overhead | Pole-Wood | Broken | 2024 | Tier 2 | Distribution Circuit |  |  |  | 2534615 | Sus |  | EquipmentFailureInvolved¦Overhead¦PoleWood¦Broken
24-0090858 | Wildfire Mitigation | Planned - WSIP/System Hardening |  |  | 2024 | Tier 2 | Transformer only |  |  |  | 2534641 | Sus |  | WildfireMitigation¦PlannedWSIPSystemHardening¦¦
24-0085565 | Company Initiated | Planned- maintenance |  |  | 2024 | Tier 2 | Transformer only |  |  |  | 2534669 | Sus |  | CompanyInitiated¦Plannedmaintenance¦¦
24-0086760 | Company Initiated | Planned- maintenance |  |  | 2024 | Tier 2 | Transformer only |  |  |  | 2534682 | Sus |  | CompanyInitiated¦Plannedmaintenance¦¦
24-0087082 | Wildfire Mitigation | Planned - WSIP/System Hardening |  |  | 2024 | Tier 2 | Distribution Circuit |  |  |  | 2534620 | Sus |  | WildfireMitigation¦PlannedWSIPSystemHardening¦¦
24-0090565 | Company Initiated | Planned- maintenance |  |  | 2024 | Tier 2 | Transformer only |  |  |  | 2534802 | Sus |  | CompanyInitiated¦Plannedmaintenance¦¦
24-0086122 | Company Initiated | Planned- capital |  |  | 2024 | Tier 2 | Distribution Circuit |  |  |  | 2534834 | Sus |  | CompanyInitiated¦Plannedcapital¦¦
24-0092440 | Wildfire Mitigation | Planned - WSIP/System Hardening |  |  | 2024 | Tier 2 | Transformer only |  |  |  | 2535092 | Sus |  | WildfireMitigation¦PlannedWSIPSystemHardening¦¦
24-0087091 | Wildfire Mitigation | Planned - WSIP/System Hardening |  |  | 2024 | Tier 2 | Distribution Circuit |  |  |  | 2535042 | Sus |  | WildfireMitigation¦PlannedWSIPSystemHardening¦¦
24-0096141 | Equipment Failure/Involved | Overhead | Fuse | Broken | 2024 | Tier 2 | Transformer only |  |  |  | 2535296 | Sus |  | EquipmentFailureInvolved¦Overhead¦Fuse¦Broken
24-0090926 | Wildfire Mitigation | Planned - WSIP/System Hardening |  |  | 2024 | Tier 2 | Distribution Circuit |  |  |  | 2535509 | Sus |  | WildfireMitigation¦PlannedWSIPSystemHardening¦¦
24-0090930 | Wildfire Mitigation | Planned - WSIP/System Hardening |  |  | 2024 | Tier 2 | Transformer only |  |  |  | 2535527 | Sus |  | WildfireMitigation¦PlannedWSIPSystemHardening¦¦
24-0090343 | Company Initiated | Planned- maintenance |  |  | 2024 | Tier 2 | Distribution Circuit |  |  |  | 2535544 | Sus |  | CompanyInitiated¦Plannedmaintenance¦¦
24-0088883 | Company Initiated | Planned- maintenance |  |  | 2024 | Tier 2 | Transformer only |  |  |  | 2535557 | Sus |  | CompanyInitiated¦Plannedmaintenance¦¦
24-0089775 | Company Initiated | Planned- maintenance |  |  | 2024 | Tier 2 | Distribution Circuit |  |  |  | 2535568 | Sus |  | CompanyInitiated¦Plannedmaintenance¦¦
24-0076566 | Company Initiated | Planned- capital |  |  | 2024 | Tier 2 | Distribution Circuit |  |  |  | 2535586 | Sus |  | CompanyInitiated¦Plannedcapital¦¦
24-0088840 | Wildfire Mitigation | Planned - WSIP/System Hardening |  |  | 2024 | Tier 2 | Distribution Circuit |  |  |  | 2535616 | Sus |  | WildfireMitigation¦PlannedWSIPSystemHardening¦¦
24-0094905 | Wildfire Mitigation | Planned - WSIP/System Hardening |  |  | 2024 | Tier 2 | Distribution Circuit |  |  |  | 2535664 | Sus |  | WildfireMitigation¦PlannedWSIPSystemHardening¦¦
24-0090765 | Company Initiated | Planned- maintenance |  |  | 2024 | Tier 2 | Distribution Circuit |  |  |  | 2535895 | Sus |  | CompanyInitiated¦Plannedmaintenance¦¦
24-0096283 | Vegetation | Tree - fell into line | Crossarm- Wood | Broken | 2024 | Tier 2 | Distribution Circuit |  |  |  | 2535769 | Sus |  | Vegetation¦Treefellintoline¦CrossarmWood¦Broken
24-0091538 | Wildfire Mitigation | Planned - WSIP/System Hardening |  |  | 2024 | Tier 2 | Distribution Circuit |  |  |  | 2536478 | Sus |  | WildfireMitigation¦PlannedWSIPSystemHardening¦¦
24-0088960 | Company Initiated | Planned- maintenance |  |  | 2024 | Tier 2 | Transformer only |  |  |  | 2536541 | Sus |  | CompanyInitiated¦Plannedmaintenance¦¦
24-0096702 | Equipment Failure/Involved | Overhead | Crossarm- Wood | Broken | 2024 | Tier 2 | Distribution Circuit |  |  |  | 2536633 | Sus |  | EquipmentFailureInvolved¦Overhead¦CrossarmWood¦Broken
24-0088939 | Wildfire Mitigation | Planned - WSIP/System Hardening |  |  | 2024 | Tier 2 | Distribution Circuit |  |  |  | 2536706 | Sus |  | WildfireMitigation¦PlannedWSIPSystemHardening¦¦
24-0097054 | Vegetation | Tree - fell into line | Conductor- Overhead | Normal | 2024 | Tier 2 | Distribution Circuit |  |  |  | 2537306 | Sus |  | Vegetation¦Treefellintoline¦ConductorOverhead¦Normal
24-0089610 | Company Initiated | Planned- maintenance |  |  | 2024 | Tier 2 | Distribution Circuit |  |  |  | 2537423 | Sus |  | CompanyInitiated¦Plannedmaintenance¦¦
24-0087265 | Company Initiated | Planned- maintenance |  |  | 2024 | Tier 2 | Distribution Circuit |  |  |  | 2537468 | Sus |  | CompanyInitiated¦Plannedmaintenance¦¦
24-0086526 | Company Initiated | Planned- maintenance |  |  | 2024 | Tier 3 | Distribution Circuit |  |  |  | 2537501 | Sus |  | CompanyInitiated¦Plannedmaintenance¦¦
24-0090771 | Company Initiated | Planned- maintenance |  |  | 2024 | Tier 3 | Distribution Circuit |  |  |  | 2537484 | Sus |  | CompanyInitiated¦Plannedmaintenance¦¦
24-0090309 | Company Initiated | Planned- capital |  |  | 2024 | Tier 2 | Distribution Circuit |  |  |  | 2537574 | Sus |  | CompanyInitiated¦Plannedcapital¦¦
24-0097158 | Equipment Failure/Involved | Overhead | Pole-Wood | Deteriorated | 2024 | Tier 2 | Distribution Circuit |  |  |  | 2537540 | Sus |  | EquipmentFailureInvolved¦Overhead¦PoleWood¦Deteriorated
24-0094887 | Company Initiated | Planned- capital |  |  | 2024 | Tier 2 | Distribution Circuit |  |  |  | 2538084 | Sus |  | CompanyInitiated¦Plannedcapital¦¦
24-0076146 | Wildfire Mitigation | Planned - WSIP/System Hardening |  |  | 2024 | Tier 2 | Distribution Circuit |  |  |  | 2537777 | Sus |  | WildfireMitigation¦PlannedWSIPSystemHardening¦¦
24-0097455 | Equipment Failure/Involved | Overhead | Conductor- Overhead | Normal | 2024 | Tier 2 | Distribution Circuit |  |  |  | 2538289 | Sus |  | EquipmentFailureInvolved¦Overhead¦ConductorOverhead¦Normal
24-0093891 | Company Initiated | Planned- capital |  |  | 2024 | Tier 2 | Distribution Circuit |  |  |  | 2538395 | Sus |  | CompanyInitiated¦Plannedcapital¦¦
24-0097481 | 3rd Party | Customer Equipment | Secondary | Burned/flashed | 2024 | Tier 3 | Distribution Circuit |  |  |  | 2538389 | Sus |  | 3rdParty¦CustomerEquipment¦Secondary¦Burnedflashed
24-0090490 | Company Initiated | Planned- maintenance |  |  | 2024 | Tier 2 | Transformer only |  |  |  | 2538502 | Sus |  | CompanyInitiated¦Plannedmaintenance¦¦
24-0090324 | Company Initiated | Planned- maintenance |  |  | 2024 | Tier 2 | Distribution Circuit |  |  |  | 2538633 | Sus |  | CompanyInitiated¦Plannedmaintenance¦¦
24-0098010 | Vegetation | Tree - fell into line | Conductor- Overhead | Broken- wire on ground | 2024 | Tier 2 | Distribution Circuit |  |  |  | 2539459 | Sus |  | Vegetation¦Treefellintoline¦ConductorOverhead¦Brokenwireonground
24-0093019 | Wildfire Mitigation | Planned - WSIP/System Hardening |  |  | 2024 | Tier 2 | Distribution Circuit |  |  |  | 2540009 | Sus |  | WildfireMitigation¦PlannedWSIPSystemHardening¦¦
24-0093083 | Wildfire Mitigation | Planned - WSIP/System Hardening |  |  | 2024 | Tier 2 | Distribution Circuit |  |  |  | 2540005 | Sus |  | WildfireMitigation¦PlannedWSIPSystemHardening¦¦
24-0093624 | Wildfire Mitigation | Planned - WSIP/System Hardening |  |  | 2024 | Tier 2 | Distribution Circuit |  |  |  | 2540088 | Sus |  | WildfireMitigation¦PlannedWSIPSystemHardening¦¦
24-0092279 | Company Initiated | Planned- maintenance |  |  | 2024 | Tier 2 | Distribution Circuit |  |  |  | 2540188 | Sus |  | CompanyInitiated¦Plannedmaintenance¦¦
24-0091331 | Wildfire Mitigation | Planned - WSIP/System Hardening |  |  | 2024 | Tier 2 | Distribution Circuit |  |  |  | 2540202 | Sus |  | WildfireMitigation¦PlannedWSIPSystemHardening¦¦
24-0091004 | Wildfire Mitigation | Planned - WSIP/System Hardening |  |  | 2024 | Tier 2 | Transformer only |  |  |  | 2540226 | Sus |  | WildfireMitigation¦PlannedWSIPSystemHardening¦¦
24-0098207 | Unknown Cause | Patrol - found nothing |  |  | 2024 | Tier 2 | Distribution Circuit |  |  |  | 2540231 | Sus |  | UnknownCause¦Patrolfoundnothing¦¦
24-0093330 | Company Initiated | Planned- maintenance |  |  | 2024 | Tier 2 | Transformer only |  |  |  | 2540269 | Sus |  | CompanyInitiated¦Plannedmaintenance¦¦
24-0093626 | Wildfire Mitigation | Planned - WSIP/System Hardening |  |  | 2024 | Tier 2 | Distribution Circuit |  |  |  | 2540310 | Sus |  | WildfireMitigation¦PlannedWSIPSystemHardening¦¦
24-0093627 | Wildfire Mitigation | Planned - WSIP/System Hardening |  |  | 2024 | Tier 2 | Distribution Circuit |  |  |  | 2540349 | Sus |  | WildfireMitigation¦PlannedWSIPSystemHardening¦¦
24-0088098 | Wildfire Mitigation | Planned - WSIP/System Hardening |  |  | 2024 | Tier 2 | Transformer only |  |  |  | 2540401 | Sus |  | WildfireMitigation¦PlannedWSIPSystemHardening¦¦
24-0088096 | Wildfire Mitigation | Planned - WSIP/System Hardening |  |  | 2024 | Tier 2 | Distribution Circuit |  |  |  | 2540418 | Sus |  | WildfireMitigation¦PlannedWSIPSystemHardening¦¦
24-0093090 | Wildfire Mitigation | Planned - WSIP/System Hardening |  |  | 2024 | Tier 2 | Transformer only |  |  |  | 2540410 | Sus |  | WildfireMitigation¦PlannedWSIPSystemHardening¦¦
24-0098551 | Vegetation | Tree - fell into line | Conductor- Overhead | Normal | 2024 | Tier 2 | Distribution Circuit |  |  |  | 2540677 | Sus |  | Vegetation¦Treefellintoline¦ConductorOverhead¦Normal
24-0098553 | Equipment Failure/Involved | Underground | Transformer (UG) | Leaking | 2024 | Tier 2 | Distribution Circuit |  |  |  | 2540682 | Sus |  | EquipmentFailureInvolved¦Underground¦Transformer(UG)¦Leaking
24-0098596 | Unknown Cause | Patrol - found nothing |  |  | 2024 | Tier 3 | Distribution Circuit |  |  |  | 2540889 | Sus |  | UnknownCause¦Patrolfoundnothing¦¦
24-0093680 | Company Initiated | Planned- maintenance |  |  | 2024 | Tier 2 | Distribution Circuit |  |  |  | 2540899 | Sus |  | CompanyInitiated¦Plannedmaintenance¦¦
24-0093802 | Wildfire Mitigation | Planned - WSIP/System Hardening |  |  | 2024 | Tier 2 | Transformer only |  |  |  | 2540903 | Sus |  | WildfireMitigation¦PlannedWSIPSystemHardening¦¦
24-0090456 | Company Initiated | Planned- maintenance |  |  | 2024 | Tier 2 | Transformer only |  |  |  | 2540953 | Sus |  | CompanyInitiated¦Plannedmaintenance¦¦
24-0086545 | Company Initiated | Planned- maintenance |  |  | 2024 | Tier 2 | Distribution Circuit |  |  |  | 2541047 | Sus |  | CompanyInitiated¦Plannedmaintenance¦¦
24-0091028 | Company Initiated | Planned- maintenance |  |  | 2024 | Tier 2 | Distribution Circuit |  |  |  | 2540999 | Sus |  | CompanyInitiated¦Plannedmaintenance¦¦
24-0094651 | Company Initiated | Planned- maintenance |  |  | 2024 | Tier 2 | Transformer only |  |  |  | 2541016 | Sus |  | CompanyInitiated¦Plannedmaintenance¦¦
24-0090899 | Company Initiated | Planned- maintenance |  |  | 2024 | Tier 2 | Distribution Circuit |  |  |  | 2541020 | Sus |  | CompanyInitiated¦Plannedmaintenance¦¦
24-0088359 | Company Initiated | Planned- maintenance |  |  | 2024 | Tier 2 | Distribution Circuit |  |  |  | 2541034 | Sus |  | CompanyInitiated¦Plannedmaintenance¦¦
24-0093684 | Wildfire Mitigation | Planned - WSIP/System Hardening |  |  | 2024 | Tier 2 | Distribution Circuit |  |  |  | 2541200 | Sus |  | WildfireMitigation¦PlannedWSIPSystemHardening¦¦
24-0088359 | Unknown Cause | Patrol - found nothing |  |  | 2024 | Tier 2 | Distribution Circuit |  |  |  | 2541365 | Sus |  | UnknownCause¦Patrolfoundnothing¦¦
24-0092265 | Wildfire Mitigation | Planned - WSIP/System Hardening |  |  | 2024 | Tier 2 | Transformer only |  |  |  | 2541765 | Sus |  | WildfireMitigation¦PlannedWSIPSystemHardening¦¦
24-0093803 | Wildfire Mitigation | Planned - WSIP/System Hardening |  |  | 2024 | Tier 2 | Transformer only |  |  |  | 2541766 | Sus |  | WildfireMitigation¦PlannedWSIPSystemHardening¦¦
24-0094979 | Wildfire Mitigation | Planned - WSIP/System Hardening |  |  | 2024 | Tier 2 | Distribution Circuit |  |  |  | 2541773 | Sus |  | WildfireMitigation¦PlannedWSIPSystemHardening¦¦
24-0090351 | Company Initiated | Planned- maintenance |  |  | 2024 | Tier 2 | Distribution Circuit |  |  |  | 2541795 | Sus |  | CompanyInitiated¦Plannedmaintenance¦¦
24-0091486 | Company Initiated | Planned- maintenance |  |  | 2024 | Tier 2 | Distribution Circuit |  |  |  | 2541834 | Sus |  | CompanyInitiated¦Plannedmaintenance¦¦
24-0092099 | Company Initiated | Planned- maintenance |  |  | 2024 | Tier 2 | Transformer only |  |  |  | 2541865 | Sus |  | CompanyInitiated¦Plannedmaintenance¦¦
24-0088860 | Company Initiated | Planned- maintenance |  |  | 2024 | Tier 2 | Transformer only |  |  |  | 2541850 | Sus |  | CompanyInitiated¦Plannedmaintenance¦¦
24-0094742 | Company Initiated | Planned- maintenance |  |  | 2024 | Tier 3 | Distribution Circuit |  |  |  | 2541856 | Sus |  | CompanyInitiated¦Plannedmaintenance¦¦
24-0094908 | Wildfire Mitigation | Planned - WSIP/System Hardening |  |  | 2024 | Tier 2 | Transformer only |  |  |  | 2541889 | Sus |  | WildfireMitigation¦PlannedWSIPSystemHardening¦¦
24-0094906 | Wildfire Mitigation | Planned - WSIP/System Hardening |  |  | 2024 | Tier 2 | Distribution Circuit |  |  |  | 2541877 | Sus |  | WildfireMitigation¦PlannedWSIPSystemHardening¦¦
24-0094288 | Wildfire Mitigation | Planned - WSIP/System Hardening |  |  | 2024 | Tier 2 | Distribution Circuit |  |  |  | 2541897 | Sus |  | WildfireMitigation¦PlannedWSIPSystemHardening¦¦
24-0094288 | Wildfire Mitigation | Planned - WSIP/System Hardening |  |  | 2024 | Tier 2 | Distribution Circuit |  |  |  | 2541898 | Sus |  | WildfireMitigation¦PlannedWSIPSystemHardening¦¦
24-0092266 | Wildfire Mitigation | Planned - WSIP/System Hardening |  |  | 2024 | Tier 2 | Transformer only |  |  |  | 2541942 | Sus |  | WildfireMitigation¦PlannedWSIPSystemHardening¦¦
24-0076135 | Company Initiated | Planned- maintenance |  |  | 2024 | Tier 2 | Distribution Circuit |  |  |  | 2541977 | Sus |  | CompanyInitiated¦Plannedmaintenance¦¦
24-0094779 | Company Initiated | Planned- maintenance |  |  | 2024 | Tier 3 | Transformer only |  |  |  | 2542021 | Sus |  | CompanyInitiated¦Plannedmaintenance¦¦
24-0095702 | Company Initiated | Planned- maintenance |  |  | 2024 | Tier 2 | Distribution Circuit |  |  |  | 2542690 | Sus |  | CompanyInitiated¦Plannedmaintenance¦¦
24-0090730 | Wildfire Mitigation | Planned - WSIP/System Hardening |  |  | 2024 | Tier 2 | Transformer only |  |  |  | 2543453 | Sus |  | WildfireMitigation¦PlannedWSIPSystemHardening¦¦
24-0094968 | Company Initiated | Planned- maintenance |  |  | 2024 | Tier 2 | Distribution Circuit |  |  |  | 2543458 | Sus |  | CompanyInitiated¦Plannedmaintenance¦¦
24-0091047 | Company Initiated | Planned- maintenance |  |  | 2024 | Tier 2 | Distribution Circuit |  |  |  | 2543451 | Sus |  | CompanyInitiated¦Plannedmaintenance¦¦
24-0090911 | Company Initiated | Planned- maintenance |  |  | 2024 | Tier 2 | Distribution Circuit |  |  |  | 2543469 | Sus |  | CompanyInitiated¦Plannedmaintenance¦¦
24-0090348 | Wildfire Mitigation | Planned - WSIP/System Hardening |  |  | 2024 | Tier 2 | Transformer only |  |  |  | 2543521 | Sus |  | WildfireMitigation¦PlannedWSIPSystemHardening¦¦
24-0088432 | Wildfire Mitigation | Planned - WSIP/System Hardening |  |  | 2024 | Tier 2 | Distribution Circuit |  |  |  | 2543541 | Sus |  | WildfireMitigation¦PlannedWSIPSystemHardening¦¦
24-0094294 | Company Initiated | Planned- maintenance |  |  | 2024 | Tier 2 | Transformer only |  |  |  | 2543629 | Sus |  | CompanyInitiated¦Plannedmaintenance¦¦
24-0100117 | Unknown Cause | Patrol - found nothing |  |  | 2024 | Tier 2 | Distribution Circuit |  |  |  | 2543832 | Sus |  | UnknownCause¦Patrolfoundnothing¦¦
24-0100135 | Equipment Failure/Involved | Overhead | Transformer | Failed/Faulted | 2024 | Tier 2 | Transformer only |  |  |  | 2543858 | Sus |  | EquipmentFailureInvolved¦Overhead¦Transformer¦FailedFaulted
24-0100178 | Vegetation | Tree - branch fell on line | Conductor- Overhead | Normal | 2024 | Tier 3 | Distribution Circuit |  |  |  | 2544009 | Sus |  | Vegetation¦Treebranchfellonline¦ConductorOverhead¦Normal
24-0093789 | Company Initiated | Planned- maintenance |  |  | 2024 | Tier 2 | Transformer only |  |  |  | 2545122 | Sus |  | CompanyInitiated¦Plannedmaintenance¦¦
24-0095009 | Company Initiated | Planned- maintenance |  |  | 2024 | Tier 2 | Transformer only |  |  |  | 2545140 | Sus |  | CompanyInitiated¦Plannedmaintenance¦¦
24-0093710 | Company Initiated | Planned- maintenance |  |  | 2024 | Tier 2 | Transformer only |  |  |  | 2545216 | Sus |  | CompanyInitiated¦Plannedmaintenance¦¦
24-0093706 | Company Initiated | Planned- maintenance |  |  | 2024 | Tier 2 | Distribution Circuit |  |  |  | 2545207 | Sus |  | CompanyInitiated¦Plannedmaintenance¦¦
24-0096870 | Company Initiated | Planned- maintenance |  |  | 2024 | Tier 2 | Transformer only |  |  |  | 2545567 | Sus |  | CompanyInitiated¦Plannedmaintenance¦¦
24-0094275 | Company Initiated | Planned- maintenance |  |  | 2024 | Tier 2 | Transformer only |  |  |  | 2545273 | Sus |  | CompanyInitiated¦Plannedmaintenance¦¦
24-0080237 | Company Initiated | Planned- capital |  |  | 2024 | Tier 2 | Distribution Circuit |  |  |  | 2545327 | Sus |  | CompanyInitiated¦Plannedcapital¦¦
24-0100716 | Vegetation | Tree - branch fell on line | Conductor- Overhead | Normal | 2024 | Tier 2 | Distribution Circuit |  |  |  | 2545587 | Sus |  | Vegetation¦Treebranchfellonline¦ConductorOverhead¦Normal
24-0100725 | Equipment Failure/Involved | Overhead | Crossarm- Wood | Deteriorated | 2024 | Tier 2 | Distribution Circuit |  |  |  | 2545724 | Sus |  | EquipmentFailureInvolved¦Overhead¦CrossarmWood¦Deteriorated
24-0100831 | Equipment Failure/Involved | Overhead | Transformer (OH) | Broken | 2024 | Tier 2 | Distribution Circuit |  |  |  | 2545911 | Sus |  | EquipmentFailureInvolved¦Overhead¦Transformer(OH)¦Broken
24-0092138 | Company Initiated | Planned- capital |  |  | 2024 | Tier 2 | Distribution Circuit |  |  |  | 2545981 | Sus |  | CompanyInitiated¦Plannedcapital¦¦
24-0100841 | Equipment Failure/Involved | Underground | Conductor- Underground | Broken | 2024 | Tier 2 | Distribution Circuit |  |  |  | 2546045 | Sus |  | EquipmentFailureInvolved¦Underground¦ConductorUnderground¦Broken
24-0096743 | Wildfire Mitigation | Planned - WSIP/System Hardening |  |  | 2024 | Tier 2 | Distribution Circuit |  |  |  | 2546071 | Sus |  | WildfireMitigation¦PlannedWSIPSystemHardening¦¦
24-0094982 | Wildfire Mitigation | Planned - WSIP/System Hardening |  |  | 2024 | Tier 2 | Distribution Circuit |  |  |  | 2546096 | Sus |  | WildfireMitigation¦PlannedWSIPSystemHardening¦¦
24-0094555 | Company Initiated | Planned- maintenance |  |  | 2024 | Tier 2 | Distribution Circuit |  |  |  | 2546128 | Sus |  | CompanyInitiated¦Plannedmaintenance¦¦
24-0095027 | Wildfire Mitigation | Planned - WSIP/System Hardening |  |  | 2024 | Tier 2 | Distribution Circuit |  |  |  | 2546173 | Sus |  | WildfireMitigation¦PlannedWSIPSystemHardening¦¦
24-0091961 | Company Initiated | Planned- maintenance |  |  | 2024 | Tier 2 | Distribution Circuit |  |  |  | 2546185 | Sus |  | CompanyInitiated¦Plannedmaintenance¦¦
24-0094259 | Wildfire Mitigation | Planned - WSIP/System Hardening |  |  | 2024 | Tier 2 | Transformer only |  |  |  | 2546237 | Sus |  | WildfireMitigation¦PlannedWSIPSystemHardening¦¦
24-0100927 | Equipment Failure/Involved | Overhead | Pole-Wood | Deteriorated | 2024 | Tier 3 | Distribution Circuit |  |  |  | 2546260 | Sus |  | EquipmentFailureInvolved¦Overhead¦PoleWood¦Deteriorated
24-0097532 | Wildfire Mitigation | Planned - WSIP/System Hardening |  |  | 2024 | Tier 2 | Distribution Circuit |  |  |  | 2546421 | Sus |  | WildfireMitigation¦PlannedWSIPSystemHardening¦¦
24-0087162 | Company Initiated | Planned- capital |  |  | 2024 | Tier 2 | Distribution Circuit |  |  |  | 2546842 | Sus |  | CompanyInitiated¦Plannedcapital¦¦
24-0097244 | Company Initiated | Planned- maintenance |  |  | 2024 | Tier 2 | Transformer only |  |  |  | 2546944 | Sus |  | CompanyInitiated¦Plannedmaintenance¦¦
24-0096277 | Company Initiated | Planned- maintenance |  |  | 2024 | Tier 2 | Distribution Circuit |  |  |  | 2547000 | Sus |  | CompanyInitiated¦Plannedmaintenance¦¦
24-0097357 | Wildfire Mitigation | Planned - WSIP/System Hardening |  |  | 2024 | Tier 2 | Distribution Circuit |  |  |  | 2547007 | Sus |  | WildfireMitigation¦PlannedWSIPSystemHardening¦¦
24-0096598 | Wildfire Mitigation | Planned - WSIP/System Hardening |  |  | 2024 | Tier 2 | Distribution Circuit |  |  |  | 2546997 | Sus |  | WildfireMitigation¦PlannedWSIPSystemHardening¦¦
24-0063691 | Company Initiated | Return Circuit Normal | Conductor- Overhead | Normal | 2024 | Tier 2 | Distribution Circuit |  |  |  | 2547010 | Sus |  | CompanyInitiated¦ReturnCircuitNormal¦ConductorOverhead¦Normal
24-0096596 | Wildfire Mitigation | Planned - WSIP/System Hardening |  |  | 2024 | Tier 2 | Transformer only |  |  |  | 2547019 | Sus |  | WildfireMitigation¦PlannedWSIPSystemHardening¦¦
24-0095101 | Wildfire Mitigation | Planned - WSIP/System Hardening |  |  | 2024 | Tier 2 | Distribution Circuit |  |  |  | 2547024 | Sus |  | WildfireMitigation¦PlannedWSIPSystemHardening¦¦
24-0096610 | Wildfire Mitigation | Planned - WSIP/System Hardening |  |  | 2024 | Tier 2 | Distribution Circuit |  |  |  | 2547036 | Sus |  | WildfireMitigation¦PlannedWSIPSystemHardening¦¦
24-0101313 | Equipment Failure/Involved | Overhead | Pole-Wood | Deteriorated | 2024 | Tier 2 | Distribution Circuit |  |  |  | 2547020 | Sus |  | EquipmentFailureInvolved¦Overhead¦PoleWood¦Deteriorated
24-0089297 | Company Initiated | Planned- maintenance |  |  | 2024 | Tier 2 | Distribution Circuit |  |  |  | 2547080 | Sus |  | CompanyInitiated¦Plannedmaintenance¦¦
24-0097168 | Company Initiated | Planned- maintenance |  |  | 2024 | Tier 2 | Transformer only |  |  |  | 2547254 | Sus |  | CompanyInitiated¦Plannedmaintenance¦¦
24-0097253 | Company Initiated | Planned- maintenance |  |  | 2024 | Tier 2 | Distribution Circuit |  |  |  | 2547200 | Sus |  | CompanyInitiated¦Plannedmaintenance¦¦
24-0101528 | Equipment Failure/Involved | Overhead | Crossarm- Wood | Deteriorated | 2024 | Tier 2 | Distribution Circuit |  |  |  | 2547378 | Sus |  | EquipmentFailureInvolved¦Overhead¦CrossarmWood¦Deteriorated
24-0101598 | Equipment Failure/Involved | Overhead | Conductor- Overhead | Deteriorated | 2024 | Tier 2 | Distribution Circuit |  |  |  | 2547450 | Sus |  | EquipmentFailureInvolved¦Overhead¦ConductorOverhead¦Deteriorated
24-0098309 | Wildfire Mitigation | Planned - WSIP/System Hardening |  |  | 2024 | Tier 3 | Distribution Circuit |  |  |  | 2547836 | Sus |  | WildfireMitigation¦PlannedWSIPSystemHardening¦¦
24-0095125 | Company Initiated | Planned- maintenance |  |  | 2024 | Tier 2 | Distribution Circuit |  |  |  | 2547901 | Sus |  | CompanyInitiated¦Plannedmaintenance¦¦
24-0094984 | Company Initiated | Planned- maintenance |  |  | 2024 | Tier 2 | Distribution Circuit |  |  |  | 2547890 | Sus |  | CompanyInitiated¦Plannedmaintenance¦¦
24-0098980 | Company Initiated | Planned- maintenance |  |  | 2024 | Tier 3 | Distribution Circuit |  |  |  | 2547896 | Sus |  | CompanyInitiated¦Plannedmaintenance¦¦
24-0093520 | Wildfire Mitigation | Planned - WSIP/System Hardening |  |  | 2024 | Tier 2 | Distribution Circuit |  |  |  | 2547910 | Sus |  | WildfireMitigation¦PlannedWSIPSystemHardening¦¦
24-0102196 | Equipment Failure/Involved | Overhead | Conductor- Overhead | Together | 2024 | Tier 2 | Distribution Circuit |  |  |  | 2548660 | Sus |  | EquipmentFailureInvolved¦Overhead¦ConductorOverhead¦Together
24-0102210 | Unknown Cause | Patrol - found nothing |  |  | 2024 | Zone 1 | Distribution Circuit |  |  |  | 2548730 | Sus |  | UnknownCause¦Patrolfoundnothing¦¦
24-0097653 | Wildfire Mitigation | Planned - WSIP/System Hardening |  |  | 2024 | Tier 3 | Distribution Circuit |  |  |  | 2548908 | Sus |  | WildfireMitigation¦PlannedWSIPSystemHardening¦¦
24-0094973 | Company Initiated | Planned- maintenance |  |  | 2024 | Tier 2 | Transformer only |  |  |  | 2548913 | Sus |  | CompanyInitiated¦Plannedmaintenance¦¦
24-0095796 | Wildfire Mitigation | Planned - WSIP/System Hardening |  |  | 2024 | Tier 2 | Transformer only |  |  |  | 2548933 | Sus |  | WildfireMitigation¦PlannedWSIPSystemHardening¦¦
24-0096618 | Wildfire Mitigation | Planned - WSIP/System Hardening |  |  | 2024 | Tier 2 | Distribution Circuit |  |  |  | 2548939 | Sus |  | WildfireMitigation¦PlannedWSIPSystemHardening¦¦
24-0095949 | Wildfire Mitigation | Planned - WSIP/System Hardening |  |  | 2024 | Tier 3 | Distribution Circuit |  |  |  | 2548951 | Sus |  | WildfireMitigation¦PlannedWSIPSystemHardening¦¦
24-0094517 | Company Initiated | Planned- maintenance |  |  | 2024 | Tier 2 | Transformer only |  |  |  | 2548962 | Sus |  | CompanyInitiated¦Plannedmaintenance¦¦
24-0093546 | Wildfire Mitigation | Planned - WSIP/System Hardening |  |  | 2024 | Tier 2 | Transformer only |  |  |  | 2548995 | Sus |  | WildfireMitigation¦PlannedWSIPSystemHardening¦¦
24-0094342 | Wildfire Mitigation | Planned - WSIP/System Hardening |  |  | 2024 | Tier 2 | Distribution Circuit |  |  |  | 2549022 | Sus |  | WildfireMitigation¦PlannedWSIPSystemHardening¦¦
24-0095958 | Wildfire Mitigation | Planned - WSIP/System Hardening |  |  | 2024 | Tier 2 | Transformer only |  |  |  | 2549154 | Sus |  | WildfireMitigation¦PlannedWSIPSystemHardening¦¦
24-0102611 | Vegetation | Tree - branch fell on line | Conductor- Overhead | Normal | 2024 | Tier 2 | Distribution Circuit |  |  |  | 2549439 | Sus |  | Vegetation¦Treebranchfellonline¦ConductorOverhead¦Normal
24-0102768 | Unknown Cause | Patrol - not conducted |  |  | 2024 | Tier 2 | Distribution Circuit |  |  |  | 2549583 | Sus |  | UnknownCause¦Patrolnotconducted¦¦
24-0063698 | Company Initiated | Planned- capital |  |  | 2024 | Tier 2 | Distribution Circuit |  |  |  | 2549933 | Sus |  | CompanyInitiated¦Plannedcapital¦¦
24-0098650 | Company Initiated | Planned- maintenance |  |  | 2024 | Tier 2 | Transformer only |  |  |  | 2550780 | Sus |  | CompanyInitiated¦Plannedmaintenance¦¦
24-0099414 | Company Initiated | Planned- maintenance |  |  | 2024 | Tier 2 | Distribution Circuit |  |  |  | 2551137 | Sus |  | CompanyInitiated¦Plannedmaintenance¦¦
24-0097702 | Wildfire Mitigation | Planned - WSIP/System Hardening |  |  | 2024 | Tier 3 | Transformer only |  |  |  | 2551173 | Sus |  | WildfireMitigation¦PlannedWSIPSystemHardening¦¦
24-0097351 | Company Initiated | Planned- maintenance |  |  | 2024 | Tier 2 | Distribution Circuit |  |  |  | 2551205 | Sus |  | CompanyInitiated¦Plannedmaintenance¦¦
24-0098598 | Wildfire Mitigation | Planned - WSIP/System Hardening |  |  | 2024 | Tier 2 | Transformer only |  |  |  | 2551256 | Sus |  | WildfireMitigation¦PlannedWSIPSystemHardening¦¦
24-0098481 | Wildfire Mitigation | Planned - WSIP/System Hardening |  |  | 2024 | Tier 2 | Distribution Circuit |  |  |  | 2551198 | Sus |  | WildfireMitigation¦PlannedWSIPSystemHardening¦¦
24-0096945 | Wildfire Mitigation | Planned - WSIP/System Hardening |  |  | 2024 | Tier 2 | Transformer only |  |  |  | 2551271 | Sus |  | WildfireMitigation¦PlannedWSIPSystemHardening¦¦
24-0094360 | Wildfire Mitigation | Planned - WSIP/System Hardening |  |  | 2024 | Tier 2 | Transformer only |  |  |  | 2551356 | Sus |  | WildfireMitigation¦PlannedWSIPSystemHardening¦¦
24-0100090 | Wildfire Mitigation | Planned - WSIP/System Hardening |  |  | 2024 | Tier 2 | Transformer only |  |  |  | 2551482 | Sus |  | WildfireMitigation¦PlannedWSIPSystemHardening¦¦
24-0102484 | Equipment Failure/Involved | Overhead | Crossarm- Wood | Deteriorated | 2024 | Tier 2 | Distribution Circuit |  |  |  | 2551574 | Sus |  | EquipmentFailureInvolved¦Overhead¦CrossarmWood¦Deteriorated
24-0103229 | Vegetation | Tree - fell into line | Conductor- Overhead | Normal | 2024 | Tier 2 | Distribution Circuit |  |  |  | 2551715 | Sus |  | Vegetation¦Treefellintoline¦ConductorOverhead¦Normal
24-0098509 | Wildfire Mitigation | Planned - WSIP/System Hardening |  |  | 2024 | Tier 2 | Distribution Circuit |  |  |  | 2551720 | Sus |  | WildfireMitigation¦PlannedWSIPSystemHardening¦¦
24-0099767 | Wildfire Mitigation | Planned - WSIP/System Hardening |  |  | 2024 | Tier 2 | Distribution Circuit |  |  |  | 2552218 | Sus |  | WildfireMitigation¦PlannedWSIPSystemHardening¦¦
24-0096623 | Company Initiated | Planned- capital |  |  | 2024 | Tier 2 | Distribution Circuit |  |  |  | 2552468 | Sus |  | CompanyInitiated¦Plannedcapital¦¦
24-0094511 | Company Initiated | Planned- maintenance |  |  | 2024 | Tier 2 | Transformer only |  |  |  | 2552227 | Sus |  | CompanyInitiated¦Plannedmaintenance¦¦
24-0097705 | Wildfire Mitigation | Planned - WSIP/System Hardening |  |  | 2024 | Tier 3 | Transformer only |  |  |  | 2552225 | Sus |  | WildfireMitigation¦PlannedWSIPSystemHardening¦¦
24-0100097 | Wildfire Mitigation | Planned - WSIP/System Hardening |  |  | 2024 | Tier 2 | Distribution Circuit |  |  |  | 2552267 | Sus |  | WildfireMitigation¦PlannedWSIPSystemHardening¦¦
24-0097635 | Wildfire Mitigation | Planned - WSIP/System Hardening |  |  | 2024 | Tier 2 | Distribution Circuit |  |  |  | 2552158 | Sus |  | WildfireMitigation¦PlannedWSIPSystemHardening¦¦
24-0098594 | Wildfire Mitigation | Planned - WSIP/System Hardening |  |  | 2024 | Tier 2 | Transformer only |  |  |  | 2552368 | Sus |  | WildfireMitigation¦PlannedWSIPSystemHardening¦¦
24-0083950 | Wildfire Mitigation | Planned - WSIP/System Hardening |  |  | 2024 | Tier 2 | Distribution Circuit |  |  |  | 2552336 | Sus |  | WildfireMitigation¦PlannedWSIPSystemHardening¦¦
24-0097624 | Wildfire Mitigation | Planned - WSIP/System Hardening |  |  | 2024 | Tier 2 | Transformer only |  |  |  | 2552390 | Sus |  | WildfireMitigation¦PlannedWSIPSystemHardening¦¦
24-0096959 | Company Initiated | Planned- maintenance |  |  | 2024 | Tier 3 | Transformer only |  |  |  | 2552389 | Sus |  | CompanyInitiated¦Plannedmaintenance¦¦
24-0097620 | Wildfire Mitigation | Planned - WSIP/System Hardening |  |  | 2024 | Tier 2 | Distribution Circuit |  |  |  | 2552400 | Sus |  | WildfireMitigation¦PlannedWSIPSystemHardening¦¦
24-0099768 | Wildfire Mitigation | Planned - WSIP/System Hardening |  |  | 2024 | Tier 2 | Distribution Circuit |  |  |  | 2552475 | Sus |  | WildfireMitigation¦PlannedWSIPSystemHardening¦¦
24-0096414 | Company Initiated | Planned- maintenance |  |  | 2024 | Tier 2 | Transformer only |  |  |  | 2552502 | Sus |  | CompanyInitiated¦Plannedmaintenance¦¦
24-0103535 | Equipment Failure/Involved | Overhead | Pole-Wood | Deteriorated | 2024 | Tier 2 | Transformer only |  |  |  | 2552552 | Sus |  | EquipmentFailureInvolved¦Overhead¦PoleWood¦Deteriorated
24-0100099 | Wildfire Mitigation | Planned - WSIP/System Hardening |  |  | 2024 | Tier 2 | Transformer only |  |  |  | 2552594 | Sus |  | WildfireMitigation¦PlannedWSIPSystemHardening¦¦
24-0098785 | Wildfire Mitigation | Planned - WSIP/System Hardening |  |  | 2024 | Tier 2 | Transformer only |  |  |  | 2552602 | Sus |  | WildfireMitigation¦PlannedWSIPSystemHardening¦¦
24-0098792 | Wildfire Mitigation | Planned - WSIP/System Hardening |  |  | 2024 | Tier 2 | Transformer only |  |  |  | 2552739 | Sus |  | WildfireMitigation¦PlannedWSIPSystemHardening¦¦
24-0103720 | Equipment Failure/Involved | Overhead | Connector or Splice (OH) | Normal | 2024 | Tier 2 | Distribution Circuit |  |  |  | 2552919 | Sus |  | EquipmentFailureInvolved¦Overhead¦ConnectororSplice(OH)¦Normal
24-0099347 | Wildfire Mitigation | Planned - WSIP/System Hardening |  |  | 2024 | Tier 2 | Distribution Circuit |  |  |  | 2553411 | Sus |  | WildfireMitigation¦PlannedWSIPSystemHardening¦¦
24-0097157 | Company Initiated | Planned- maintenance |  |  | 2024 | Tier 2 | Distribution Circuit |  |  |  | 2553423 | Sus |  | CompanyInitiated¦Plannedmaintenance¦¦
24-0097163 | Company Initiated | Planned- maintenance |  |  | 2024 | Tier 2 | Transformer only |  |  |  | 2553427 | Sus |  | CompanyInitiated¦Plannedmaintenance¦¦
24-0097140 | Company Initiated | Planned- maintenance |  |  | 2024 | Tier 2 | Distribution Circuit |  |  |  | 2553421 | Sus |  | CompanyInitiated¦Plannedmaintenance¦¦
24-0099907 | Wildfire Mitigation | Planned - WSIP/System Hardening |  |  | 2024 | Tier 2 | Distribution Circuit |  |  |  | 2553422 | Sus |  | WildfireMitigation¦PlannedWSIPSystemHardening¦¦
24-0099910 | Wildfire Mitigation | Planned - WSIP/System Hardening |  |  | 2024 | Tier 2 | Transformer only |  |  |  | 2553442 | Sus |  | WildfireMitigation¦PlannedWSIPSystemHardening¦¦
24-0099348 | Wildfire Mitigation | Planned - WSIP/System Hardening |  |  | 2024 | Tier 2 | Distribution Circuit |  |  |  | 2553436 | Sus |  | WildfireMitigation¦PlannedWSIPSystemHardening¦¦
24-0104042 | Company Initiated | Planned- capital |  |  | 2024 | Tier 2 | Distribution Circuit |  |  |  | 2553734 | Sus |  | CompanyInitiated¦Plannedcapital¦¦
24-0088363 | Company Initiated | Planned- capital |  |  | 2024 | Tier 2 | Distribution Circuit |  |  |  | 2553430 | Sus |  | CompanyInitiated¦Plannedcapital¦¦
24-0099703 | Wildfire Mitigation | Planned - WSIP/System Hardening |  |  | 2024 | Tier 2 | Distribution Circuit |  |  |  | 2553479 | Sus |  | WildfireMitigation¦PlannedWSIPSystemHardening¦¦
24-0100102 | Wildfire Mitigation | Planned - WSIP/System Hardening |  |  | 2024 | Tier 2 | Distribution Circuit |  |  |  | 2553453 | Sus |  | WildfireMitigation¦PlannedWSIPSystemHardening¦¦
24-0101108 | Wildfire Mitigation | Planned - WSIP/System Hardening |  |  | 2024 | Tier 2 | Transformer only |  |  |  | 2553489 | Sus |  | WildfireMitigation¦PlannedWSIPSystemHardening¦¦
24-0098862 | Wildfire Mitigation | Planned - WSIP/System Hardening |  |  | 2024 | Tier 2 | Distribution Circuit |  |  |  | 2553492 | Sus |  | WildfireMitigation¦PlannedWSIPSystemHardening¦¦
24-0099913 | Wildfire Mitigation | Planned - WSIP/System Hardening |  |  | 2024 | Tier 2 | Distribution Circuit |  |  |  | 2553687 | Sus |  | WildfireMitigation¦PlannedWSIPSystemHardening¦¦
24-0098869 | Equipment Failure/Involved | Overhead | Transformer | Broken | 2024 | Tier 2 | Transformer only |  |  |  | 2553697 | Sus |  | EquipmentFailureInvolved¦Overhead¦Transformer¦Broken
24-0100106 | Wildfire Mitigation | Planned - WSIP/System Hardening |  |  | 2024 | Tier 2 | Distribution Circuit |  |  |  | 2553763 | Sus |  | WildfireMitigation¦PlannedWSIPSystemHardening¦¦
24-0099378 | Company Initiated | Planned- maintenance |  |  | 2024 | Tier 2 | Transformer only |  |  |  | 2553842 | Sus |  | CompanyInitiated¦Plannedmaintenance¦¦
24-0098812 | Company Initiated | Planned- maintenance |  |  | 2024 | Tier 2 | Distribution Circuit |  |  |  | 2553896 | Sus |  | CompanyInitiated¦Plannedmaintenance¦¦
24-0100109 | Wildfire Mitigation | Planned - WSIP/System Hardening |  |  | 2024 | Tier 2 | Transformer only |  |  |  | 2553948 | Sus |  | WildfireMitigation¦PlannedWSIPSystemHardening¦¦
24-0099390 | Wildfire Mitigation | Planned - WSIP/System Hardening |  |  | 2024 | Tier 2 | Transformer only |  |  |  | 2554034 | Sus |  | WildfireMitigation¦PlannedWSIPSystemHardening¦¦
24-0104525 | Vegetation | Tree - grew into line | Conductor- Overhead | Normal | 2024 | Tier 2 | Distribution Circuit |  |  |  | 2554500 | Sus |  | Vegetation¦Treegrewintoline¦ConductorOverhead¦Normal
24-0104531 | Unknown Cause | Patrol - found nothing |  |  | 2024 | Tier 3 | Distribution Circuit |  |  |  | 2554510 | Sus |  | UnknownCause¦Patrolfoundnothing¦¦
24-0099357 | Wildfire Mitigation | Planned - WSIP/System Hardening |  |  | 2024 | Tier 2 | Distribution Circuit |  |  |  | 2554517 | Sus |  | WildfireMitigation¦PlannedWSIPSystemHardening¦¦
24-0101152 | Wildfire Mitigation | Planned - WSIP/System Hardening |  |  | 2024 | Tier 2 | Distribution Circuit |  |  |  | 2554555 | Sus |  | WildfireMitigation¦PlannedWSIPSystemHardening¦¦
24-0097170 | Wildfire Mitigation | Planned - WSIP/System Hardening |  |  | 2024 | Tier 2 | Distribution Circuit |  |  |  | 2554584 | Sus |  | WildfireMitigation¦PlannedWSIPSystemHardening¦¦
24-0098271 | Wildfire Mitigation | Planned - WSIP/System Hardening |  |  | 2024 | Tier 2 | Transformer only |  |  |  | 2554574 | Sus |  | WildfireMitigation¦PlannedWSIPSystemHardening¦¦
24-0088364 | Company Initiated | Planned- capital |  |  | 2024 | Tier 2 | Distribution Circuit |  |  |  | 2554577 | Sus |  | CompanyInitiated¦Plannedcapital¦¦
24-0099945 | Company Initiated | Planned- maintenance |  |  | 2024 | Tier 2 | Distribution Circuit |  |  |  | 2554599 | Sus |  | CompanyInitiated¦Plannedmaintenance¦¦
24-0101094 | Wildfire Mitigation | Planned - WSIP/System Hardening |  |  | 2024 | Tier 2 | Transformer only |  |  |  | 2554617 | Sus |  | WildfireMitigation¦PlannedWSIPSystemHardening¦¦
24-0098899 | Company Initiated | Planned- maintenance |  |  | 2024 | Tier 2 | Transformer only |  |  |  | 2554631 | Sus |  | CompanyInitiated¦Plannedmaintenance¦¦
24-0099189 | Company Initiated | Planned- maintenance |  |  | 2024 | Tier 2 | Distribution Circuit |  |  |  | 2554690 | Sus |  | CompanyInitiated¦Plannedmaintenance¦¦
24-0097506 | Company Initiated | Planned- maintenance |  |  | 2024 | Tier 2 | Transformer only |  |  |  | 2554714 | Sus |  | CompanyInitiated¦Plannedmaintenance¦¦
24-0099186 | Company Initiated | Planned- maintenance |  |  | 2024 | Tier 2 | Transformer only |  |  |  | 2554762 | Sus |  | CompanyInitiated¦Plannedmaintenance¦¦
24-0098917 | Company Initiated | Planned- maintenance |  |  | 2024 | Tier 2 | Distribution Circuit |  |  |  | 2554760 | Sus |  | CompanyInitiated¦Plannedmaintenance¦¦
24-0098901 | Company Initiated | Planned- maintenance |  |  | 2024 | Tier 2 | Transformer only |  |  |  | 2554893 | Sus |  | CompanyInitiated¦Plannedmaintenance¦¦
24-0099949 | Company Initiated | Planned- maintenance |  |  | 2024 | Tier 2 | Distribution Circuit |  |  |  | 2554972 | Sus |  | CompanyInitiated¦Plannedmaintenance¦¦
24-0098904 | Company Initiated | Planned- maintenance |  |  | 2024 | Tier 2 | Transformer only |  |  |  | 2555057 | Sus |  | CompanyInitiated¦Plannedmaintenance¦¦
24-0104925 | Company Initiated | Personnel- company | Conductor- Overhead | Normal | 2024 | Tier 3 | Distribution Circuit |  |  |  | 2555218 | Sus |  | CompanyInitiated¦Personnelcompany¦ConductorOverhead¦Normal
24-0100046 | Company Initiated | Planned- maintenance |  |  | 2024 | Tier 2 | Transformer only |  |  |  | 2555623 | Sus |  | CompanyInitiated¦Plannedmaintenance¦¦
24-0100085 | Company Initiated | Planned- maintenance |  |  | 2024 | Tier 2 | Distribution Circuit |  |  |  | 2555634 | Sus |  | CompanyInitiated¦Plannedmaintenance¦¦
24-0105126 | Company Initiated | Construction Activity/equip- company | Conductor- Overhead | Normal | 2024 | Tier 2 | Distribution Circuit |  |  |  | 2555630 | Sus |  | CompanyInitiated¦ConstructionActivityequipcompany¦ConductorOverhead¦Normal
24-0098149 | Wildfire Mitigation | Planned - WSIP/System Hardening |  |  | 2024 | Tier 2 | Distribution Circuit |  |  |  | 2555658 | Sus |  | WildfireMitigation¦PlannedWSIPSystemHardening¦¦
24-0097250 | Company Initiated | Planned- maintenance |  |  | 2024 | Tier 3 | Transformer only |  |  |  | 2555686 | Sus |  | CompanyInitiated¦Plannedmaintenance¦¦
24-0099938 | Wildfire Mitigation | Planned - WSIP/System Hardening |  |  | 2024 | Tier 2 | Distribution Circuit |  |  |  | 2555742 | Sus |  | WildfireMitigation¦PlannedWSIPSystemHardening¦¦
24-0099211 | Company Initiated | Planned- maintenance |  |  | 2024 | Tier 2 | Transformer only |  |  |  | 2555773 | Sus |  | CompanyInitiated¦Plannedmaintenance¦¦
24-0100092 | Wildfire Mitigation | Planned - WSIP/System Hardening |  |  | 2024 | Tier 2 | Transformer only |  |  |  | 2555968 | Sus |  | WildfireMitigation¦PlannedWSIPSystemHardening¦¦
24-0101018 | Wildfire Mitigation | Planned - WSIP/System Hardening |  |  | 2024 | Tier 2 | Transformer only |  |  |  | 2555969 | Sus |  | WildfireMitigation¦PlannedWSIPSystemHardening¦¦
24-0098968 | Company Initiated | Planned- maintenance |  |  | 2024 | Tier 2 | Transformer only |  |  |  | 2555972 | Sus |  | CompanyInitiated¦Plannedmaintenance¦¦
24-0100912 | Company Initiated | Planned- maintenance |  |  | 2024 | Tier 2 | Distribution Circuit |  |  |  | 2556371 | Sus |  | CompanyInitiated¦Plannedmaintenance¦¦
24-0099677 | Wildfire Mitigation | Planned - WSIP/System Hardening |  |  | 2024 | Tier 2 | Distribution Circuit |  |  |  | 2556375 | Sus |  | WildfireMitigation¦PlannedWSIPSystemHardening¦¦
24-0101000 | Wildfire Mitigation | Planned - WSIP/System Hardening |  |  | 2024 | Tier 2 | Transformer only |  |  |  | 2556391 | Sus |  | WildfireMitigation¦PlannedWSIPSystemHardening¦¦
24-0105574 | Unknown Cause | Patrol - found nothing |  |  | 2024 | Tier 2 | Distribution Circuit |  |  |  | 2556420 | Sus |  | UnknownCause¦Patrolfoundnothing¦¦
24-0105672 | Equipment Failure/Involved | Overhead | Transformer (OH) | Leaking | 2024 | Tier 2 | Distribution Circuit |  |  |  | 2557075 | Sus |  | EquipmentFailureInvolved¦Overhead¦Transformer(OH)¦Leaking
24-0101116 | Company Initiated | Planned- maintenance |  |  | 2024 | Tier 2 | Distribution Circuit |  |  |  | 2557860 | Sus |  | CompanyInitiated¦Plannedmaintenance¦¦
24-0100885 | Company Initiated | Planned- maintenance |  |  | 2024 | Tier 2 | Distribution Circuit |  |  |  | 2557899 | Sus |  | CompanyInitiated¦Plannedmaintenance¦¦
24-0098192 | Wildfire Mitigation | Planned - WSIP/System Hardening |  |  | 2024 | Tier 2 | Distribution Circuit |  |  |  | 2557884 | Sus |  | WildfireMitigation¦PlannedWSIPSystemHardening¦¦
24-0102469 | Wildfire Mitigation | Planned - WSIP/System Hardening |  |  | 2024 | Tier 2 | Transformer only |  |  |  | 2557947 | Sus |  | WildfireMitigation¦PlannedWSIPSystemHardening¦¦
24-0100959 | Company Initiated | Planned- maintenance |  |  | 2024 | Tier 2 | Transformer only |  |  |  | 2557962 | Sus |  | CompanyInitiated¦Plannedmaintenance¦¦
24-0099142 | Wildfire Mitigation | Planned - WSIP/System Hardening |  |  | 2024 | Tier 2 | Transformer only |  |  |  | 2557967 | Sus |  | WildfireMitigation¦PlannedWSIPSystemHardening¦¦
24-0099242 | Company Initiated | Planned- maintenance |  |  | 2024 | Tier 2 | Distribution Circuit |  |  |  | 2557969 | Sus |  | CompanyInitiated¦Plannedmaintenance¦¦
24-0102355 | Wildfire Mitigation | Planned - WSIP/System Hardening |  |  | 2024 | Tier 2 | Distribution Circuit |  |  |  | 2557992 | Sus |  | WildfireMitigation¦PlannedWSIPSystemHardening¦¦
24-0100846 | Company Initiated | Planned- maintenance |  |  | 2024 | Tier 2 | Distribution Circuit |  |  |  | 2558119 | Sus |  | CompanyInitiated¦Plannedmaintenance¦¦
24-0106018 | Animal | Squirrel | Conductor- Overhead | Normal | 2024 | Tier 3 | Distribution Circuit |  |  |  | 2558160 | Sus |  | Animal¦Squirrel¦ConductorOverhead¦Normal
24-0099144 | Wildfire Mitigation | Planned - WSIP/System Hardening |  |  | 2024 | Tier 2 | Transformer only |  |  |  | 2558258 | Sus |  | WildfireMitigation¦PlannedWSIPSystemHardening¦¦
24-0101414 | Company Initiated | Planned- maintenance |  |  | 2024 | Tier 2 | Transformer only |  |  |  | 2558972 | Sus |  | CompanyInitiated¦Plannedmaintenance¦¦
24-0101404 | Company Initiated | Planned- maintenance |  |  | 2024 | Tier 2 | Distribution Circuit |  |  |  | 2558971 | Sus |  | CompanyInitiated¦Plannedmaintenance¦¦
24-0099158 | Company Initiated | Planned- maintenance |  |  | 2024 | Tier 2 | Transformer only |  |  |  | 2559002 | Sus |  | CompanyInitiated¦Plannedmaintenance¦¦
24-0100554 | Company Initiated | Planned- capital |  |  | 2024 | Tier 2 | Distribution Circuit |  |  |  | 2559044 | Sus |  | CompanyInitiated¦Plannedcapital¦¦
24-0099266 | Company Initiated | Planned- maintenance |  |  | 2024 | Tier 2 | Transformer only |  |  |  | 2559050 | Sus |  | CompanyInitiated¦Plannedmaintenance¦¦
24-0099695 | Wildfire Mitigation | Planned - WSIP/System Hardening |  |  | 2024 | Tier 2 | Distribution Circuit |  |  |  | 2558959 | Sus |  | WildfireMitigation¦PlannedWSIPSystemHardening¦¦
24-0090440 | Company Initiated | Planned- capital |  |  | 2024 | Tier 2 | Distribution Circuit |  |  |  | 2559238 | Sus |  | CompanyInitiated¦Plannedcapital¦¦
24-0101499 | Company Initiated | Planned- maintenance |  |  | 2024 | Tier 2 | Transformer only |  |  |  | 2559278 | Sus |  | CompanyInitiated¦Plannedmaintenance¦¦
24-0100133 | Company Initiated | Planned- maintenance |  |  | 2024 | Tier 2 | Transformer only |  |  |  | 2559423 | Sus |  | CompanyInitiated¦Plannedmaintenance¦¦
24-0106801 | Vegetation | Tree - grew into line | Conductor- Overhead | Normal | 2024 | Tier 3 | Distribution Circuit |  |  |  | 2559462 | Sus |  | Vegetation¦Treegrewintoline¦ConductorOverhead¦Normal
24-0101162 | Wildfire Mitigation | Planned - WSIP/System Hardening |  |  | 2024 | Tier 2 | Distribution Circuit |  |  |  | 2559889 | Sus |  | WildfireMitigation¦PlannedWSIPSystemHardening¦¦
24-0099213 | Company Initiated | Planned- maintenance |  |  | 2024 | Tier 2 | Distribution Circuit |  |  |  | 2559977 | Sus |  | CompanyInitiated¦Plannedmaintenance¦¦
24-0102471 | Company Initiated | Planned- maintenance |  |  | 2024 | Tier 2 | Transformer only |  |  |  | 2560014 | Sus |  | CompanyInitiated¦Plannedmaintenance¦¦
24-0100483 | Company Initiated | Planned- maintenance |  |  | 2024 | Tier 2 | Distribution Circuit |  |  |  | 2559887 | Sus |  | CompanyInitiated¦Plannedmaintenance¦¦
24-0099905 | Wildfire Mitigation | Planned - WSIP/System Hardening |  |  | 2024 | Tier 2 | Distribution Circuit |  |  |  | 2559837 | Sus |  | WildfireMitigation¦PlannedWSIPSystemHardening¦¦
24-0099229 | Company Initiated | Planned- maintenance |  |  | 2024 | Tier 2 | Distribution Circuit |  |  |  | 2559868 | Sus |  | CompanyInitiated¦Plannedmaintenance¦¦
24-0101158 | Company Initiated | Planned- maintenance |  |  | 2024 | Tier 2 | Transformer only |  |  |  | 2560101 | Sus |  | CompanyInitiated¦Plannedmaintenance¦¦
24-0090397 | Company Initiated | Planned- maintenance |  |  | 2024 | Tier 2 | Transformer only |  |  |  | 2560195 | Sus |  | CompanyInitiated¦Plannedmaintenance¦¦
24-0102476 | Wildfire Mitigation | Planned - WSIP/System Hardening |  |  | 2024 | Tier 2 | Transformer only |  |  |  | 2560302 | Sus |  | WildfireMitigation¦PlannedWSIPSystemHardening¦¦
24-0102479 | Wildfire Mitigation | Planned - WSIP/System Hardening |  |  | 2024 | Tier 2 | Transformer only |  |  |  | 2560399 | Sus |  | WildfireMitigation¦PlannedWSIPSystemHardening¦¦
24-0107632 | Equipment Failure/Involved | Overhead | Crossarm- Wood | Deteriorated | 2024 | Tier 2 | Transformer only |  |  |  | 2560715 | Sus |  | EquipmentFailureInvolved¦Overhead¦CrossarmWood¦Deteriorated
24-0099752 | Wildfire Mitigation | Planned - WSIP/System Hardening |  |  | 2024 | Tier 2 | Transformer only |  |  |  | 2560853 | Sus |  | WildfireMitigation¦PlannedWSIPSystemHardening¦¦
24-0099760 | Wildfire Mitigation | Planned - WSIP/System Hardening |  |  | 2024 | Tier 2 | Transformer only |  |  |  | 2560863 | Sus |  | WildfireMitigation¦PlannedWSIPSystemHardening¦¦
24-0090411 | Company Initiated | Planned- maintenance |  |  | 2024 | Tier 2 | Transformer only |  |  |  | 2561373 | Sus |  | CompanyInitiated¦Plannedmaintenance¦¦
24-0099758 | Wildfire Mitigation | Planned - WSIP/System Hardening |  |  | 2024 | Tier 2 | Transformer only |  |  |  | 2560889 | Sus |  | WildfireMitigation¦PlannedWSIPSystemHardening¦¦
24-0104816 | Wildfire Mitigation | Planned - WSIP/System Hardening |  |  | 2024 | Tier 2 | Distribution Circuit |  |  |  | 2560890 | Sus |  | WildfireMitigation¦PlannedWSIPSystemHardening¦¦
24-0102350 | Wildfire Mitigation | Planned - WSIP/System Hardening |  |  | 2024 | Tier 2 | Distribution Circuit |  |  |  | 2560936 | Sus |  | WildfireMitigation¦PlannedWSIPSystemHardening¦¦
24-0107842 | Unknown Cause | Patrol - found nothing |  |  | 2024 | Tier 2 | Distribution Circuit |  |  |  | 2561069 | Sus |  | UnknownCause¦Patrolfoundnothing¦¦
24-0101444 | Company Initiated | Planned- maintenance |  |  | 2024 | Tier 2 | Distribution Circuit |  |  |  | 2561832 | Sus |  | CompanyInitiated¦Plannedmaintenance¦¦
24-0102386 | Wildfire Mitigation | Planned - WSIP/System Hardening |  |  | 2024 | Tier 2 | Distribution Circuit |  |  |  | 2561831 | Sus |  | WildfireMitigation¦PlannedWSIPSystemHardening¦¦
24-0108355 | Equipment Failure/Involved | Overhead | Cutout- fuse holder | Broken | 2024 | Tier 2 | Transformer only |  |  |  | 2562463 | Sus |  | EquipmentFailureInvolved¦Overhead¦Cutoutfuseholder¦Broken
24-0108360 | Unknown Cause | Patrol - not conducted |  |  | 2024 | Tier 3 | Transformer only |  |  |  | 2562516 | Sus |  | UnknownCause¦Patrolnotconducted¦¦
24-0108710 | Environmental/External | Fire- Forest/Grass | Transformer | Burned/flashed | 2024 | Tier 2 | Transformer only |  |  |  | 2563454 | Sus |  | EnvironmentalExternal¦FireForestGrass¦Transformer¦Burnedflashed
24-0108450 | Unknown Cause | Patrol - found nothing |  |  | 2024 | Tier 2 | Distribution Circuit |  |  |  | 2562971 | Sus |  | UnknownCause¦Patrolfoundnothing¦¦
24-0097741 | Wildfire Mitigation | Planned - WSIP/System Hardening |  |  | 2024 | Tier 3 | Transformer only |  |  |  | 2563012 | Sus |  | WildfireMitigation¦PlannedWSIPSystemHardening¦¦
24-0102389 | Wildfire Mitigation | Planned - WSIP/System Hardening |  |  | 2024 | Tier 2 | Distribution Circuit |  |  |  | 2563031 | Sus |  | WildfireMitigation¦PlannedWSIPSystemHardening¦¦
24-0103924 | Wildfire Mitigation | Planned - WSIP/System Hardening |  |  | 2024 | Tier 2 | Distribution Circuit |  |  |  | 2562955 | Sus |  | WildfireMitigation¦PlannedWSIPSystemHardening¦¦
24-0096243 | Company Initiated | Planned- capital |  |  | 2024 | Tier 2 | Distribution Circuit |  |  |  | 2563072 | Sus |  | CompanyInitiated¦Plannedcapital¦¦
24-0104839 | Company Initiated | Planned- maintenance |  |  | 2024 | Tier 2 | Distribution Circuit |  |  |  | 2563120 | Sus |  | CompanyInitiated¦Plannedmaintenance¦¦
24-0098602 | Company Initiated | Planned- maintenance |  |  | 2024 | Tier 2 | Transformer only |  |  |  | 2563173 | Sus |  | CompanyInitiated¦Plannedmaintenance¦¦
24-0099353 | Wildfire Mitigation | Planned - WSIP/System Hardening |  |  | 2024 | Tier 2 | Distribution Circuit |  |  |  | 2563209 | Sus |  | WildfireMitigation¦PlannedWSIPSystemHardening¦¦
24-0101380 | Wildfire Mitigation | Planned - WSIP/System Hardening |  |  | 2024 | Tier 2 | Transformer only |  |  |  | 2563214 | Sus |  | WildfireMitigation¦PlannedWSIPSystemHardening¦¦
24-0101390 | Company Initiated | Planned- maintenance |  |  | 2024 | Tier 2 | Transformer only |  |  |  | 2563322 | Sus |  | CompanyInitiated¦Plannedmaintenance¦¦
24-0104852 | Wildfire Mitigation | Planned - WSIP/System Hardening |  |  | 2024 | Tier 3 | Transformer only |  |  |  | 2564669 | Sus |  | WildfireMitigation¦PlannedWSIPSystemHardening¦¦
24-0103937 | Wildfire Mitigation | Planned - WSIP/System Hardening |  |  | 2024 | Tier 2 | Distribution Circuit |  |  |  | 2564100 | Sus |  | WildfireMitigation¦PlannedWSIPSystemHardening¦¦
24-0097747 | Wildfire Mitigation | Planned - WSIP/System Hardening |  |  | 2024 | Tier 3 | Distribution Circuit |  |  |  | 2564127 | Sus |  | WildfireMitigation¦PlannedWSIPSystemHardening¦¦
24-0104036 | Company Initiated | Planned- maintenance |  |  | 2024 | Tier 2 | Distribution Circuit |  |  |  | 2564160 | Sus |  | CompanyInitiated¦Plannedmaintenance¦¦
24-0104214 | Wildfire Mitigation | Planned - WSIP/System Hardening |  |  | 2024 | Tier 2 | Transformer only |  |  |  | 2564180 | Sus |  | WildfireMitigation¦PlannedWSIPSystemHardening¦¦
24-0097598 | Company Initiated | Planned- capital |  |  | 2024 | Tier 2 | Distribution Circuit |  |  |  | 2564243 | Sus |  | CompanyInitiated¦Plannedcapital¦¦
24-0101888 | Company Initiated | Planned- maintenance |  |  | 2024 | Tier 2 | Distribution Circuit |  |  |  | 2564258 | Sus |  | CompanyInitiated¦Plannedmaintenance¦¦
24-0101002 | Company Initiated | Planned- maintenance |  |  | 2024 | Tier 2 | Transformer only |  |  |  | 2564639 | Sus |  | CompanyInitiated¦Plannedmaintenance¦¦
24-0103869 | Company Initiated | Planned- maintenance |  |  | 2024 | Tier 2 | Distribution Circuit |  |  |  | 2564351 | Sus |  | CompanyInitiated¦Plannedmaintenance¦¦
24-0109150 | Vegetation | Tree - fell into line | Conductor- Overhead | Normal | 2024 | Tier 2 | Distribution Circuit |  |  |  | 2564515 | Sus |  | Vegetation¦Treefellintoline¦ConductorOverhead¦Normal
24-0101403 | Company Initiated | Planned- maintenance |  |  | 2024 | Tier 2 | Transformer only |  |  |  | 2565099 | Sus |  | CompanyInitiated¦Plannedmaintenance¦¦
24-0109506 | Equipment Failure/Involved | Overhead | Pole-Wood | Deteriorated | 2024 | Tier 2 | Distribution Circuit |  |  |  | 2565137 | Sus |  | EquipmentFailureInvolved¦Overhead¦PoleWood¦Deteriorated
24-0102073 | Company Initiated | Planned- maintenance |  |  | 2024 | Tier 2 | Distribution Circuit |  |  |  | 2565134 | Sus |  | CompanyInitiated¦Plannedmaintenance¦¦
24-0097768 | Company Initiated | Planned- capital |  |  | 2024 | Tier 3 | Distribution Circuit |  |  |  | 2565271 | Sus |  | CompanyInitiated¦Plannedcapital¦¦
24-0091837 | Company Initiated | Planned- capital |  |  | 2024 | Tier 2 | Distribution Circuit |  |  |  | 2565183 | Sus |  | CompanyInitiated¦Plannedcapital¦¦
24-0104904 | Wildfire Mitigation | Planned - WSIP/System Hardening |  |  | 2024 | Tier 3 | Distribution Circuit |  |  |  | 2565188 | Sus |  | WildfireMitigation¦PlannedWSIPSystemHardening¦¦
24-0104151 | Wildfire Mitigation | Planned - WSIP/System Hardening |  |  | 2024 | Tier 2 | Distribution Circuit |  |  |  | 2565280 | Sus |  | WildfireMitigation¦PlannedWSIPSystemHardening¦¦
24-0101419 | Company Initiated | Planned- maintenance |  |  | 2024 | Tier 2 | Transformer only |  |  |  | 2565411 | Sus |  | CompanyInitiated¦Plannedmaintenance¦¦
24-0104884 | Wildfire Mitigation | Planned - WSIP/System Hardening |  |  | 2024 | Tier 2 | Distribution Circuit |  |  |  | 2565615 | Sus |  | WildfireMitigation¦PlannedWSIPSystemHardening¦¦
24-0109961 | Equipment Failure/Involved | Overhead | Conductor- Overhead | Deteriorated | 2024 | Tier 2 | Distribution Circuit |  |  |  | 2565990 | Sus |  | EquipmentFailureInvolved¦Overhead¦ConductorOverhead¦Deteriorated
24-0109998 | Unknown Cause | Patrol - found nothing |  |  | 2024 | Tier 2 | Distribution Circuit |  |  |  | 2566100 | Sus |  | UnknownCause¦Patrolfoundnothing¦¦
24-0102740 | Company Initiated | Planned- capital |  |  | 2024 | Tier 2 | Distribution Circuit |  |  |  | 2566302 | Sus |  | CompanyInitiated¦Plannedcapital¦¦
24-0099248 | Company Initiated | Planned- capital |  |  | 2024 | Tier 3 | Distribution Circuit |  |  |  | 2566296 | Sus |  | CompanyInitiated¦Plannedcapital¦¦
24-0100845 | Company Initiated | Planned- maintenance |  |  | 2024 | Tier 2 | Distribution Circuit |  |  |  | 2566351 | Sus |  | CompanyInitiated¦Plannedmaintenance¦¦
24-0110594 | Equipment Failure/Involved | Overhead | Pole-Wood | Deteriorated | 2024 | Tier 2 | Distribution Circuit |  |  |  | 2567138 | Sus |  | EquipmentFailureInvolved¦Overhead¦PoleWood¦Deteriorated
24-0101500 | Company Initiated | Planned- maintenance |  |  | 2024 | Tier 2 | Distribution Circuit |  |  |  | 2567159 | Sus |  | CompanyInitiated¦Plannedmaintenance¦¦
24-0103972 | Company Initiated | Planned- maintenance |  |  | 2024 | Tier 2 | Distribution Circuit |  |  |  | 2567155 | Sus |  | CompanyInitiated¦Plannedmaintenance¦¦
24-0102084 | Company Initiated | Planned- maintenance |  |  | 2024 | Tier 2 | Transformer only |  |  |  | 2567176 | Sus |  | CompanyInitiated¦Plannedmaintenance¦¦
24-0097614 | Company Initiated | Planned- maintenance |  |  | 2024 | Tier 2 | Distribution Circuit |  |  |  | 2567185 | Sus |  | CompanyInitiated¦Plannedmaintenance¦¦
24-0104182 | Company Initiated | Planned- capital |  |  | 2024 | Tier 2 | Distribution Circuit |  |  |  | 2567207 | Sus |  | CompanyInitiated¦Plannedcapital¦¦
24-0104241 | Company Initiated | Planned- maintenance |  |  | 2024 | Tier 2 | Transformer only |  |  |  | 2567233 | Sus |  | CompanyInitiated¦Plannedmaintenance¦¦
24-0101177 | Wildfire Mitigation | Planned - WSIP/System Hardening |  |  | 2024 | Tier 2 | Distribution Circuit |  |  |  | 2567202 | Sus |  | WildfireMitigation¦PlannedWSIPSystemHardening¦¦
24-0110648 | Company Initiated | Personnel- company | Pothead(Riser Termination) | Burned/flashed | 2024 | Tier 2 | Distribution Circuit |  |  |  | 2567269 | Sus |  | CompanyInitiated¦Personnelcompany¦Pothead(RiserTermination)¦Burnedflashed
24-0110976 | 3rd Party | Tree - cutting- 3rd party | Pole-Wood | Broken- wire on ground | 2024 | Tier 2 | Distribution Circuit |  |  |  | 2568006 | Sus |  | 3rdParty¦Treecutting3rdparty¦PoleWood¦Brokenwireonground
24-0111080 | Vegetation | Tree - branch fell on line | Conductor- Overhead | Normal | 2024 | Tier 2 | Distribution Circuit |  |  |  | 2568345 | Sus |  | Vegetation¦Treebranchfellonline¦ConductorOverhead¦Normal
24-0111133 | Animal | Bird found | Conductor- Overhead | Normal | 2024 | Tier 2 | Distribution Circuit |  |  |  | 2568486 | Sus |  | Animal¦Birdfound¦ConductorOverhead¦Normal
24-0111268 | Equipment Failure/Involved | Overhead | Conductor- Overhead | Broken- wire on ground | 2024 | Tier 2 | Distribution Circuit |  |  |  | 2569187 | Sus |  | EquipmentFailureInvolved¦Overhead¦ConductorOverhead¦Brokenwireonground
24-0101817 | Company Initiated | Planned- maintenance |  |  | 2024 | Tier 2 | Distribution Circuit |  |  |  | 2569301 | Sus |  | CompanyInitiated¦Plannedmaintenance¦¦
24-0105118 | Wildfire Mitigation | Planned - WSIP/System Hardening |  |  | 2024 | Tier 2 | Transformer only |  |  |  | 2569296 | Sus |  | WildfireMitigation¦PlannedWSIPSystemHardening¦¦
24-0100153 | Company Initiated | Planned- maintenance |  |  | 2024 | Tier 2 | Distribution Circuit |  |  |  | 2569314 | Sus |  | CompanyInitiated¦Plannedmaintenance¦¦
24-0107613 | Company Initiated | Planned- maintenance |  |  | 2024 | Tier 2 | Transformer only |  |  |  | 2569330 | Sus |  | CompanyInitiated¦Plannedmaintenance¦¦
24-0103188 | Company Initiated | Planned- maintenance |  |  | 2024 | Tier 2 | Transformer only |  |  |  | 2569345 | Sus |  | CompanyInitiated¦Plannedmaintenance¦¦
24-0105164 | Wildfire Mitigation | Planned - WSIP/System Hardening |  |  | 2024 | Tier 2 | Transformer only |  |  |  | 2569353 | Sus |  | WildfireMitigation¦PlannedWSIPSystemHardening¦¦
24-0111516 | Equipment Failure/Involved | Overhead | Transformer | Failed/Faulted | 2024 | Tier 2 | Transformer only |  |  |  | 2569355 | Sus |  | EquipmentFailureInvolved¦Overhead¦Transformer¦FailedFaulted
24-0105966 | Company Initiated | Planned- capital |  |  | 2024 | Tier 2 | Distribution Circuit |  |  |  | 2569505 | Sus |  | CompanyInitiated¦Plannedcapital¦¦
24-0108404 | Company Initiated | Planned- maintenance |  |  | 2024 | Tier 2 | Distribution Circuit |  |  |  | 2569254 | Sus |  | CompanyInitiated¦Plannedmaintenance¦¦
24-0111311 | Company Initiated | Personnel- company | Conductor- Overhead | Normal | 2024 | Tier 2 | Distribution Circuit |  |  |  | 2569253 | Sus |  | CompanyInitiated¦Personnelcompany¦ConductorOverhead¦Normal
24-0105412 | Company Initiated | Planned- capital |  |  | 2024 | Tier 2 | Distribution Circuit |  |  |  | 2569577 | Sus |  | CompanyInitiated¦Plannedcapital¦¦
24-0111670 | Equipment Failure/Involved | Underground | Transformer (UG) | Failed/Faulted | 2024 | Tier 2 | Distribution Circuit |  |  |  | 2569775 | Sus |  | EquipmentFailureInvolved¦Underground¦Transformer(UG)¦FailedFaulted
24-0107846 | Wildfire Mitigation | Planned - WSIP/System Hardening |  |  | 2024 | Tier 2 | Distribution Circuit |  |  |  | 2570249 | Sus |  | WildfireMitigation¦PlannedWSIPSystemHardening¦¦
24-0111876 | Company Initiated | Planned- maintenance |  |  | 2024 | Tier 2 | Distribution Circuit |  |  |  | 2570401 | Sus |  | CompanyInitiated¦Plannedmaintenance¦¦
24-0111876 | Company Initiated | Planned- maintenance |  |  | 2024 | Tier 2 | Distribution Circuit |  |  |  | 2570472 | Sus |  | CompanyInitiated¦Plannedmaintenance¦¦
24-0106912 | Company Initiated | Planned- maintenance |  |  | 2024 | Tier 2 | Distribution Circuit |  |  |  | 2570502 | Sus |  | CompanyInitiated¦Plannedmaintenance¦¦
24-0106853 | Company Initiated | Planned- maintenance |  |  | 2024 | Tier 3 | Distribution Circuit |  |  |  | 2570532 | Sus |  | CompanyInitiated¦Plannedmaintenance¦¦
24-0110159 | Company Initiated | Planned- maintenance |  |  | 2024 | Tier 3 | Distribution Circuit |  |  |  | 2570643 | Sus |  | CompanyInitiated¦Plannedmaintenance¦¦
24-0107838 | Company Initiated | Planned- maintenance |  |  | 2024 | Tier 2 | Transformer only |  |  |  | 2570757 | Sus |  | CompanyInitiated¦Plannedmaintenance¦¦
24-0112283 | Equipment Failure/Involved | Overhead | Pole-Wood | Broken | 2024 | Tier 2 | Distribution Circuit |  |  |  | 2571232 | Sus |  | EquipmentFailureInvolved¦Overhead¦PoleWood¦Broken
24-0106081 | Company Initiated | Planned- maintenance |  |  | 2024 | Tier 2 | Distribution Circuit |  |  |  | 2571247 | Sus |  | CompanyInitiated¦Plannedmaintenance¦¦
24-0106258 | Wildfire Mitigation | Planned - WSIP/System Hardening |  |  | 2024 | Tier 2 | Distribution Circuit |  |  |  | 2571335 | Sus |  | WildfireMitigation¦PlannedWSIPSystemHardening¦¦
24-0100645 | Company Initiated | Planned- capital |  |  | 2024 | Tier 2 | Distribution Circuit |  |  |  | 2571347 | Sus |  | CompanyInitiated¦Plannedcapital¦¦
24-0106859 | Wildfire Mitigation | Planned - WSIP/System Hardening |  |  | 2024 | Tier 2 | Transformer only |  |  |  | 2571362 | Sus |  | WildfireMitigation¦PlannedWSIPSystemHardening¦¦
24-0107776 | Company Initiated | Planned- maintenance |  |  | 2024 | Tier 2 | Distribution Circuit |  |  |  | 2571370 | Sus |  | CompanyInitiated¦Plannedmaintenance¦¦
24-0105112 | Wildfire Mitigation | Planned - WSIP/System Hardening |  |  | 2024 | Tier 2 | Distribution Circuit |  |  |  | 2571376 | Sus |  | WildfireMitigation¦PlannedWSIPSystemHardening¦¦
24-0106921 | Company Initiated | Planned- maintenance |  |  | 2024 | Tier 3 | Transformer only |  |  |  | 2571400 | Sus |  | CompanyInitiated¦Plannedmaintenance¦¦
24-0112543 | Company Initiated | Personnel- company | Crossarm- Wood | Broken | 2024 | Tier 2 | Distribution Circuit |  |  |  | 2571742 | Sus |  | CompanyInitiated¦Personnelcompany¦CrossarmWood¦Broken
24-0107960 | Company Initiated | Planned- maintenance |  |  | 2024 | Tier 2 | Transformer only |  |  |  | 2571760 | Sus |  | CompanyInitiated¦Plannedmaintenance¦¦
24-0108718 | Wildfire Mitigation | Planned - WSIP/System Hardening |  |  | 2024 | Tier 2 | Distribution Circuit |  |  |  | 2572055 | Sus |  | WildfireMitigation¦PlannedWSIPSystemHardening¦¦
24-0112798 | Equipment Failure/Involved | Overhead | Insulator | Broken | 2024 | Tier 2 | Distribution Circuit |  |  |  | 2572116 | Sus |  | EquipmentFailureInvolved¦Overhead¦Insulator¦Broken
24-0112845 | Unknown Cause | Patrol - found nothing |  |  | 2024 | Tier 2 | Distribution Circuit |  |  |  | 2572224 | Sus |  | UnknownCause¦Patrolfoundnothing¦¦
24-0104279 | Wildfire Mitigation | Planned - WSIP/System Hardening |  |  | 2024 | Tier 3 | Distribution Circuit |  |  |  | 2572254 | Sus |  | WildfireMitigation¦PlannedWSIPSystemHardening¦¦
24-0107088 | Company Initiated | Planned- maintenance |  |  | 2024 | Tier 3 | Distribution Circuit |  |  |  | 2572314 | Sus |  | CompanyInitiated¦Plannedmaintenance¦¦
24-0108142 | Company Initiated | Planned- maintenance |  |  | 2024 | Tier 2 | Transformer only |  |  |  | 2572491 | Sus |  | CompanyInitiated¦Plannedmaintenance¦¦
24-0107203 | Wildfire Mitigation | Planned - WSIP/System Hardening |  |  | 2024 | Tier 3 | Transformer only |  |  |  | 2572507 | Sus |  | WildfireMitigation¦PlannedWSIPSystemHardening¦¦
24-0103856 | Wildfire Mitigation | Planned - WSIP/System Hardening |  |  | 2024 | Tier 2 | Transformer only |  |  |  | 2573152 | Sus |  | WildfireMitigation¦PlannedWSIPSystemHardening¦¦
24-0104274 | Wildfire Mitigation | Planned - WSIP/System Hardening |  |  | 2024 | Tier 2 | Transformer only |  |  |  | 2573174 | Sus |  | WildfireMitigation¦PlannedWSIPSystemHardening¦¦
24-0106703 | Company Initiated | Planned- maintenance |  |  | 2024 | Tier 2 | Transformer only |  |  |  | 2573185 | Sus |  | CompanyInitiated¦Plannedmaintenance¦¦
24-0106660 | Company Initiated | Planned- maintenance |  |  | 2024 | Tier 2 | Transformer only |  |  |  | 2573213 | Sus |  | CompanyInitiated¦Plannedmaintenance¦¦
24-0108430 | Company Initiated | Planned- maintenance |  |  | 2024 | Tier 2 | Distribution Circuit |  |  |  | 2573214 | Sus |  | CompanyInitiated¦Plannedmaintenance¦¦
24-0112082 | Company Initiated | Planned- maintenance |  |  | 2024 | Tier 2 | Transformer only |  |  |  | 2573323 | Sus |  | CompanyInitiated¦Plannedmaintenance¦¦
24-0113538 | Equipment Failure/Involved | Overhead | Connector or Splice (OH) | Broken- wire on ground | 2024 | Tier 2 | Distribution Circuit |  |  |  | 2573337 | Sus |  | EquipmentFailureInvolved¦Overhead¦ConnectororSplice(OH)¦Brokenwireonground
24-0103852 | Wildfire Mitigation | Planned - WSIP/System Hardening |  |  | 2024 | Tier 2 | Distribution Circuit |  |  |  | 2573365 | Sus |  | WildfireMitigation¦PlannedWSIPSystemHardening¦¦
24-0113559 | Equipment Failure/Involved | Overhead | Conductor- Overhead | Normal | 2024 | Tier 2 | Distribution Circuit |  |  |  | 2573379 | Sus |  | EquipmentFailureInvolved¦Overhead¦ConductorOverhead¦Normal
24-0104698 | Wildfire Mitigation | Planned - WSIP/System Hardening |  |  | 2024 | Tier 2 | Transformer only |  |  |  | 2573889 | Sus |  | WildfireMitigation¦PlannedWSIPSystemHardening¦¦
24-0107362 | Wildfire Mitigation | Planned - WSIP/System Hardening |  |  | 2024 | Tier 3 | Distribution Circuit |  |  |  | 2573896 | Sus |  | WildfireMitigation¦PlannedWSIPSystemHardening¦¦
24-0108971 | Company Initiated | Planned- maintenance |  |  | 2024 | Tier 3 | Transformer only |  |  |  | 2573908 | Sus |  | CompanyInitiated¦Plannedmaintenance¦¦
24-0108592 | Company Initiated | Planned- maintenance |  |  | 2024 | Tier 2 | Distribution Circuit |  |  |  | 2573909 | Sus |  | CompanyInitiated¦Plannedmaintenance¦¦
24-0107390 | Company Initiated | Planned- maintenance |  |  | 2024 | Tier 3 | Distribution Circuit |  |  |  | 2573914 | Sus |  | CompanyInitiated¦Plannedmaintenance¦¦
24-0108745 | Company Initiated | Planned- maintenance |  |  | 2024 | Tier 2 | Distribution Circuit |  |  |  | 2573911 | Sus |  | CompanyInitiated¦Plannedmaintenance¦¦
24-0113916 | Company Initiated | Personnel- company | Conductor- Overhead | Normal | 2024 | Tier 2 | Distribution Circuit |  |  |  | 2573917 | Sus |  | CompanyInitiated¦Personnelcompany¦ConductorOverhead¦Normal
24-0107371 | Wildfire Mitigation | Planned - WSIP/System Hardening |  |  | 2024 | Tier 3 | Transformer only |  |  |  | 2574018 | Sus |  | WildfireMitigation¦PlannedWSIPSystemHardening¦¦
24-0111665 | Company Initiated | Planned- maintenance |  |  | 2024 | Tier 2 | Distribution Circuit |  |  |  | 2574147 | Sus |  | CompanyInitiated¦Plannedmaintenance¦¦
24-0091463 | Company Initiated | Planned- capital |  |  | 2024 | Tier 3 | Distribution Circuit |  |  |  | 2574354 | Sus |  | CompanyInitiated¦Plannedcapital¦¦
24-0114112 | Animal | Squirrel | Conductor- Overhead | Normal | 2024 | Tier 2 | Distribution Circuit |  |  |  | 2574436 | Sus |  | Animal¦Squirrel¦ConductorOverhead¦Normal
24-0106557 | Company Initiated | Planned- capital |  |  | 2024 | Tier 2 | Distribution Circuit |  |  |  | 2574924 | Sus |  | CompanyInitiated¦Plannedcapital¦¦
24-0114367 | Equipment Failure/Involved | Overhead | Transformer | Failed/Faulted | 2024 | Tier 2 | Transformer only |  |  |  | 2575063 | Sus |  | EquipmentFailureInvolved¦Overhead¦Transformer¦FailedFaulted
24-0107192 | Wildfire Mitigation | Planned - WSIP/System Hardening |  |  | 2024 | Tier 2 | Distribution Circuit |  |  |  | 2574926 | Sus |  | WildfireMitigation¦PlannedWSIPSystemHardening¦¦
24-0109193 | Wildfire Mitigation | Planned - WSIP/System Hardening |  |  | 2024 | Tier 2 | Distribution Circuit |  |  |  | 2575024 | Sus |  | WildfireMitigation¦PlannedWSIPSystemHardening¦¦
24-0109387 | Company Initiated | Planned- maintenance |  |  | 2024 | Tier 2 | Distribution Circuit |  |  |  | 2575026 | Sus |  | CompanyInitiated¦Plannedmaintenance¦¦
24-0107408 | Company Initiated | Planned- maintenance |  |  | 2024 | Tier 2 | Transformer only |  |  |  | 2575047 | Sus |  | CompanyInitiated¦Plannedmaintenance¦¦
24-0107036 | Wildfire Mitigation | Planned - WSIP/System Hardening |  |  | 2024 | Tier 2 | Distribution Circuit |  |  |  | 2575053 | Sus |  | WildfireMitigation¦PlannedWSIPSystemHardening¦¦
24-0108625 | Wildfire Mitigation | Planned - WSIP/System Hardening |  |  | 2024 | Tier 3 | Distribution Circuit |  |  |  | 2575049 | Sus |  | WildfireMitigation¦PlannedWSIPSystemHardening¦¦
24-0106666 | Company Initiated | Planned- maintenance |  |  | 2024 | Tier 2 | Transformer only |  |  |  | 2575067 | Sus |  | CompanyInitiated¦Plannedmaintenance¦¦
24-0107945 | Company Initiated | Planned- maintenance |  |  | 2024 | Tier 3 | Transformer only |  |  |  | 2575078 | Sus |  | CompanyInitiated¦Plannedmaintenance¦¦
24-0108588 | Wildfire Mitigation | Planned - WSIP/System Hardening |  |  | 2024 | Tier 3 | Transformer only |  |  |  | 2575112 | Sus |  | WildfireMitigation¦PlannedWSIPSystemHardening¦¦
24-0100686 | Company Initiated | Planned- capital |  |  | 2024 | Tier 2 | Distribution Circuit |  |  |  | 2575161 | Sus |  | CompanyInitiated¦Plannedcapital¦¦
24-0108594 | Wildfire Mitigation | Planned - WSIP/System Hardening |  |  | 2024 | Tier 3 | Transformer only |  |  |  | 2575321 | Sus |  | WildfireMitigation¦PlannedWSIPSystemHardening¦¦
24-0108586 | Wildfire Mitigation | Planned - WSIP/System Hardening |  |  | 2024 | Tier 3 | Transformer only |  |  |  | 2575323 | Sus |  | WildfireMitigation¦PlannedWSIPSystemHardening¦¦
24-0109616 | Company Initiated | Planned- maintenance |  |  | 2024 | Tier 2 | Transformer only |  |  |  | 2575327 | Sus |  | CompanyInitiated¦Plannedmaintenance¦¦
24-0109375 | Company Initiated | Planned- maintenance |  |  | 2024 | Tier 2 | Transformer only |  |  |  | 2575385 | Sus |  | CompanyInitiated¦Plannedmaintenance¦¦
24-0104690 | Company Initiated | Planned- maintenance |  |  | 2024 | Tier 2 | Distribution Circuit |  |  |  | 2575942 | Sus |  | CompanyInitiated¦Plannedmaintenance¦¦
24-0109219 | Wildfire Mitigation | Planned - WSIP/System Hardening |  |  | 2024 | Tier 2 | Distribution Circuit |  |  |  | 2576011 | Sus |  | WildfireMitigation¦PlannedWSIPSystemHardening¦¦
24-0102363 | Wildfire Mitigation | Planned - WSIP/System Hardening |  |  | 2024 | Tier 2 | Distribution Circuit |  |  |  | 2576049 | Sus |  | WildfireMitigation¦PlannedWSIPSystemHardening¦¦
24-0107671 | Company Initiated | Planned- maintenance |  |  | 2024 | Tier 2 | Distribution Circuit |  |  |  | 2576066 | Sus |  | CompanyInitiated¦Plannedmaintenance¦¦
24-0110558 | Wildfire Mitigation | Planned - WSIP/System Hardening |  |  | 2024 | Tier 2 | Distribution Circuit |  |  |  | 2576067 | Sus |  | WildfireMitigation¦PlannedWSIPSystemHardening¦¦
24-0113014 | Company Initiated | Planned- maintenance |  |  | 2024 | Tier 2 | Distribution Circuit |  |  |  | 2576164 | Sus |  | CompanyInitiated¦Plannedmaintenance¦¦
24-0110022 | Company Initiated | Planned- capital |  |  | 2024 | Tier 2 | Distribution Circuit |  |  |  | 2576264 | Sus |  | CompanyInitiated¦Plannedcapital¦¦
24-0099726 | Company Initiated | Planned- capital |  |  | 2024 | Tier 2 | Distribution Circuit |  |  |  | 2576244 | Sus |  | CompanyInitiated¦Plannedcapital¦¦
24-0114825 | Unknown Cause | Patrol - found nothing |  |  | 2024 | Tier 2 | Distribution Circuit |  |  |  | 2576289 | Sus |  | UnknownCause¦Patrolfoundnothing¦¦
24-0114862 | Equipment Failure/Involved | Electrical Overload | Transformer (OH) | Leaking | 2024 | Tier 2 | Distribution Circuit |  |  |  | 2576337 | Sus |  | EquipmentFailureInvolved¦ElectricalOverload¦Transformer(OH)¦Leaking
24-0102391 | Wildfire Mitigation | Planned - WSIP/System Hardening |  |  | 2024 | Tier 2 | Distribution Circuit |  |  |  | 2577028 | Sus |  | WildfireMitigation¦PlannedWSIPSystemHardening¦¦
24-0106599 | Wildfire Mitigation | Planned - WSIP/System Hardening |  |  | 2024 | Tier 2 | Distribution Circuit |  |  |  | 2577055 | Sus |  | WildfireMitigation¦PlannedWSIPSystemHardening¦¦
24-0108836 | Company Initiated | Planned- maintenance |  |  | 2024 | Tier 2 | Transformer only |  |  |  | 2577063 | Sus |  | CompanyInitiated¦Plannedmaintenance¦¦
24-0106635 | Wildfire Mitigation | Planned - WSIP/System Hardening |  |  | 2024 | Tier 2 | Distribution Circuit |  |  |  | 2577064 | Sus |  | WildfireMitigation¦PlannedWSIPSystemHardening¦¦
24-0114772 | Equipment Failure/Involved | Overhead | Pole-Wood | Broken | 2024 | Tier 2 | Distribution Circuit |  |  |  | 2577073 | Sus |  | EquipmentFailureInvolved¦Overhead¦PoleWood¦Broken
24-0107675 | Company Initiated | Planned- maintenance |  |  | 2024 | Tier 2 | Distribution Circuit |  |  |  | 2577099 | Sus |  | CompanyInitiated¦Plannedmaintenance¦¦
24-0110013 | Wildfire Mitigation | Planned - WSIP/System Hardening |  |  | 2024 | Tier 2 | Transformer only |  |  |  | 2577126 | Sus |  | WildfireMitigation¦PlannedWSIPSystemHardening¦¦
24-0100734 | Company Initiated | Planned- capital |  |  | 2024 | Tier 2 | Distribution Circuit |  |  |  | 2577155 | Sus |  | CompanyInitiated¦Plannedcapital¦¦
24-0110578 | Company Initiated | Planned- maintenance |  |  | 2024 | Tier 2 | Distribution Circuit |  |  |  | 2577153 | Sus |  | CompanyInitiated¦Plannedmaintenance¦¦
24-0094002 | Company Initiated | Planned- capital |  |  | 2024 | Tier 3 | Distribution Circuit |  |  |  | 2577208 | Sus |  | CompanyInitiated¦Plannedcapital¦¦
24-0110329 | Company Initiated | Planned- maintenance |  |  | 2024 | Tier 2 | Transformer only |  |  |  | 2577159 | Sus |  | CompanyInitiated¦Plannedmaintenance¦¦
24-0110152 | Wildfire Mitigation | Planned - WSIP/System Hardening | Pole-Wood | Deteriorated | 2024 | Tier 3 | Distribution Circuit |  |  |  | 2577160 | Sus |  | WildfireMitigation¦PlannedWSIPSystemHardening¦PoleWood¦Deteriorated
24-0113694 | Company Initiated | Planned- maintenance |  |  | 2024 | Tier 2 | Distribution Circuit |  |  |  | 2577281 | Sus |  | CompanyInitiated¦Plannedmaintenance¦¦
24-0108849 | Wildfire Mitigation | Planned - WSIP/System Hardening |  |  | 2024 | Tier 3 | Transformer only |  |  |  | 2577599 | Sus |  | WildfireMitigation¦PlannedWSIPSystemHardening¦¦
24-0110015 | Wildfire Mitigation | Planned - WSIP/System Hardening |  |  | 2024 | Tier 3 | Transformer only |  |  |  | 2577480 | Sus |  | WildfireMitigation¦PlannedWSIPSystemHardening¦¦
24-0113697 | Wildfire Mitigation | Planned - WSIP/System Hardening |  |  | 2024 | Tier 2 | Transformer only |  |  |  | 2577556 | Sus |  | WildfireMitigation¦PlannedWSIPSystemHardening¦¦
24-0110020 | Wildfire Mitigation | Planned - WSIP/System Hardening |  |  | 2024 | Tier 3 | Transformer only |  |  |  | 2577643 | Sus |  | WildfireMitigation¦PlannedWSIPSystemHardening¦¦
24-0100743 | Company Initiated | Planned- maintenance |  |  | 2024 | Tier 2 | Distribution Circuit |  |  |  | 2578011 | Sus |  | CompanyInitiated¦Plannedmaintenance¦¦
24-0106562 | Company Initiated | Planned- capital |  |  | 2024 | Tier 2 | Distribution Circuit |  |  |  | 2578042 | Sus |  | CompanyInitiated¦Plannedcapital¦¦
24-0106578 | Company Initiated | Planned- capital |  |  | 2024 | Tier 2 | Distribution Circuit |  |  |  | 2578111 | Sus |  | CompanyInitiated¦Plannedcapital¦¦
24-0111118 | Company Initiated | Planned- maintenance |  |  | 2024 | Tier 2 | Transformer only |  |  |  | 2578297 | Sus |  | CompanyInitiated¦Plannedmaintenance¦¦
24-0115808 | Equipment Failure/Involved | Overhead | Crossarm- Wood | Deteriorated | 2024 | Tier 2 | Distribution Circuit |  |  |  | 2578093 | Sus |  | EquipmentFailureInvolved¦Overhead¦CrossarmWood¦Deteriorated
24-0109837 | Company Initiated | Planned- capital |  |  | 2024 | Tier 2 | Distribution Circuit |  |  |  | 2578108 | Sus |  | CompanyInitiated¦Plannedcapital¦¦
24-0110095 | Wildfire Mitigation | Planned - WSIP/System Hardening |  |  | 2024 | Tier 2 | Distribution Circuit |  |  |  | 2578120 | Sus |  | WildfireMitigation¦PlannedWSIPSystemHardening¦¦
24-0099690 | Company Initiated | Planned- capital |  |  | 2024 | Tier 2 | Distribution Circuit |  |  |  | 2578138 | Sus |  | CompanyInitiated¦Plannedcapital¦¦
24-0110983 | Wildfire Mitigation | Planned - WSIP/System Hardening |  |  | 2024 | Tier 3 | Transformer only |  |  |  | 2578218 | Sus |  | WildfireMitigation¦PlannedWSIPSystemHardening¦¦
24-0104147 | Company Initiated | Planned- maintenance |  |  | 2024 | Tier 2 | Distribution Circuit |  |  |  | 2578256 | Sus |  | CompanyInitiated¦Plannedmaintenance¦¦
24-0111117 | Company Initiated | Planned- maintenance |  |  | 2024 | Tier 2 | Distribution Circuit |  |  |  | 2578364 | Sus |  | CompanyInitiated¦Plannedmaintenance¦¦
24-0116277 | Equipment Failure/Involved | Overhead | Crossarm- Wood | Broken | 2024 | Tier 2 | Distribution Circuit |  |  |  | 2578864 | Sus |  | EquipmentFailureInvolved¦Overhead¦CrossarmWood¦Broken
24-0116334 | Equipment Failure/Involved | Fire- pole | Pole-Wood | Broken | 2024 | Tier 2 | Distribution Circuit |  |  |  | 2579080 | Sus |  | EquipmentFailureInvolved¦Firepole¦PoleWood¦Broken
24-0113715 | Wildfire Mitigation | Planned - WSIP/System Hardening |  |  | 2024 | Tier 2 | Transformer only |  |  |  | 2579142 | Sus |  | WildfireMitigation¦PlannedWSIPSystemHardening¦¦
24-0104807 | Company Initiated | Planned- capital |  |  | 2024 | Tier 2 | Distribution Circuit |  |  |  | 2579184 | Sus |  | CompanyInitiated¦Plannedcapital¦¦
24-0111122 | Company Initiated | Planned- maintenance |  |  | 2024 | Tier 2 | Transformer only |  |  |  | 2579199 | Sus |  | CompanyInitiated¦Plannedmaintenance¦¦
24-0106670 | Company Initiated | Planned- maintenance |  |  | 2024 | Tier 2 | Transformer only |  |  |  | 2579198 | Sus |  | CompanyInitiated¦Plannedmaintenance¦¦
24-0111120 | Company Initiated | Planned- maintenance |  |  | 2024 | Tier 2 | Distribution Circuit |  |  |  | 2579228 | Sus |  | CompanyInitiated¦Plannedmaintenance¦¦
24-0110008 | Wildfire Mitigation | Planned - WSIP/System Hardening |  |  | 2024 | Tier 2 | Transformer only |  |  |  | 2579212 | Sus |  | WildfireMitigation¦PlannedWSIPSystemHardening¦¦
24-0105179 | Company Initiated | Planned- maintenance |  |  | 2024 | Tier 2 | Distribution Circuit |  |  |  | 2579218 | Sus |  | CompanyInitiated¦Plannedmaintenance¦¦
24-0110591 | Wildfire Mitigation | Planned - WSIP/System Hardening |  |  | 2024 | Tier 2 | Transformer only |  |  |  | 2579264 | Sus |  | WildfireMitigation¦PlannedWSIPSystemHardening¦¦
24-0111281 | Company Initiated | Planned- maintenance |  |  | 2024 | Tier 2 | Transformer only |  |  |  | 2579545 | Sus |  | CompanyInitiated¦Plannedmaintenance¦¦
24-0111282 | Company Initiated | Planned- maintenance |  |  | 2024 | Tier 2 | Transformer only |  |  |  | 2579546 | Sus |  | CompanyInitiated¦Plannedmaintenance¦¦
24-0110009 | Wildfire Mitigation | Planned - WSIP/System Hardening |  |  | 2024 | Tier 2 | Transformer only |  |  |  | 2579481 | Sus |  | WildfireMitigation¦PlannedWSIPSystemHardening¦¦
24-0116757 | Vegetation | Tree - fell into line | Conductor- Overhead | Normal | 2024 | Tier 2 | Distribution Circuit |  |  |  | 2579575 | Sus |  | Vegetation¦Treefellintoline¦ConductorOverhead¦Normal
24-0112723 | Company Initiated | Planned- maintenance |  |  | 2024 | Tier 2 | Distribution Circuit |  |  |  | 2579867 | Sus |  | CompanyInitiated¦Plannedmaintenance¦¦
24-0110982 | Wildfire Mitigation | Planned - WSIP/System Hardening |  |  | 2024 | Tier 3 | Distribution Circuit |  |  |  | 2579885 | Sus |  | WildfireMitigation¦PlannedWSIPSystemHardening¦¦
24-0110012 | Wildfire Mitigation | Planned - WSIP/System Hardening |  |  | 2024 | Tier 3 | Transformer only |  |  |  | 2579948 | Sus |  | WildfireMitigation¦PlannedWSIPSystemHardening¦¦
24-0100764 | Company Initiated | Planned- capital |  |  | 2024 | Tier 2 | Distribution Circuit |  |  |  | 2579949 | Sus |  | CompanyInitiated¦Plannedcapital¦¦
24-0116939 | Unknown Cause | Patrol - found nothing |  |  | 2024 | Tier 2 | Distribution Circuit |  |  |  | 2580201 | Sus |  | UnknownCause¦Patrolfoundnothing¦¦
24-0116991 | Unknown Cause | Patrol - found nothing |  |  | 2024 | Tier 2 | Distribution Circuit |  |  |  | 2580451 | Sus |  | UnknownCause¦Patrolfoundnothing¦¦
24-0117052 | Equipment Failure/Involved | Overhead | Pole-Wood | Broken | 2024 | Tier 2 | Distribution Circuit |  |  |  | 2580641 | Sus |  | EquipmentFailureInvolved¦Overhead¦PoleWood¦Broken
24-0111420 | Wildfire Mitigation | Planned - WSIP/System Hardening |  |  | 2024 | Tier 2 | Distribution Circuit |  |  |  | 2581016 | Sus |  | WildfireMitigation¦PlannedWSIPSystemHardening¦¦
24-0112875 | Company Initiated | Planned- maintenance |  |  | 2024 | Tier 2 | Transformer only |  |  |  | 2581080 | Sus |  | CompanyInitiated¦Plannedmaintenance¦¦
24-0111448 | Company Initiated | Planned- maintenance |  |  | 2024 | Tier 2 | Distribution Circuit |  |  |  | 2581132 | Sus |  | CompanyInitiated¦Plannedmaintenance¦¦
24-0111384 | Company Initiated | Planned- maintenance |  |  | 2024 | Tier 2 | Distribution Circuit |  |  |  | 2581347 | Sus |  | CompanyInitiated¦Plannedmaintenance¦¦
24-0117479 | Vegetation | Tree - fell into line | Conductor- Overhead | Normal | 2024 | Tier 2 | Distribution Circuit |  |  |  | 2581553 | Sus |  | Vegetation¦Treefellintoline¦ConductorOverhead¦Normal
24-0112329 | Company Initiated | Planned- maintenance |  |  | 2024 | Tier 2 | Transformer only |  |  |  | 2581994 | Sus |  | CompanyInitiated¦Plannedmaintenance¦¦
24-0111532 | Company Initiated | Planned- maintenance |  |  | 2024 | Tier 2 | Distribution Circuit |  |  |  | 2581976 | Sus |  | CompanyInitiated¦Plannedmaintenance¦¦
24-0106475 | Company Initiated | Planned- capital |  |  | 2024 | Tier 2 | Distribution Circuit |  |  |  | 2582025 | Sus |  | CompanyInitiated¦Plannedcapital¦¦
24-0111330 | Company Initiated | Planned- maintenance |  |  | 2024 | Tier 2 | Distribution Circuit |  |  |  | 2581949 | Sus |  | CompanyInitiated¦Plannedmaintenance¦¦
24-0112940 | Wildfire Mitigation | Planned - WSIP/System Hardening |  |  | 2024 | Tier 2 | Distribution Circuit |  |  |  | 2582006 | Sus |  | WildfireMitigation¦PlannedWSIPSystemHardening¦¦
24-0113149 | Company Initiated | Planned- maintenance |  |  | 2024 | Tier 2 | Distribution Circuit |  |  |  | 2582312 | Sus |  | CompanyInitiated¦Plannedmaintenance¦¦
24-0117828 | Unknown Cause | Patrol - found nothing |  |  | 2024 | Tier 2 | Distribution Circuit |  |  |  | 2582369 | Sus |  | UnknownCause¦Patrolfoundnothing¦¦
24-0118128 | Equipment Failure/Involved | Overhead | Pole-Wood | Broken | 2024 | Tier 2 | Distribution Circuit |  |  |  | 2583001 | Sus |  | EquipmentFailureInvolved¦Overhead¦PoleWood¦Broken
24-0106659 | Wildfire Mitigation | Planned - WSIP/System Hardening |  |  | 2024 | Tier 2 | Distribution Circuit |  |  |  | 2583053 | Sus |  | WildfireMitigation¦PlannedWSIPSystemHardening¦¦
24-0109529 | Company Initiated | Planned- maintenance |  |  | 2024 | Tier 2 | Distribution Circuit |  |  |  | 2583081 | Sus |  | CompanyInitiated¦Plannedmaintenance¦¦
24-0109697 | Wildfire Mitigation | Planned - WSIP/System Hardening |  |  | 2024 | Tier 2 | Distribution Circuit |  |  |  | 2583095 | Sus |  | WildfireMitigation¦PlannedWSIPSystemHardening¦¦
24-0101310 | Company Initiated | Planned- maintenance |  |  | 2024 | Tier 2 | Distribution Circuit |  |  |  | 2583080 | Sus |  | CompanyInitiated¦Plannedmaintenance¦¦
24-0110902 | Company Initiated | Planned- capital |  |  | 2024 | Tier 2 | Distribution Circuit |  |  |  | 2583166 | Sus |  | CompanyInitiated¦Plannedcapital¦¦
24-0111421 | Wildfire Mitigation | Planned - WSIP/System Hardening |  |  | 2024 | Tier 2 | Distribution Circuit |  |  |  | 2583117 | Sus |  | WildfireMitigation¦PlannedWSIPSystemHardening¦¦
24-0109479 | Wildfire Mitigation | Planned - WSIP/System Hardening |  |  | 2024 | Tier 2 | Distribution Circuit |  |  |  | 2583151 | Sus |  | WildfireMitigation¦PlannedWSIPSystemHardening¦¦
24-0111374 | Company Initiated | Planned- capital |  |  | 2024 | Tier 2 | Distribution Circuit |  |  |  | 2583326 | Sus |  | CompanyInitiated¦Plannedcapital¦¦
24-0112645 | Wildfire Mitigation | Planned - WSIP/System Hardening |  |  | 2024 | Tier 2 | Transformer only |  |  |  | 2583322 | Sus |  | WildfireMitigation¦PlannedWSIPSystemHardening¦¦
24-0118544 | 3rd Party | Gun Shot | Conductor- Overhead | Broken | 2024 | Tier 2 | Distribution Circuit |  |  |  | 2583748 | Sus |  | 3rdParty¦GunShot¦ConductorOverhead¦Broken
24-0114866 | Company Initiated | Planned- maintenance |  |  | 2024 | Tier 2 | Distribution Circuit |  |  |  | 2584407 | Sus |  | CompanyInitiated¦Plannedmaintenance¦¦
24-0114376 | Company Initiated | Planned- maintenance |  |  | 2024 | Tier 2 | Transformer only |  |  |  | 2584428 | Sus |  | CompanyInitiated¦Plannedmaintenance¦¦
24-0105981 | Company Initiated | Planned- capital |  |  | 2024 | Tier 2 | Distribution Circuit |  |  |  | 2584470 | Sus |  | CompanyInitiated¦Plannedcapital¦¦
24-0107922 | Company Initiated | Planned- maintenance |  |  | 2024 | Tier 2 | Distribution Circuit |  |  |  | 2584445 | Sus |  | CompanyInitiated¦Plannedmaintenance¦¦
24-0113735 | Wildfire Mitigation | Planned - WSIP/System Hardening |  |  | 2024 | Tier 3 | Distribution Circuit |  |  |  | 2584441 | Sus |  | WildfireMitigation¦PlannedWSIPSystemHardening¦¦
24-0113744 | Wildfire Mitigation | Planned - WSIP/System Hardening |  |  | 2024 | Tier 3 | Distribution Circuit |  |  |  | 2584461 | Sus |  | WildfireMitigation¦PlannedWSIPSystemHardening¦¦
24-0109785 | Company Initiated | Planned- capital |  |  | 2024 | Tier 2 | Distribution Circuit |  |  |  | 2584565 | Sus |  | CompanyInitiated¦Plannedcapital¦¦
24-0113091 | Company Initiated | Planned- maintenance |  |  | 2024 | Tier 2 | Distribution Circuit |  |  |  | 2584474 | Sus |  | CompanyInitiated¦Plannedmaintenance¦¦
24-0118794 | Equipment Failure/Involved | Overhead | Pole-Wood | Deteriorated | 2024 | Tier 2 | Distribution Circuit |  |  |  | 2584493 | Sus |  | EquipmentFailureInvolved¦Overhead¦PoleWood¦Deteriorated
24-0115340 | Wildfire Mitigation | Planned - WSIP/System Hardening |  |  | 2024 | Tier 2 | Distribution Circuit |  |  |  | 2584780 | Sus |  | WildfireMitigation¦PlannedWSIPSystemHardening¦¦
24-0112400 | Wildfire Mitigation | Planned - WSIP/System Hardening |  |  | 2024 | Tier 2 | Distribution Circuit |  |  |  | 2585455 | Sus |  | WildfireMitigation¦PlannedWSIPSystemHardening¦¦
24-0110089 | Wildfire Mitigation | Planned - WSIP/System Hardening |  |  | 2024 | Tier 2 | Distribution Circuit |  |  |  | 2585510 | Sus |  | WildfireMitigation¦PlannedWSIPSystemHardening¦¦
24-0112644 | Company Initiated | Planned- capital |  |  | 2024 | Tier 2 | Distribution Circuit |  |  |  | 2585553 | Sus |  | CompanyInitiated¦Plannedcapital¦¦
24-0114932 | Company Initiated | Planned- maintenance |  |  | 2024 | Tier 2 | Transformer only |  |  |  | 2585892 | Sus |  | CompanyInitiated¦Plannedmaintenance¦¦
24-0115741 | Company Initiated | Planned- maintenance |  |  | 2024 | Tier 2 | Transformer only |  |  |  | 2586644 | Sus |  | CompanyInitiated¦Plannedmaintenance¦¦
24-0114884 | Company Initiated | Planned- maintenance |  |  | 2024 | Tier 2 | Transformer only |  |  |  | 2586781 | Sus |  | CompanyInitiated¦Plannedmaintenance¦¦
24-0115742 | Wildfire Mitigation | Planned - WSIP/System Hardening |  |  | 2024 | Tier 2 | Transformer only |  |  |  | 2586825 | Sus |  | WildfireMitigation¦PlannedWSIPSystemHardening¦¦
24-0120028 | Vegetation | Tree - fell into line | Transformer | Broken- wire on ground | 2024 | Tier 3 | Transformer only |  |  |  | 2587799 | Sus |  | Vegetation¦Treefellintoline¦Transformer¦Brokenwireonground
24-0112237 | Company Initiated | Planned- maintenance |  |  | 2024 | Tier 2 | Distribution Circuit |  |  |  | 2588007 | Sus |  | CompanyInitiated¦Plannedmaintenance¦¦
24-0112237 | Company Initiated | Planned- maintenance |  |  | 2024 | Tier 2 | Distribution Circuit |  |  |  | 2588008 | Sus |  | CompanyInitiated¦Plannedmaintenance¦¦
24-0112083 | Company Initiated | Planned- maintenance |  |  | 2024 | Tier 2 | Distribution Circuit |  |  |  | 2588057 | Sus |  | CompanyInitiated¦Plannedmaintenance¦¦
24-0116626 | Company Initiated | Planned- maintenance |  |  | 2024 | Tier 3 | Transformer only |  |  |  | 2588109 | Sus |  | CompanyInitiated¦Plannedmaintenance¦¦
24-0118350 | Company Initiated | Planned- maintenance |  |  | 2024 | Tier 2 | Distribution Circuit |  |  |  | 2588114 | Sus |  | CompanyInitiated¦Plannedmaintenance¦¦
24-0115018 | Wildfire Mitigation | Planned - WSIP/System Hardening |  |  | 2024 | Tier 2 | Distribution Circuit |  |  |  | 2588117 | Sus |  | WildfireMitigation¦PlannedWSIPSystemHardening¦¦
24-0116613 | Company Initiated | Planned- maintenance |  |  | 2024 | Tier 2 | Transformer only |  |  |  | 2588217 | Sus |  | CompanyInitiated¦Plannedmaintenance¦¦
24-0116625 | Company Initiated | Planned- maintenance |  |  | 2024 | Tier 3 | Transformer only |  |  |  | 2588222 | Sus |  | CompanyInitiated¦Plannedmaintenance¦¦
24-0112433 | Company Initiated | Planned- maintenance |  |  | 2024 | Tier 2 | Transformer only |  |  |  | 2588369 | Sus |  | CompanyInitiated¦Plannedmaintenance¦¦
24-0120278 | Equipment Failure/Involved | Underground | Conductor- Underground | Burned/flashed | 2024 | Tier 2 | Distribution Circuit |  |  |  | 2588367 | Sus |  | EquipmentFailureInvolved¦Underground¦ConductorUnderground¦Burnedflashed
24-0120408 | Animal | Bird found | Conductor- Overhead | Normal | 2024 | Tier 2 | Distribution Circuit |  |  |  | 2588611 | Sus |  | Animal¦Birdfound¦ConductorOverhead¦Normal
24-0120469 | Vegetation | Tree - fell into line | Conductor- Overhead | Normal | 2024 | Tier 2 | Distribution Circuit |  |  |  | 2588997 | Sus |  | Vegetation¦Treefellintoline¦ConductorOverhead¦Normal
24-0110157 | Wildfire Mitigation | Planned - WSIP/System Hardening |  |  | 2024 | Tier 3 | Distribution Circuit |  |  |  | 2589160 | Sus |  | WildfireMitigation¦PlannedWSIPSystemHardening¦¦
24-0112899 | Company Initiated | Planned- maintenance |  |  | 2024 | Tier 2 | Distribution Circuit |  |  |  | 2589208 | Sus |  | CompanyInitiated¦Plannedmaintenance¦¦
24-0114189 | Wildfire Mitigation | Planned - WSIP/System Hardening |  |  | 2024 | Tier 2 | Distribution Circuit |  |  |  | 2589219 | Sus |  | WildfireMitigation¦PlannedWSIPSystemHardening¦¦
24-0113425 | Company Initiated | Planned- maintenance |  |  | 2024 | Tier 2 | Distribution Circuit |  |  |  | 2589183 | Sus |  | CompanyInitiated¦Plannedmaintenance¦¦
24-0118528 | Wildfire Mitigation | Planned - WSIP/System Hardening |  |  | 2024 | Tier 2 | Transformer only |  |  |  | 2589284 | Sus |  | WildfireMitigation¦PlannedWSIPSystemHardening¦¦
24-0117905 | Company Initiated | Planned- maintenance |  |  | 2024 | Tier 2 | Transformer only |  |  |  | 2589295 | Sus |  | CompanyInitiated¦Plannedmaintenance¦¦
24-0113270 | Company Initiated | Planned- maintenance |  |  | 2024 | Tier 2 | Distribution Circuit |  |  |  | 2589315 | Sus |  | CompanyInitiated¦Plannedmaintenance¦¦
24-0112911 | Company Initiated | Planned- maintenance |  |  | 2024 | Tier 2 | Transformer only |  |  |  | 2589522 | Sus |  | CompanyInitiated¦Plannedmaintenance¦¦
24-0117929 | Company Initiated | Planned- maintenance |  |  | 2024 | Tier 2 | Transformer only |  |  |  | 2589729 | Sus |  | CompanyInitiated¦Plannedmaintenance¦¦
24-0110781 | Company Initiated | Planned- capital |  |  | 2024 | Tier 2 | Distribution Circuit |  |  |  | 2590134 | Sus |  | CompanyInitiated¦Plannedcapital¦¦
24-0121003 | Unknown Cause | Patrol - found nothing |  |  | 2024 | Tier 2 | Distribution Circuit |  |  |  | 2590219 | Sus |  | UnknownCause¦Patrolfoundnothing¦¦
24-0116055 | Wildfire Mitigation | Planned - WSIP/System Hardening |  |  | 2024 | Tier 2 | Distribution Circuit |  |  |  | 2590228 | Sus |  | WildfireMitigation¦PlannedWSIPSystemHardening¦¦
24-0108607 | Company Initiated | Planned- maintenance |  |  | 2024 | Tier 2 | Distribution Circuit |  |  |  | 2590316 | Sus |  | CompanyInitiated¦Plannedmaintenance¦¦
24-0112847 | Company Initiated | Planned- maintenance |  |  | 2024 | Tier 2 | Transformer only |  |  |  | 2590299 | Sus |  | CompanyInitiated¦Plannedmaintenance¦¦
24-0110993 | Company Initiated | Planned- capital |  |  | 2024 | Tier 2 | Distribution Circuit |  |  |  | 2590305 | Sus |  | CompanyInitiated¦Plannedcapital¦¦
24-0111917 | Company Initiated | Planned- capital |  |  | 2024 | Tier 2 | Distribution Circuit |  |  |  | 2590355 | Sus |  | CompanyInitiated¦Plannedcapital¦¦
24-0114217 | Wildfire Mitigation | Planned - WSIP/System Hardening |  |  | 2024 | Tier 2 | Distribution Circuit |  |  |  | 2590336 | Sus |  | WildfireMitigation¦PlannedWSIPSystemHardening¦¦
24-0117899 | Company Initiated | Planned- maintenance |  |  | 2024 | Tier 2 | Distribution Circuit |  |  |  | 2590391 | Sus |  | CompanyInitiated¦Plannedmaintenance¦¦
24-0115785 | Company Initiated | Planned- maintenance |  |  | 2024 | Tier 2 | Distribution Circuit |  |  |  | 2590318 | Sus |  | CompanyInitiated¦Plannedmaintenance¦¦
24-0118715 | Company Initiated | Planned- maintenance |  |  | 2024 | Tier 3 | Distribution Circuit |  |  |  | 2590415 | Sus |  | CompanyInitiated¦Plannedmaintenance¦¦
24-0106669 | Wildfire Mitigation | Planned - WSIP/System Hardening |  |  | 2024 | Tier 3 | Distribution Circuit |  |  |  | 2590443 | Sus |  | WildfireMitigation¦PlannedWSIPSystemHardening¦¦
24-0115394 | Company Initiated | Planned- maintenance |  |  | 2024 | Tier 3 | Transformer only |  |  |  | 2590616 | Sus |  | CompanyInitiated¦Plannedmaintenance¦¦
24-0117892 | Company Initiated | Planned- maintenance |  |  | 2024 | Tier 2 | Transformer only |  |  |  | 2590642 | Sus |  | CompanyInitiated¦Plannedmaintenance¦¦
24-0115407 | Company Initiated | Planned- maintenance |  |  | 2024 | Tier 2 | Transformer only |  |  |  | 2590742 | Sus |  | CompanyInitiated¦Plannedmaintenance¦¦
24-0117965 | Wildfire Mitigation | Planned - WSIP/System Hardening |  |  | 2024 | Tier 2 | Transformer only |  |  |  | 2590816 | Sus |  | WildfireMitigation¦PlannedWSIPSystemHardening¦¦
24-0121419 | Company Initiated | Personnel- company | Fuse | Normal | 2024 | Tier 2 | Distribution Circuit |  |  |  | 2590825 | Sus |  | CompanyInitiated¦Personnelcompany¦Fuse¦Normal
24-0121465 | 3rd Party | Tree - cutting- 3rd party | Conductor- Overhead | Normal | 2024 | Tier 3 | Distribution Circuit |  |  |  | 2590899 | Sus |  | 3rdParty¦Treecutting3rdparty¦ConductorOverhead¦Normal
24-0121650 | Equipment Failure/Involved | Overhead | Pole-Wood | Deteriorated | 2024 | Tier 2 | Distribution Circuit |  |  |  | 2591265 | Sus |  | EquipmentFailureInvolved¦Overhead¦PoleWood¦Deteriorated
24-0112858 | Company Initiated | Planned- maintenance |  |  | 2024 | Tier 2 | Distribution Circuit |  |  |  | 2591311 | Sus |  | CompanyInitiated¦Plannedmaintenance¦¦
24-0117920 | Company Initiated | Planned- maintenance |  |  | 2024 | Tier 2 | Distribution Circuit |  |  |  | 2591315 | Sus |  | CompanyInitiated¦Plannedmaintenance¦¦
24-0116182 | Company Initiated | Planned- capital |  |  | 2024 | Tier 3 | Distribution Circuit |  |  |  | 2591342 | Sus |  | CompanyInitiated¦Plannedcapital¦¦
24-0117953 | Company Initiated | Planned- maintenance |  |  | 2024 | Tier 2 | Distribution Circuit |  |  |  | 2591570 | Sus |  | CompanyInitiated¦Plannedmaintenance¦¦
24-0116736 | Wildfire Mitigation | Planned - WSIP/System Hardening |  |  | 2024 | Tier 2 | Distribution Circuit |  |  |  | 2591671 | Sus |  | WildfireMitigation¦PlannedWSIPSystemHardening¦¦
24-0112497 | Wildfire Mitigation | Planned - WSIP/System Hardening |  |  | 2024 | Tier 2 | Transformer only |  |  |  | 2592057 | Sus |  | WildfireMitigation¦PlannedWSIPSystemHardening¦¦
24-0104480 | Wildfire Mitigation | Planned - WSIP/System Hardening |  |  | 2024 | Tier 2 | Distribution Circuit |  |  |  | 2592098 | Sus |  | WildfireMitigation¦PlannedWSIPSystemHardening¦¦
24-0122095 | Equipment Failure/Involved | Overhead | Crossarm- Wood | Broken | 2024 | Tier 2 | Distribution Circuit |  |  |  | 2592042 | Sus |  | EquipmentFailureInvolved¦Overhead¦CrossarmWood¦Broken
24-0115885 | Company Initiated | Planned- maintenance |  |  | 2024 | Tier 2 | Distribution Circuit |  |  |  | 2592107 | Sus |  | CompanyInitiated¦Plannedmaintenance¦¦
24-0115888 | Company Initiated | Planned- maintenance |  |  | 2024 | Tier 2 | Transformer only |  |  |  | 2592115 | Sus |  | CompanyInitiated¦Plannedmaintenance¦¦
24-0115854 | Company Initiated | Planned- maintenance |  |  | 2024 | Tier 2 | Distribution Circuit |  |  |  | 2592330 | Sus |  | CompanyInitiated¦Plannedmaintenance¦¦
24-0122282 | Unknown Cause | Patrol - found nothing |  |  | 2024 | Tier 2 | Distribution Circuit |  |  |  | 2592349 | Sus |  | UnknownCause¦Patrolfoundnothing¦¦
24-0115920 | Wildfire Mitigation | Planned - WSIP/System Hardening |  |  | 2024 | Tier 2 | Distribution Circuit |  |  |  | 2592424 | Sus |  | WildfireMitigation¦PlannedWSIPSystemHardening¦¦
24-0122491 | Equipment Failure/Involved | Overhead | Insulator | Broken | 2024 | Tier 2 | Distribution Circuit |  |  |  | 2592697 | Sus |  | EquipmentFailureInvolved¦Overhead¦Insulator¦Broken
24-0118738 | Company Initiated | Planned- maintenance |  |  | 2024 | Tier 2 | Distribution Circuit |  |  |  | 2592845 | Sus |  | CompanyInitiated¦Plannedmaintenance¦¦
24-0118797 | Company Initiated | Planned- maintenance |  |  | 2024 | Tier 2 | Transformer only |  |  |  | 2592854 | Sus |  | CompanyInitiated¦Plannedmaintenance¦¦
24-0122556 | Unknown Cause | Patrol - found nothing |  |  | 2024 | Tier 2 | Distribution Circuit |  |  |  | 2592947 | Sus |  | UnknownCause¦Patrolfoundnothing¦¦
24-0122661 | Unknown Cause | Patrol - found nothing |  |  | 2024 | Tier 2 | Distribution Circuit |  |  |  | 2593424 | Sus |  | UnknownCause¦Patrolfoundnothing¦¦
24-0114673 | Company Initiated | Planned- maintenance |  |  | 2024 | Tier 2 | Distribution Circuit |  |  |  | 2593457 | Sus |  | CompanyInitiated¦Plannedmaintenance¦¦
24-0122700 | Equipment Failure/Involved | Overhead | Fuse | Broken | 2024 | Tier 3 | Transformer only |  |  |  | 2593502 | Sus |  | EquipmentFailureInvolved¦Overhead¦Fuse¦Broken
24-0118398 | Wildfire Mitigation | Planned - WSIP/System Hardening |  |  | 2024 | Tier 2 | Distribution Circuit |  |  |  | 2593900 | Sus |  | WildfireMitigation¦PlannedWSIPSystemHardening¦¦
24-0115248 | Company Initiated | Planned- maintenance |  |  | 2024 | Tier 2 | Distribution Circuit |  |  |  | 2593934 | Sus |  | CompanyInitiated¦Plannedmaintenance¦¦
24-0105973 | Company Initiated | Planned- capital |  |  | 2024 | Tier 2 | Distribution Circuit |  |  |  | 2594036 | Sus |  | CompanyInitiated¦Plannedcapital¦¦
24-0111992 | Company Initiated | Planned- capital |  |  | 2024 | Tier 2 | Distribution Circuit |  |  |  | 2594057 | Sus |  | CompanyInitiated¦Plannedcapital¦¦
24-0117270 | Company Initiated | Planned- maintenance |  |  | 2024 | Tier 2 | Distribution Circuit |  |  |  | 2594044 | Sus |  | CompanyInitiated¦Plannedmaintenance¦¦
24-0117256 | Company Initiated | Planned- maintenance |  |  | 2024 | Tier 2 | Distribution Circuit |  |  |  | 2594040 | Sus |  | CompanyInitiated¦Plannedmaintenance¦¦
24-0118645 | Company Initiated | Planned- maintenance |  |  | 2024 | Tier 3 | Transformer only |  |  |  | 2594391 | Sus |  | CompanyInitiated¦Plannedmaintenance¦¦
24-0117925 | Company Initiated | Planned- maintenance |  |  | 2024 | Tier 2 | Distribution Circuit |  |  |  | 2593974 | Sus |  | CompanyInitiated¦Plannedmaintenance¦¦
24-0118520 | Wildfire Mitigation | Planned - WSIP/System Hardening |  |  | 2024 | Tier 2 | Transformer only |  |  |  | 2594396 | Sus |  | WildfireMitigation¦PlannedWSIPSystemHardening¦¦
24-0117190 | Wildfire Mitigation | Planned - WSIP/System Hardening |  |  | 2024 | Tier 2 | Transformer only |  |  |  | 2594427 | Sus |  | WildfireMitigation¦PlannedWSIPSystemHardening¦¦
24-0123181 | Unknown Cause | Patrol - found nothing |  |  | 2024 | Tier 2 | Distribution Circuit |  |  |  | 2594830 | Sus |  | UnknownCause¦Patrolfoundnothing¦¦
24-0123322 | Equipment Failure/Involved | Overhead | Transformer | Failed/Faulted | 2024 | Tier 2 | Transformer only |  |  |  | 2594873 | Sus |  | EquipmentFailureInvolved¦Overhead¦Transformer¦FailedFaulted
24-0119104 | Wildfire Mitigation | Planned - WSIP/System Hardening |  |  | 2024 | Tier 2 | Distribution Circuit |  |  |  | 2594852 | Sus |  | WildfireMitigation¦PlannedWSIPSystemHardening¦¦
24-0118917 | Wildfire Mitigation | Planned - WSIP/System Hardening |  |  | 2024 | Tier 2 | Distribution Circuit |  |  |  | 2594893 | Sus |  | WildfireMitigation¦PlannedWSIPSystemHardening¦¦
24-0117964 | Company Initiated | Planned- maintenance |  |  | 2024 | Tier 3 | Distribution Circuit |  |  |  | 2594925 | Sus |  | CompanyInitiated¦Plannedmaintenance¦¦
24-0112492 | Company Initiated | Planned- maintenance |  |  | 2024 | Tier 2 | Distribution Circuit |  |  |  | 2594854 | Sus |  | CompanyInitiated¦Plannedmaintenance¦¦
24-0117940 | Wildfire Mitigation | Planned - WSIP/System Hardening |  |  | 2024 | Tier 2 | Transformer only |  |  |  | 2594984 | Sus |  | WildfireMitigation¦PlannedWSIPSystemHardening¦¦
24-0119450 | Company Initiated | Planned- capital |  |  | 2024 | Tier 2 | Distribution Circuit |  |  |  | 2594979 | Sus |  | CompanyInitiated¦Plannedcapital¦¦
24-0123242 | Environmental/External | Flood/Erosion | Pole-Wood | Deteriorated | 2024 | Tier 3 | Distribution Circuit |  |  |  | 2594983 | Sus |  | EnvironmentalExternal¦FloodErosion¦PoleWood¦Deteriorated
24-0107739 | Wildfire Mitigation | Planned - WSIP/System Hardening |  |  | 2024 | Tier 2 | Transformer only |  |  |  | 2595044 | Sus |  | WildfireMitigation¦PlannedWSIPSystemHardening¦¦
24-0123281 | Unknown Cause | Patrol - found nothing |  |  | 2024 | Tier 2 | Distribution Circuit |  |  |  | 2595112 | Sus |  | UnknownCause¦Patrolfoundnothing¦¦
24-0123358 | Vegetation | Tree - fell into line | Conductor- Overhead | Broken | 2024 | Tier 2 | Distribution Circuit |  |  |  | 2595199 | Sus |  | Vegetation¦Treefellintoline¦ConductorOverhead¦Broken
24-0119086 | Company Initiated | Planned- maintenance |  |  | 2024 | Tier 2 | Distribution Circuit |  |  |  | 2595367 | Sus |  | CompanyInitiated¦Plannedmaintenance¦¦
24-0123628 | Unknown Cause | Patrol - found nothing |  |  | 2024 | Tier 2 | Distribution Circuit |  |  |  | 2595717 | Sus |  | UnknownCause¦Patrolfoundnothing¦¦
24-0118796 | Company Initiated | Planned- maintenance |  |  | 2024 | Tier 2 | Distribution Circuit |  |  |  | 2595851 | Sus |  | CompanyInitiated¦Plannedmaintenance¦¦
24-0119561 | Company Initiated | Planned- maintenance |  |  | 2024 | Tier 3 | Transformer only |  |  |  | 2595883 | Sus |  | CompanyInitiated¦Plannedmaintenance¦¦
24-0112566 | Company Initiated | Planned- capital |  |  | 2024 | Tier 2 | Distribution Circuit |  |  |  | 2595892 | Sus |  | CompanyInitiated¦Plannedcapital¦¦
24-0118728 | Wildfire Mitigation | Planned - WSIP/System Hardening |  |  | 2024 | Tier 2 | Distribution Circuit |  |  |  | 2595842 | Sus |  | WildfireMitigation¦PlannedWSIPSystemHardening¦¦
24-0116060 | Wildfire Mitigation | Planned - WSIP/System Hardening |  |  | 2024 | Tier 3 | Distribution Circuit |  |  |  | 2595936 | Sus |  | WildfireMitigation¦PlannedWSIPSystemHardening¦¦
24-0124484 | Animal | Bird found | Conductor- Overhead | Normal | 2024 | Tier 2 | Distribution Circuit |  |  |  | 2597057 | Sus |  | Animal¦Birdfound¦ConductorOverhead¦Normal
24-0124746 | Vegetation | Tree - branch fell on line | Conductor- Overhead | Normal | 2024 | Tier 2 | Distribution Circuit |  |  |  | 2597559 | Sus |  | Vegetation¦Treebranchfellonline¦ConductorOverhead¦Normal
24-0124790 | Unknown Cause | Patrol - found nothing |  |  | 2024 | Tier 2 | Distribution Circuit |  |  |  | 2597841 | Sus |  | UnknownCause¦Patrolfoundnothing¦¦
24-0107208 | Company Initiated | Planned- capital |  |  | 2024 | Tier 2 | Distribution Circuit |  |  |  | 2598309 | Sus |  | CompanyInitiated¦Plannedcapital¦¦
24-0106799 | Company Initiated | Planned- capital |  |  | 2024 | Tier 2 | Distribution Circuit |  |  |  | 2598362 | Sus |  | CompanyInitiated¦Plannedcapital¦¦
24-0119016 | Wildfire Mitigation | Planned - WSIP/System Hardening |  |  | 2024 | Tier 2 | Transformer only |  |  |  | 2598589 | Sus |  | WildfireMitigation¦PlannedWSIPSystemHardening¦¦
24-0113469 | Wildfire Mitigation | Planned - WSIP/System Hardening |  |  | 2024 | Tier 2 | Distribution Circuit |  |  |  | 2598603 | Sus |  | WildfireMitigation¦PlannedWSIPSystemHardening¦¦
24-0125175 | Equipment Failure/Involved | Overhead | Pole-Wood | Deteriorated | 2024 | Tier 2 | Distribution Circuit |  |  |  | 2598766 | Sus |  | EquipmentFailureInvolved¦Overhead¦PoleWood¦Deteriorated
24-0125313 | Vegetation | Tree - fell into line | Conductor- Overhead | Broken- wire on ground | 2024 | Tier 2 | Distribution Circuit |  |  |  | 2599133 | Sus |  | Vegetation¦Treefellintoline¦ConductorOverhead¦Brokenwireonground
24-0121783 | Wildfire Mitigation | Planned - WSIP/System Hardening |  |  | 2024 | Tier 2 | Distribution Circuit |  |  |  | 2599118 | Sus |  | WildfireMitigation¦PlannedWSIPSystemHardening¦¦
24-0125452 | Unknown Cause | Patrol - found nothing |  |  | 2024 | Tier 2 | Transformer only |  |  |  | 2599396 | Sus |  | UnknownCause¦Patrolfoundnothing¦¦
24-0115577 | Company Initiated | Planned- maintenance |  |  | 2024 | Tier 2 | Distribution Circuit |  |  |  | 2599713 | Sus |  | CompanyInitiated¦Plannedmaintenance¦¦
24-0113121 | Company Initiated | Planned- maintenance |  |  | 2024 | Tier 2 | Distribution Circuit |  |  |  | 2600036 | Sus |  | CompanyInitiated¦Plannedmaintenance¦¦
24-0115745 | Wildfire Mitigation | Planned - WSIP/System Hardening |  |  | 2024 | Tier 2 | Distribution Circuit |  |  |  | 2600048 | Sus |  | WildfireMitigation¦PlannedWSIPSystemHardening¦¦
24-0117453 | Company Initiated | Planned- maintenance |  |  | 2024 | Tier 2 | Distribution Circuit |  |  |  | 2600078 | Sus |  | CompanyInitiated¦Plannedmaintenance¦¦
24-0088017 | Company Initiated | Planned- capital |  |  | 2024 | Tier 3 | Distribution Circuit |  |  |  | 2600111 | Sus |  | CompanyInitiated¦Plannedcapital¦¦
24-0118863 | Company Initiated | Planned- maintenance |  |  | 2024 | Tier 2 | Distribution Circuit |  |  |  | 2600131 | Sus |  | CompanyInitiated¦Plannedmaintenance¦¦
24-0118147 | Company Initiated | Planned- maintenance |  |  | 2024 | Tier 2 | Distribution Circuit |  |  |  | 2600140 | Sus |  | CompanyInitiated¦Plannedmaintenance¦¦
24-0122298 | Company Initiated | Planned- maintenance |  |  | 2024 | Tier 2 | Distribution Circuit |  |  |  | 2600144 | Sus |  | CompanyInitiated¦Plannedmaintenance¦¦
24-0120703 | Company Initiated | Planned- maintenance |  |  | 2024 | Tier 2 | Distribution Circuit |  |  |  | 2600151 | Sus |  | CompanyInitiated¦Plannedmaintenance¦¦
24-0126055 | Equipment Failure/Involved | Overhead | Transformer | Failed/Faulted | 2024 | Tier 2 | Transformer only |  |  |  | 2600791 | Sus |  | EquipmentFailureInvolved¦Overhead¦Transformer¦FailedFaulted
24-0120742 | Company Initiated | Planned- capital |  |  | 2024 | Tier 2 | Distribution Circuit |  |  |  | 2600867 | Sus |  | CompanyInitiated¦Plannedcapital¦¦
24-0119378 | Company Initiated | Planned- capital |  |  | 2024 | Tier 2 | Distribution Circuit |  |  |  | 2600872 | Sus |  | CompanyInitiated¦Plannedcapital¦¦
24-0109667 | Company Initiated | Planned- maintenance |  |  | 2024 | Tier 2 | Distribution Circuit |  |  |  | 2600856 | Sus |  | CompanyInitiated¦Plannedmaintenance¦¦
24-0118169 | Wildfire Mitigation | Planned - WSIP/System Hardening |  |  | 2024 | Tier 2 | Distribution Circuit |  |  |  | 2600883 | Sus |  | WildfireMitigation¦PlannedWSIPSystemHardening¦¦
24-0120544 | Wildfire Mitigation | Planned - WSIP/System Hardening |  |  | 2024 | Tier 3 | Distribution Circuit |  |  |  | 2600900 | Sus |  | WildfireMitigation¦PlannedWSIPSystemHardening¦¦
24-0117390 | Company Initiated | Planned- capital |  |  | 2024 | Tier 2 | Distribution Circuit |  |  |  | 2600888 | Sus |  | CompanyInitiated¦Plannedcapital¦¦
24-0124992 | Company Initiated | Planned- maintenance |  |  | 2024 | Tier 2 | Transformer only |  |  |  | 2600986 | Sus |  | CompanyInitiated¦Plannedmaintenance¦¦
24-0120786 | Company Initiated | Planned- maintenance |  |  | 2024 | Tier 2 | Distribution Circuit |  |  |  | 2600989 | Sus |  | CompanyInitiated¦Plannedmaintenance¦¦
24-0122288 | Company Initiated | Planned- maintenance |  |  | 2024 | Tier 3 | Distribution Circuit |  |  |  | 2601001 | Sus |  | CompanyInitiated¦Plannedmaintenance¦¦
24-0121753 | Company Initiated | Planned- maintenance |  |  | 2024 | Tier 2 | Distribution Circuit |  |  |  | 2601070 | Sus |  | CompanyInitiated¦Plannedmaintenance¦¦
24-0122293 | Company Initiated | Planned- maintenance |  |  | 2024 | Tier 3 | Transformer only |  |  |  | 2601080 | Sus |  | CompanyInitiated¦Plannedmaintenance¦¦
24-0116471 | Company Initiated | Planned- capital |  |  | 2024 | Tier 2 | Distribution Circuit |  |  |  | 2601116 | Sus |  | CompanyInitiated¦Plannedcapital¦¦
24-0122202 | Wildfire Mitigation | Planned - WSIP/System Hardening |  |  | 2024 | Tier 2 | Transformer only |  |  |  | 2601800 | Sus |  | WildfireMitigation¦PlannedWSIPSystemHardening¦¦
24-0121851 | Wildfire Mitigation | Planned - WSIP/System Hardening |  |  | 2024 | Tier 2 | Transformer only |  |  |  | 2601845 | Sus |  | WildfireMitigation¦PlannedWSIPSystemHardening¦¦
24-0119548 | Wildfire Mitigation | Planned - WSIP/System Hardening |  |  | 2024 | Tier 2 | Distribution Circuit |  |  |  | 2601875 | Sus |  | WildfireMitigation¦PlannedWSIPSystemHardening¦¦
24-0118940 | Company Initiated | Planned- maintenance |  |  | 2024 | Tier 2 | Transformer only |  |  |  | 2601919 | Sus |  | CompanyInitiated¦Plannedmaintenance¦¦
24-0122295 | Company Initiated | Planned- maintenance |  |  | 2024 | Tier 2 | Distribution Circuit |  |  |  | 2601887 | Sus |  | CompanyInitiated¦Plannedmaintenance¦¦
24-0121599 | Wildfire Mitigation | Planned - WSIP/System Hardening |  |  | 2024 | Tier 3 | Distribution Circuit |  |  |  | 2601956 | Sus |  | WildfireMitigation¦PlannedWSIPSystemHardening¦¦
24-0122233 | Wildfire Mitigation | Planned - WSIP/System Hardening |  |  | 2024 | Tier 2 | Distribution Circuit |  |  |  | 2601996 | Sus |  | WildfireMitigation¦PlannedWSIPSystemHardening¦¦
24-0126908 | Unknown Cause | Patrol - found nothing |  |  | 2024 | Tier 2 | Distribution Circuit |  |  |  | 2602092 | Sus |  | UnknownCause¦Patrolfoundnothing¦¦
24-0122410 | Wildfire Mitigation | Planned - WSIP/System Hardening |  |  | 2024 | Tier 2 | Distribution Circuit |  |  |  | 2602184 | Sus |  | WildfireMitigation¦PlannedWSIPSystemHardening¦¦
24-0122300 | Wildfire Mitigation | Planned - WSIP/System Hardening |  |  | 2024 | Tier 2 | Distribution Circuit |  |  |  | 2602422 | Sus |  | WildfireMitigation¦PlannedWSIPSystemHardening¦¦
24-0117404 | Company Initiated | Planned- maintenance |  |  | 2024 | Tier 2 | Distribution Circuit |  |  |  | 2602877 | Sus |  | CompanyInitiated¦Plannedmaintenance¦¦
24-0122324 | Wildfire Mitigation | Planned - WSIP/System Hardening |  |  | 2024 | Tier 2 | Distribution Circuit |  |  |  | 2602791 | Sus |  | WildfireMitigation¦PlannedWSIPSystemHardening¦¦
24-0119415 | Wildfire Mitigation | Planned - WSIP/System Hardening |  |  | 2024 | Tier 2 | Distribution Circuit |  |  |  | 2602798 | Sus |  | WildfireMitigation¦PlannedWSIPSystemHardening¦¦
24-0118463 | Company Initiated | Planned- capital |  |  | 2024 | Tier 3 | Distribution Circuit |  |  |  | 2602808 | Sus |  | CompanyInitiated¦Plannedcapital¦¦
24-0121605 | Company Initiated | Planned- maintenance |  |  | 2024 | Tier 2 | Distribution Circuit |  |  |  | 2602806 | Sus |  | CompanyInitiated¦Plannedmaintenance¦¦
24-0117705 | Company Initiated | Planned- maintenance |  |  | 2024 | Tier 2 | Distribution Circuit |  |  |  | 2602828 | Sus |  | CompanyInitiated¦Plannedmaintenance¦¦
24-0109438 | Company Initiated | Planned- capital |  |  | 2024 | Tier 2 | Distribution Circuit |  |  |  | 2602841 | Sus |  | CompanyInitiated¦Plannedcapital¦¦
24-0122076 | Wildfire Mitigation | Planned - WSIP/System Hardening |  |  | 2024 | Tier 2 | Transformer only |  |  |  | 2602937 | Sus |  | WildfireMitigation¦PlannedWSIPSystemHardening¦¦
24-0121662 | Wildfire Mitigation | Planned - WSIP/System Hardening |  |  | 2024 | Tier 2 | Distribution Circuit |  |  |  | 2602756 | Sus |  | WildfireMitigation¦PlannedWSIPSystemHardening¦¦
24-0111849 | Company Initiated | Planned- capital |  |  | 2024 | Tier 2 | Distribution Circuit |  |  |  | 2603030 | Sus |  | CompanyInitiated¦Plannedcapital¦¦
24-0127220 | Equipment Failure/Involved | Overhead | Crossarm- Wood | Broken | 2024 | Tier 2 | Distribution Circuit |  |  |  | 2603078 | Sus |  | EquipmentFailureInvolved¦Overhead¦CrossarmWood¦Broken
24-0120818 | Company Initiated | Planned- maintenance |  |  | 2024 | Tier 2 | Distribution Circuit |  |  |  | 2603579 | Sus |  | CompanyInitiated¦Plannedmaintenance¦¦
24-0118809 | Company Initiated | Planned- maintenance |  |  | 2024 | Tier 3 | Transformer only |  |  |  | 2604050 | Sus |  | CompanyInitiated¦Plannedmaintenance¦¦
24-0122801 | Wildfire Mitigation | Planned - WSIP/System Hardening |  |  | 2024 | Tier 2 | Transformer only |  |  |  | 2604052 | Sus |  | WildfireMitigation¦PlannedWSIPSystemHardening¦¦
24-0117432 | Company Initiated | Planned- maintenance |  |  | 2024 | Tier 2 | Distribution Circuit |  |  |  | 2603741 | Sus |  | CompanyInitiated¦Plannedmaintenance¦¦
24-0121826 | Wildfire Mitigation | Planned - WSIP/System Hardening |  |  | 2024 | Tier 2 | Distribution Circuit |  |  |  | 2603587 | Sus |  | WildfireMitigation¦PlannedWSIPSystemHardening¦¦
24-0121339 | Wildfire Mitigation | Planned - WSIP/System Hardening |  |  | 2024 | Tier 2 | Distribution Circuit |  |  |  | 2603638 | Sus |  | WildfireMitigation¦PlannedWSIPSystemHardening¦¦
24-0119822 | Company Initiated | Planned- capital |  |  | 2024 | Tier 2 | Distribution Circuit |  |  |  | 2603743 | Sus |  | CompanyInitiated¦Plannedcapital¦¦
24-0107857 | Company Initiated | Planned- capital |  |  | 2024 | Tier 2 | Distribution Circuit |  |  |  | 2603759 | Sus |  | CompanyInitiated¦Plannedcapital¦¦
24-0122344 | Company Initiated | Planned- capital |  |  | 2024 | Tier 2 | Distribution Circuit |  |  |  | 2603816 | Sus |  | CompanyInitiated¦Plannedcapital¦¦
24-0122317 | Wildfire Mitigation | Planned - WSIP/System Hardening |  |  | 2024 | Tier 2 | Distribution Circuit |  |  |  | 2603825 | Sus |  | WildfireMitigation¦PlannedWSIPSystemHardening¦¦
24-0122098 | Wildfire Mitigation | Planned - WSIP/System Hardening |  |  | 2024 | Tier 2 | Transformer only |  |  |  | 2603861 | Sus |  | WildfireMitigation¦PlannedWSIPSystemHardening¦¦
24-0120825 | Wildfire Mitigation | Planned - WSIP/System Hardening |  |  | 2024 | Tier 2 | Distribution Circuit |  |  |  | 2603875 | Sus |  | WildfireMitigation¦PlannedWSIPSystemHardening¦¦
24-0127882 | Unknown Cause | Patrol - found nothing |  |  | 2024 | Tier 2 | Distribution Circuit |  |  |  | 2603879 | Sus |  | UnknownCause¦Patrolfoundnothing¦¦
24-0121373 | Wildfire Mitigation | Planned - WSIP/System Hardening |  |  | 2024 | Tier 3 | Distribution Circuit |  |  |  | 2603962 | Sus |  | WildfireMitigation¦PlannedWSIPSystemHardening¦¦
24-0121418 | Wildfire Mitigation | Planned - WSIP/System Hardening |  |  | 2024 | Tier 3 | Distribution Circuit |  |  |  | 2603960 | Sus |  | WildfireMitigation¦PlannedWSIPSystemHardening¦¦
24-0128057 | Company Initiated | Coordination failure | Conductor- Overhead | Normal | 2024 | Tier 2 | Distribution Circuit |  |  |  | 2604161 | Sus |  | CompanyInitiated¦Coordinationfailure¦ConductorOverhead¦Normal
24-0117467 | Company Initiated | Planned- maintenance |  |  | 2024 | Tier 2 | Distribution Circuit |  |  |  | 2604582 | Sus |  | CompanyInitiated¦Plannedmaintenance¦¦
24-0123460 | Company Initiated | Planned- maintenance |  |  | 2024 | Tier 2 | Distribution Circuit |  |  |  | 2604612 | Sus |  | CompanyInitiated¦Plannedmaintenance¦¦
24-0128238 | Unknown Cause | Patrol - found nothing |  |  | 2024 | Tier 2 | Distribution Circuit |  |  |  | 2605148 | Sus |  | UnknownCause¦Patrolfoundnothing¦¦
24-0111886 | Company Initiated | Planned- maintenance |  |  | 2024 | Tier 2 | Distribution Circuit |  |  |  | 2605839 | Sus |  | CompanyInitiated¦Plannedmaintenance¦¦
24-0122102 | Wildfire Mitigation | Planned - WSIP/System Hardening |  |  | 2024 | Tier 2 | Distribution Circuit |  |  |  | 2605823 | Sus |  | WildfireMitigation¦PlannedWSIPSystemHardening¦¦
24-0123263 | Wildfire Mitigation | Planned - WSIP/System Hardening |  |  | 2024 | Tier 2 | Transformer only |  |  |  | 2605829 | Sus |  | WildfireMitigation¦PlannedWSIPSystemHardening¦¦
24-0128466 | Equipment Failure/Involved | Overhead | Jumper | Broken | 2024 | Tier 2 | Distribution Circuit |  |  |  | 2605808 | Sus |  | EquipmentFailureInvolved¦Overhead¦Jumper¦Broken
24-0125918 | Company Initiated | Planned- maintenance |  |  | 2024 | Tier 2 | Distribution Circuit |  |  |  | 2605788 | Sus |  | CompanyInitiated¦Plannedmaintenance¦¦
24-0124143 | Company Initiated | Planned- maintenance |  |  | 2024 | Tier 3 | Distribution Circuit |  |  |  | 2605862 | Sus |  | CompanyInitiated¦Plannedmaintenance¦¦
24-0121064 | Wildfire Mitigation | Planned - WSIP/System Hardening |  |  | 2024 | Tier 2 | Distribution Circuit |  |  |  | 2605943 | Sus |  | WildfireMitigation¦PlannedWSIPSystemHardening¦¦
24-0122589 | Wildfire Mitigation | Planned - WSIP/System Hardening |  |  | 2024 | Tier 2 | Distribution Circuit |  |  |  | 2606074 | Sus |  | WildfireMitigation¦PlannedWSIPSystemHardening¦¦
24-0122599 | Wildfire Mitigation | Planned - WSIP/System Hardening |  |  | 2024 | Tier 2 | Distribution Circuit |  |  |  | 2606297 | Sus |  | WildfireMitigation¦PlannedWSIPSystemHardening¦¦
24-0074570 | Company Initiated | Planned- capital |  |  | 2024 | Tier 2 | Distribution Circuit |  |  |  | 2606648 | Sus |  | CompanyInitiated¦Plannedcapital¦¦
24-0122685 | Wildfire Mitigation | Planned - WSIP/System Hardening |  |  | 2024 | Tier 2 | Distribution Circuit |  |  |  | 2606889 | Sus |  | WildfireMitigation¦PlannedWSIPSystemHardening¦¦
24-0122682 | Wildfire Mitigation | Planned - WSIP/System Hardening |  |  | 2024 | Tier 2 | Distribution Circuit |  |  |  | 2606933 | Sus |  | WildfireMitigation¦PlannedWSIPSystemHardening¦¦
24-0118345 | Company Initiated | Planned- maintenance |  |  | 2024 | Tier 2 | Distribution Circuit |  |  |  | 2606934 | Sus |  | CompanyInitiated¦Plannedmaintenance¦¦
24-0123920 | Company Initiated | Planned- maintenance |  |  | 2024 | Tier 3 | Transformer only |  |  |  | 2606938 | Sus |  | CompanyInitiated¦Plannedmaintenance¦¦
24-0123820 | Company Initiated | Planned- maintenance |  |  | 2024 | Tier 3 | Transformer only |  |  |  | 2606945 | Sus |  | CompanyInitiated¦Plannedmaintenance¦¦
24-0121068 | Wildfire Mitigation | Planned - WSIP/System Hardening |  |  | 2024 | Tier 2 | Transformer only |  |  |  | 2607023 | Sus |  | WildfireMitigation¦PlannedWSIPSystemHardening¦¦
24-0124250 | Company Initiated | Planned- maintenance |  |  | 2024 | Tier 2 | Distribution Circuit |  |  |  | 2607015 | Sus |  | CompanyInitiated¦Plannedmaintenance¦¦
24-0123803 | Company Initiated | Planned- maintenance |  |  | 2024 | Tier 3 | Transformer only |  |  |  | 2607043 | Sus |  | CompanyInitiated¦Plannedmaintenance¦¦
24-0123912 | Company Initiated | Planned- maintenance |  |  | 2024 | Tier 3 | Transformer only |  |  |  | 2607186 | Sus |  | CompanyInitiated¦Plannedmaintenance¦¦
24-0123824 | Company Initiated | Planned- maintenance |  |  | 2024 | Tier 3 | Transformer only |  |  |  | 2607199 | Sus |  | CompanyInitiated¦Plannedmaintenance¦¦
24-0123922 | Company Initiated | Planned- maintenance |  |  | 2024 | Tier 3 | Transformer only |  |  |  | 2607242 | Sus |  | CompanyInitiated¦Plannedmaintenance¦¦
24-0123857 | Company Initiated | Planned- maintenance |  |  | 2024 | Tier 3 | Transformer only |  |  |  | 2607251 | Sus |  | CompanyInitiated¦Plannedmaintenance¦¦
24-0123846 | Company Initiated | Planned- maintenance |  |  | 2024 | Tier 3 | Transformer only |  |  |  | 2607261 | Sus |  | CompanyInitiated¦Plannedmaintenance¦¦
24-0123910 | Company Initiated | Planned- maintenance |  |  | 2024 | Tier 3 | Transformer only |  |  |  | 2607318 | Sus |  | CompanyInitiated¦Plannedmaintenance¦¦
24-0123840 | Company Initiated | Planned- maintenance |  |  | 2024 | Tier 3 | Transformer only |  |  |  | 2607365 | Sus |  | CompanyInitiated¦Plannedmaintenance¦¦
24-0123892 | Company Initiated | Planned- maintenance |  |  | 2024 | Tier 3 | Transformer only |  |  |  | 2607381 | Sus |  | CompanyInitiated¦Plannedmaintenance¦¦
24-0123864 | Company Initiated | Planned- maintenance |  |  | 2024 | Tier 3 | Transformer only |  |  |  | 2607389 | Sus |  | CompanyInitiated¦Plannedmaintenance¦¦
24-0123883 | Company Initiated | Planned- maintenance |  |  | 2024 | Tier 3 | Transformer only |  |  |  | 2607390 | Sus |  | CompanyInitiated¦Plannedmaintenance¦¦
24-0123868 | Company Initiated | Planned- maintenance |  |  | 2024 | Tier 3 | Transformer only |  |  |  | 2607403 | Sus |  | CompanyInitiated¦Plannedmaintenance¦¦
24-0123835 | Company Initiated | Planned- maintenance |  |  | 2024 | Tier 3 | Transformer only |  |  |  | 2607469 | Sus |  | CompanyInitiated¦Plannedmaintenance¦¦
24-0123843 | Company Initiated | Planned- maintenance |  |  | 2024 | Tier 3 | Transformer only |  |  |  | 2607624 | Sus |  | CompanyInitiated¦Plannedmaintenance¦¦
24-0123862 | Company Initiated | Planned- maintenance |  |  | 2024 | Tier 3 | Transformer only |  |  |  | 2607709 | Sus |  | CompanyInitiated¦Plannedmaintenance¦¦
24-0124667 | Company Initiated | Planned- maintenance |  |  | 2024 | Tier 2 | Distribution Circuit |  |  |  | 2608266 | Sus |  | CompanyInitiated¦Plannedmaintenance¦¦
24-0123220 | Wildfire Mitigation | Planned - WSIP/System Hardening |  |  | 2024 | Tier 2 | Distribution Circuit |  |  |  | 2607967 | Sus |  | WildfireMitigation¦PlannedWSIPSystemHardening¦¦
24-0117305 | Wildfire Mitigation | Planned - WSIP/System Hardening |  |  | 2024 | Tier 2 | Distribution Circuit |  |  |  | 2608045 | Sus |  | WildfireMitigation¦PlannedWSIPSystemHardening¦¦
24-0129579 | Vegetation | Tree - fell into line | Transformer | Broken | 2024 | Tier 2 | Transformer only |  |  |  | 2608015 | Sus |  | Vegetation¦Treefellintoline¦Transformer¦Broken
24-0120612 | Company Initiated | Planned- capital |  |  | 2024 | Tier 2 | Distribution Circuit |  |  |  | 2607999 | Sus |  | CompanyInitiated¦Plannedcapital¦¦
24-0124138 | Wildfire Mitigation | Planned - WSIP/System Hardening |  |  | 2024 | Tier 3 | Transformer only |  |  |  | 2608058 | Sus |  | WildfireMitigation¦PlannedWSIPSystemHardening¦¦
24-0129779 | Equipment Failure/Involved | Overhead | Service conductor | Contaminated | 2024 | Tier 2 | Distribution Circuit |  |  |  | 2608775 | Sus |  | EquipmentFailureInvolved¦Overhead¦Serviceconductor¦Contaminated
24-0129430 | Equipment Failure/Involved | Overhead | Transformer (OH) | Deteriorated | 2024 | Tier 2 | Transformer only |  |  |  | 2608057 | Sus |  | EquipmentFailureInvolved¦Overhead¦Transformer(OH)¦Deteriorated
24-0120343 | Company Initiated | Planned- capital |  |  | 2024 | Tier 2 | Distribution Circuit |  |  |  | 2608260 | Sus |  | CompanyInitiated¦Plannedcapital¦¦
24-0120183 | Company Initiated | Planned- capital |  |  | 2024 | Tier 3 | Distribution Circuit |  |  |  | 2608268 | Sus |  | CompanyInitiated¦Plannedcapital¦¦
24-0129708 | Equipment Failure/Involved | Overhead | Fuse | Failed/Faulted | 2024 | Tier 2 | Transformer only |  |  |  | 2608544 | Sus |  | EquipmentFailureInvolved¦Overhead¦Fuse¦FailedFaulted
24-0129775 | Animal | Bird found | Conductor- Overhead | Normal | 2024 | Tier 2 | Distribution Circuit |  |  |  | 2608765 | Sus |  | Animal¦Birdfound¦ConductorOverhead¦Normal
24-0129802 | Vegetation | Tree - branch fell on line | Conductor- Overhead | Normal | 2024 | Tier 2 | Distribution Circuit |  |  |  | 2608793 | Sus |  | Vegetation¦Treebranchfellonline¦ConductorOverhead¦Normal
24-0129906 | Equipment Failure/Involved | Overhead | Pole-Wood | Deteriorated | 2024 | Tier 2 | Distribution Circuit |  |  |  | 2609129 | Sus |  | EquipmentFailureInvolved¦Overhead¦PoleWood¦Deteriorated
24-0124608 | Company Initiated | Planned- maintenance |  |  | 2024 | Tier 2 | Distribution Circuit |  |  |  | 2609176 | Sus |  | CompanyInitiated¦Plannedmaintenance¦¦
24-0123463 | Wildfire Mitigation | Planned - WSIP/System Hardening |  |  | 2024 | Tier 2 | Distribution Circuit |  |  |  | 2609193 | Sus |  | WildfireMitigation¦PlannedWSIPSystemHardening¦¦
24-0122096 | Company Initiated | Planned- capital |  |  | 2024 | Tier 2 | Distribution Circuit |  |  |  | 2609216 | Sus |  | CompanyInitiated¦Plannedcapital¦¦
24-0128836 | Company Initiated | Planned- maintenance |  |  | 2024 | Tier 2 | Distribution Circuit |  |  |  | 2609287 | Sus |  | CompanyInitiated¦Plannedmaintenance¦¦
24-0123081 | Company Initiated | Planned- capital |  |  | 2024 | Tier 2 | Distribution Circuit |  |  |  | 2609386 | Sus |  | CompanyInitiated¦Plannedcapital¦¦
24-0124439 | Company Initiated | Planned- maintenance |  |  | 2024 | Tier 2 | Transformer only |  |  |  | 2609369 | Sus |  | CompanyInitiated¦Plannedmaintenance¦¦
24-0121644 | Wildfire Mitigation | Planned - WSIP/System Hardening |  |  | 2024 | Tier 2 | Distribution Circuit |  |  |  | 2609628 | Sus |  | WildfireMitigation¦PlannedWSIPSystemHardening¦¦
24-0124070 | Wildfire Mitigation | Planned - WSIP/System Hardening |  |  | 2024 | Tier 2 | Distribution Circuit |  |  |  | 2610010 | Sus |  | WildfireMitigation¦PlannedWSIPSystemHardening¦¦
24-0124413 | Wildfire Mitigation | Planned - WSIP/System Hardening |  |  | 2024 | Tier 2 | Transformer only |  |  |  | 2610056 | Sus |  | WildfireMitigation¦PlannedWSIPSystemHardening¦¦
24-0125748 | Wildfire Mitigation | Planned - WSIP/System Hardening |  |  | 2024 | Tier 2 | Transformer only |  |  |  | 2610069 | Sus |  | WildfireMitigation¦PlannedWSIPSystemHardening¦¦
24-0121813 | Company Initiated | Planned- maintenance |  |  | 2024 | Tier 2 | Transformer only |  |  |  | 2610101 | Sus |  | CompanyInitiated¦Plannedmaintenance¦¦
24-0124247 | Company Initiated | Planned- maintenance |  |  | 2024 | Tier 3 | Distribution Circuit |  |  |  | 2610094 | Sus |  | CompanyInitiated¦Plannedmaintenance¦¦
24-0130602 | 3rd Party | Vehicle | Fuse | Normal | 2024 | Tier 3 | Transformer only |  |  |  | 2610367 | Sus |  | 3rdParty¦Vehicle¦Fuse¦Normal
24-0130637 | Vegetation | Tree - fell into line | Conductor- Overhead | Broken | 2024 | Tier 2 | Distribution Circuit |  |  |  | 2610520 | Sus |  | Vegetation¦Treefellintoline¦ConductorOverhead¦Broken
24-0130750 | Vegetation | Tree - fell into line | Conductor- Overhead | Broken- wire on ground | 2024 | Tier 2 | Distribution Circuit |  |  |  | 2610771 | Sus |  | Vegetation¦Treefellintoline¦ConductorOverhead¦Brokenwireonground
24-0130792 | Equipment Failure/Involved | Electrical Overload | Transformer | Broken | 2024 | Tier 2 | Transformer only |  |  |  | 2610934 | Sus |  | EquipmentFailureInvolved¦ElectricalOverload¦Transformer¦Broken
24-0124148 | Company Initiated | Planned- maintenance |  |  | 2024 | Tier 2 | Distribution Circuit |  |  |  | 2611400 | Sus |  | CompanyInitiated¦Plannedmaintenance¦¦
24-0125028 | Company Initiated | Planned- maintenance |  |  | 2024 | Tier 2 | Distribution Circuit |  |  |  | 2611402 | Sus |  | CompanyInitiated¦Plannedmaintenance¦¦
24-0124253 | Wildfire Mitigation | Planned - WSIP/System Hardening |  |  | 2024 | Tier 2 | Transformer only |  |  |  | 2611456 | Sus |  | WildfireMitigation¦PlannedWSIPSystemHardening¦¦
24-0130852 | Equipment Failure/Involved | Overhead | Crossarm- Wood | Deteriorated | 2024 | Tier 2 | Distribution Circuit |  |  |  | 2611366 | Sus |  | EquipmentFailureInvolved¦Overhead¦CrossarmWood¦Deteriorated
24-0122108 | Company Initiated | Planned- maintenance |  |  | 2024 | Tier 2 | Distribution Circuit |  |  |  | 2611427 | Sus |  | CompanyInitiated¦Plannedmaintenance¦¦
24-0124980 | Wildfire Mitigation | Planned - WSIP/System Hardening |  |  | 2024 | Tier 2 | Distribution Circuit |  |  |  | 2611529 | Sus |  | WildfireMitigation¦PlannedWSIPSystemHardening¦¦
24-0124988 | Wildfire Mitigation | Planned - WSIP/System Hardening |  |  | 2024 | Tier 2 | Distribution Circuit |  |  |  | 2611719 | Sus |  | WildfireMitigation¦PlannedWSIPSystemHardening¦¦
24-0131122 | Vegetation | Tree - branch fell on line | Transformer | Broken | 2024 | Tier 2 | Transformer only |  |  |  | 2612325 | Sus |  | Vegetation¦Treebranchfellonline¦Transformer¦Broken
24-0131180 | Vegetation | Tree - branch fell on line | Conductor- Overhead | Together | 2024 | Tier 2 | Distribution Circuit |  |  |  | 2612629 | Sus |  | Vegetation¦Treebranchfellonline¦ConductorOverhead¦Together
24-0126988 | Wildfire Mitigation | Planned - WSIP/System Hardening |  |  | 2024 | Tier 2 | Transformer only |  |  |  | 2612995 | Sus |  | WildfireMitigation¦PlannedWSIPSystemHardening¦¦
24-0117302 | Company Initiated | Planned- maintenance |  |  | 2024 | Tier 2 | Distribution Circuit |  |  |  | 2612999 | Sus |  | CompanyInitiated¦Plannedmaintenance¦¦
24-0124993 | Wildfire Mitigation | Planned - WSIP/System Hardening |  |  | 2024 | Tier 2 | Transformer only |  |  |  | 2613018 | Sus |  | WildfireMitigation¦PlannedWSIPSystemHardening¦¦
24-0125616 | Company Initiated | Planned- maintenance |  |  | 2024 | Tier 2 | Distribution Circuit |  |  |  | 2613016 | Sus |  | CompanyInitiated¦Plannedmaintenance¦¦
24-0126068 | Wildfire Mitigation | Planned - WSIP/System Hardening |  |  | 2024 | Tier 2 | Distribution Circuit |  |  |  | 2612957 | Sus |  | WildfireMitigation¦PlannedWSIPSystemHardening¦¦
24-0125886 | Company Initiated | Planned- maintenance |  |  | 2024 | Tier 2 | Distribution Circuit |  |  |  | 2613065 | Sus |  | CompanyInitiated¦Plannedmaintenance¦¦
24-0125227 | Company Initiated | Planned- maintenance |  |  | 2024 | Tier 2 | Transformer only |  |  |  | 2613071 | Sus |  | CompanyInitiated¦Plannedmaintenance¦¦
24-0126678 | Wildfire Mitigation | Planned - WSIP/System Hardening |  |  | 2024 | Tier 2 | Transformer only |  |  |  | 2613555 | Sus |  | WildfireMitigation¦PlannedWSIPSystemHardening¦¦
24-0129997 | Company Initiated | Planned- maintenance |  |  | 2024 | Tier 2 | Distribution Circuit |  |  |  | 2612975 | Sus |  | CompanyInitiated¦Plannedmaintenance¦¦
24-0126256 | Wildfire Mitigation | Planned - WSIP/System Hardening |  |  | 2024 | Tier 2 | Transformer only |  |  |  | 2613312 | Sus |  | WildfireMitigation¦PlannedWSIPSystemHardening¦¦
24-0131441 | Vegetation | Tree - fell into line | Secondary | Normal | 2024 | Tier 3 | Transformer only |  |  |  | 2613364 | Sus |  | Vegetation¦Treefellintoline¦Secondary¦Normal
24-0131482 | Unknown Cause | Patrol - found nothing |  |  | 2024 | Tier 2 | Transformer only |  |  |  | 2613347 | Sus |  | UnknownCause¦Patrolfoundnothing¦¦
24-0131531 | Vegetation | Other ground vegetation | Transformer | Normal | 2024 | Tier 2 | Transformer only |  |  |  | 2613395 | Sus |  | Vegetation¦Othergroundvegetation¦Transformer¦Normal
24-0117306 | Company Initiated | Planned- maintenance |  |  | 2024 | Tier 2 | Distribution Circuit |  |  |  | 2613970 | Sus |  | CompanyInitiated¦Plannedmaintenance¦¦
24-0121680 | Company Initiated | Planned- capital |  |  | 2024 | Tier 2 | Distribution Circuit |  |  |  | 2613995 | Sus |  | CompanyInitiated¦Plannedcapital¦¦
24-0125730 | Wildfire Mitigation | Planned - WSIP/System Hardening |  |  | 2024 | Tier 2 | Distribution Circuit |  |  |  | 2614190 | Sus |  | WildfireMitigation¦PlannedWSIPSystemHardening¦¦
24-0127283 | Wildfire Mitigation | Planned - WSIP/System Hardening |  |  | 2024 | Tier 2 | Distribution Circuit |  |  |  | 2614002 | Sus |  | WildfireMitigation¦PlannedWSIPSystemHardening¦¦
24-0126694 | Company Initiated | Planned- maintenance |  |  | 2024 | Tier 2 | Distribution Circuit |  |  |  | 2614013 | Sus |  | CompanyInitiated¦Plannedmaintenance¦¦
24-0125889 | Company Initiated | Planned- maintenance |  |  | 2024 | Tier 2 | Distribution Circuit |  |  |  | 2614067 | Sus |  | CompanyInitiated¦Plannedmaintenance¦¦
24-0132087 | Company Initiated | Personnel- company | Conductor- Overhead | Normal | 2024 | Tier 2 | Distribution Circuit |  |  |  | 2614356 | Sus |  | CompanyInitiated¦Personnelcompany¦ConductorOverhead¦Normal
24-0121206 | Company Initiated | Planned- maintenance |  |  | 2024 | Tier 2 | Transformer only |  |  |  | 2615839 | Sus |  | CompanyInitiated¦Plannedmaintenance¦¦
24-0121111 | Wildfire Mitigation | Planned - WSIP/System Hardening |  |  | 2024 | Tier 2 | Distribution Circuit |  |  |  | 2615978 | Sus |  | WildfireMitigation¦PlannedWSIPSystemHardening¦¦
24-0125923 | Wildfire Mitigation | Planned - WSIP/System Hardening |  |  | 2024 | Tier 2 | Distribution Circuit |  |  |  | 2615899 | Sus |  | WildfireMitigation¦PlannedWSIPSystemHardening¦¦
24-0126414 | Company Initiated | Planned- maintenance |  |  | 2024 | Tier 2 | Transformer only |  |  |  | 2616553 | Sus |  | CompanyInitiated¦Plannedmaintenance¦¦
24-0128026 | Company Initiated | Planned- capital |  |  | 2024 | Tier 2 | Distribution Circuit |  |  |  | 2616615 | Sus |  | CompanyInitiated¦Plannedcapital¦¦
24-0127740 | Wildfire Mitigation | Planned - WSIP/System Hardening |  |  | 2024 | Tier 2 | Distribution Circuit |  |  |  | 2616793 | Sus |  | WildfireMitigation¦PlannedWSIPSystemHardening¦¦
24-0125944 | Wildfire Mitigation | Planned - WSIP/System Hardening |  |  | 2024 | Tier 2 | Distribution Circuit |  |  |  | 2615981 | Sus |  | WildfireMitigation¦PlannedWSIPSystemHardening¦¦
24-0127808 | Wildfire Mitigation | Planned - WSIP/System Hardening |  |  | 2024 | Tier 2 | Distribution Circuit |  |  |  | 2617558 | Sus |  | WildfireMitigation¦PlannedWSIPSystemHardening¦¦
24-0096369 | Company Initiated | Planned- capital |  |  | 2024 | Tier 2 | Distribution Circuit |  |  |  | 2617772 | Sus |  | CompanyInitiated¦Plannedcapital¦¦
24-0124570 | Company Initiated | Planned- maintenance |  |  | 2024 | Tier 2 | Transformer only |  |  |  | 2617798 | Sus |  | CompanyInitiated¦Plannedmaintenance¦¦
24-0115887 | Company Initiated | Planned- capital |  |  | 2024 | Tier 2 | Distribution Circuit |  |  |  | 2618440 | Sus |  | CompanyInitiated¦Plannedcapital¦¦
24-0124520 | Company Initiated | Planned- maintenance |  |  | 2024 | Tier 2 | Distribution Circuit |  |  |  | 2618490 | Sus |  | CompanyInitiated¦Plannedmaintenance¦¦
24-0127975 | Wildfire Mitigation | Planned - WSIP/System Hardening |  |  | 2024 | Tier 2 | Transformer only |  |  |  | 2618588 | Sus |  | WildfireMitigation¦PlannedWSIPSystemHardening¦¦
24-0124951 | Wildfire Mitigation | Planned - WSIP/System Hardening |  |  | 2024 | Tier 2 | Transformer only |  |  |  | 2618602 | Sus |  | WildfireMitigation¦PlannedWSIPSystemHardening¦¦
24-0114341 | Wildfire Mitigation | Planned - WSIP/System Hardening |  |  | 2024 | Tier 2 | Transformer only |  |  |  | 2619048 | Sus |  | WildfireMitigation¦PlannedWSIPSystemHardening¦¦
24-0127338 | Company Initiated | Planned- maintenance |  |  | 2024 | Tier 2 | Transformer only |  |  |  | 2619164 | Sus |  | CompanyInitiated¦Plannedmaintenance¦¦
24-0127943 | Company Initiated | Planned- maintenance |  |  | 2024 | Tier 2 | Transformer only |  |  |  | 2618767 | Sus |  | CompanyInitiated¦Plannedmaintenance¦¦
24-0124939 | Wildfire Mitigation | Planned - WSIP/System Hardening |  |  | 2024 | Tier 2 | Distribution Circuit |  |  |  | 2619056 | Sus |  | WildfireMitigation¦PlannedWSIPSystemHardening¦¦
24-0129124 | Company Initiated | Planned- maintenance |  |  | 2024 | Tier 2 | Distribution Circuit |  |  |  | 2619581 | Sus |  | CompanyInitiated¦Plannedmaintenance¦¦
24-0128379 | Wildfire Mitigation | Planned - WSIP/System Hardening |  |  | 2024 | Tier 2 | Distribution Circuit |  |  |  | 2619589 | Sus |  | WildfireMitigation¦PlannedWSIPSystemHardening¦¦
24-0127211 | Wildfire Mitigation | Planned - WSIP/System Hardening |  |  | 2024 | Tier 2 | Distribution Circuit |  |  |  | 2619529 | Sus |  | WildfireMitigation¦PlannedWSIPSystemHardening¦¦
24-0133810 | Equipment Failure/Involved | Overhead | Crossarm- Wood | Deteriorated | 2024 | Tier 2 | Distribution Circuit |  |  |  | 2619734 | Sus |  | EquipmentFailureInvolved¦Overhead¦CrossarmWood¦Deteriorated
24-0132443 | Wildfire Mitigation | Planned - WSIP/System Hardening |  |  | 2024 | Tier 3 | Transformer only |  |  |  | 2620138 | Sus |  | WildfireMitigation¦PlannedWSIPSystemHardening¦¦
24-0133986 | Unknown Cause | Patrol - found nothing |  |  | 2024 | Tier 2 | Distribution Circuit |  |  |  | 2620332 | Sus |  | UnknownCause¦Patrolfoundnothing¦¦
24-0127962 | Company Initiated | Planned- maintenance |  |  | 2024 | Tier 2 | Distribution Circuit |  |  |  | 2620360 | Sus |  | CompanyInitiated¦Plannedmaintenance¦¦
24-0134013 | Unknown Cause | Patrol - found nothing |  |  | 2024 | Tier 2 | Distribution Circuit |  |  |  | 2620473 | Sus |  | UnknownCause¦Patrolfoundnothing¦¦
24-0134024 | Vegetation | Tree - fell into line | Conductor- Overhead | Broken- wire on ground | 2024 | Tier 2 | Distribution Circuit |  |  |  | 2620493 | Sus |  | Vegetation¦Treefellintoline¦ConductorOverhead¦Brokenwireonground
24-0134110 | Vegetation | Tree - fell into line | Conductor- Overhead | Broken- wire on ground | 2024 | Tier 2 | Distribution Circuit |  |  |  | 2620784 | Sus |  | Vegetation¦Treefellintoline¦ConductorOverhead¦Brokenwireonground
24-0134114 | Company Initiated | Construction Activity/equip- company | Insulator | Broken | 2024 | Tier 2 | Distribution Circuit |  |  |  | 2620971 | Sus |  | CompanyInitiated¦ConstructionActivityequipcompany¦Insulator¦Broken
24-0134220 | Unknown Cause | Patrol - found nothing |  |  | 2024 | Tier 2 | Distribution Circuit |  |  |  | 2621609 | Sus |  | UnknownCause¦Patrolfoundnothing¦¦
24-0134463 | Unknown Cause | Patrol - found nothing |  |  | 2024 | Tier 2 | Distribution Circuit |  |  |  | 2622420 | Sus |  | UnknownCause¦Patrolfoundnothing¦¦
24-0121620 | Wildfire Mitigation | Planned - WSIP/System Hardening |  |  | 2024 | Tier 2 | Distribution Circuit |  |  |  | 2622501 | Sus |  | WildfireMitigation¦PlannedWSIPSystemHardening¦¦
24-0128612 | Wildfire Mitigation | Planned - WSIP/System Hardening |  |  | 2024 | Tier 2 | Distribution Circuit |  |  |  | 2622476 | Sus |  | WildfireMitigation¦PlannedWSIPSystemHardening¦¦
24-0129066 | Company Initiated | Planned- maintenance |  |  | 2024 | Tier 3 | Distribution Circuit |  |  |  | 2622580 | Sus |  | CompanyInitiated¦Plannedmaintenance¦¦
24-0128116 | Wildfire Mitigation | Planned - WSIP/System Hardening |  |  | 2024 | Tier 2 | Distribution Circuit |  |  |  | 2622561 | Sus |  | WildfireMitigation¦PlannedWSIPSystemHardening¦¦
24-0125909 | Company Initiated | Planned- maintenance |  |  | 2024 | Tier 2 | Distribution Circuit |  |  |  | 2622598 | Sus |  | CompanyInitiated¦Plannedmaintenance¦¦
24-0126971 | Company Initiated | Planned- capital |  |  | 2024 | Tier 2 | Distribution Circuit |  |  |  | 2622637 | Sus |  | CompanyInitiated¦Plannedcapital¦¦
24-0129660 | Company Initiated | Planned- maintenance |  |  | 2024 | Tier 2 | Transformer only |  |  |  | 2622659 | Sus |  | CompanyInitiated¦Plannedmaintenance¦¦
24-0133229 | Company Initiated | Planned- maintenance |  |  | 2024 | Tier 2 | Distribution Circuit |  |  |  | 2622673 | Sus |  | CompanyInitiated¦Plannedmaintenance¦¦
24-0128857 | Wildfire Mitigation | Planned - WSIP/System Hardening |  |  | 2024 | Tier 2 | Transformer only |  |  |  | 2622711 | Sus |  | WildfireMitigation¦PlannedWSIPSystemHardening¦¦
24-0126235 | Company Initiated | Planned- capital |  |  | 2024 | Tier 2 | Distribution Circuit |  |  |  | 2622817 | Sus |  | CompanyInitiated¦Plannedcapital¦¦
24-0134557 | Equipment Failure/Involved | Overhead | Transformer (OH) | Broken | 2024 | Tier 2 | Transformer only |  |  |  | 2622851 | Sus |  | EquipmentFailureInvolved¦Overhead¦Transformer(OH)¦Broken
24-0134726 | Equipment Failure/Involved | Overhead | Transformer (OH) | Failed/Faulted | 2024 | Tier 2 | Transformer only |  |  |  | 2622908 | Sus |  | EquipmentFailureInvolved¦Overhead¦Transformer(OH)¦FailedFaulted
24-0133174 | Wildfire Mitigation | Planned - WSIP/System Hardening |  |  | 2024 | Tier 2 | Distribution Circuit |  |  |  | 2623264 | Sus |  | WildfireMitigation¦PlannedWSIPSystemHardening¦¦
24-0134899 | Unknown Cause | Patrol - found nothing |  |  | 2024 | Tier 2 | Distribution Circuit |  |  |  | 2623546 | Sus |  | UnknownCause¦Patrolfoundnothing¦¦
24-0127947 | Wildfire Mitigation | Planned - WSIP/System Hardening |  |  | 2024 | Tier 2 | Distribution Circuit |  |  |  | 2623603 | Sus |  | WildfireMitigation¦PlannedWSIPSystemHardening¦¦
24-0128909 | Company Initiated | Planned- maintenance |  |  | 2024 | Tier 3 | Distribution Circuit |  |  |  | 2623797 | Sus |  | CompanyInitiated¦Plannedmaintenance¦¦
24-0135149 | Vegetation | Tree - fell into line | Conductor- Overhead | Broken | 2024 | Tier 2 | Distribution Circuit |  |  |  | 2623965 | Sus |  | Vegetation¦Treefellintoline¦ConductorOverhead¦Broken
24-0135291 | Vegetation | Tree - branch fell on line | Conductor- Overhead | Deteriorated | 2024 | Tier 2 | Distribution Circuit |  |  |  | 2624112 | Sus |  | Vegetation¦Treebranchfellonline¦ConductorOverhead¦Deteriorated
24-0135267 | Equipment Failure/Involved | Overhead | Jumper | Burned Open | 2024 | Tier 2 | Distribution Circuit |  |  |  | 2624217 | Sus |  | EquipmentFailureInvolved¦Overhead¦Jumper¦BurnedOpen
24-0135300 | Unknown Cause | Patrol - found nothing |  |  | 2024 | Tier 2 | Distribution Circuit |  |  |  | 2624447 | Sus |  | UnknownCause¦Patrolfoundnothing¦¦
24-0128888 | Wildfire Mitigation | Planned - WSIP/System Hardening |  |  | 2024 | Tier 2 | Distribution Circuit |  |  |  | 2624712 | Sus |  | WildfireMitigation¦PlannedWSIPSystemHardening¦¦
24-0129058 | Wildfire Mitigation | Planned - WSIP/System Hardening |  |  | 2024 | Tier 2 | Distribution Circuit |  |  |  | 2624738 | Sus |  | WildfireMitigation¦PlannedWSIPSystemHardening¦¦
24-0129000 | Company Initiated | Planned- capital |  |  | 2024 | Tier 2 | Distribution Circuit |  |  |  | 2624751 | Sus |  | CompanyInitiated¦Plannedcapital¦¦
24-0126107 | Wildfire Mitigation | Planned - WSIP/System Hardening |  |  | 2024 | Tier 2 | Distribution Circuit |  |  |  | 2624760 | Sus |  | WildfireMitigation¦PlannedWSIPSystemHardening¦¦
24-0129072 | Wildfire Mitigation | Planned - WSIP/System Hardening |  |  | 2024 | Tier 3 | Distribution Circuit |  |  |  | 2624802 | Sus |  | WildfireMitigation¦PlannedWSIPSystemHardening¦¦
24-0128917 | Wildfire Mitigation | Planned - WSIP/System Hardening |  |  | 2024 | Tier 2 | Distribution Circuit |  |  |  | 2624824 | Sus |  | WildfireMitigation¦PlannedWSIPSystemHardening¦¦
24-0129113 | Wildfire Mitigation | Planned - WSIP/System Hardening |  |  | 2024 | Tier 3 | Transformer only |  |  |  | 2624839 | Sus |  | WildfireMitigation¦PlannedWSIPSystemHardening¦¦
24-0129046 | Wildfire Mitigation | Planned - WSIP/System Hardening |  |  | 2024 | Tier 3 | Distribution Circuit |  |  |  | 2624890 | Sus |  | WildfireMitigation¦PlannedWSIPSystemHardening¦¦
24-0135482 | Vegetation | Tree - branch fell on line | Conductor- Overhead | Normal | 2024 | Tier 2 | Distribution Circuit |  |  |  | 2624918 | Sus |  | Vegetation¦Treebranchfellonline¦ConductorOverhead¦Normal
24-0129475 | Wildfire Mitigation | Planned - WSIP/System Hardening |  |  | 2024 | Tier 2 | Transformer only |  |  |  | 2625104 | Sus |  | WildfireMitigation¦PlannedWSIPSystemHardening¦¦
24-0135623 | Company Initiated | Personnel- company | Conductor- Overhead | Normal | 2024 | Tier 3 | Distribution Circuit |  |  |  | 2625156 | Sus |  | CompanyInitiated¦Personnelcompany¦ConductorOverhead¦Normal
24-0135727 | Equipment Failure/Involved | Overhead | Pole-Wood | Broken | 2024 | Tier 2 | Distribution Circuit |  |  |  | 2625446 | Sus |  | EquipmentFailureInvolved¦Overhead¦PoleWood¦Broken
24-0127289 | Wildfire Mitigation | Planned - WSIP/System Hardening |  |  | 2024 | Tier 2 | Distribution Circuit |  |  |  | 2625747 | Sus |  | WildfireMitigation¦PlannedWSIPSystemHardening¦¦
24-0129450 | Wildfire Mitigation | Planned - WSIP/System Hardening |  |  | 2024 | Tier 2 | Distribution Circuit |  |  |  | 2625800 | Sus |  | WildfireMitigation¦PlannedWSIPSystemHardening¦¦
24-0129089 | Company Initiated | Planned- maintenance |  |  | 2024 | Tier 2 | Distribution Circuit |  |  |  | 2625808 | Sus |  | CompanyInitiated¦Plannedmaintenance¦¦
24-0115420 | Wildfire Mitigation | Planned - WSIP/System Hardening |  |  | 2024 | Tier 2 | Distribution Circuit |  |  |  | 2625829 | Sus |  | WildfireMitigation¦PlannedWSIPSystemHardening¦¦
24-0115424 | Wildfire Mitigation | Planned - WSIP/System Hardening |  |  | 2024 | Tier 2 | Transformer only |  |  |  | 2625865 | Sus |  | WildfireMitigation¦PlannedWSIPSystemHardening¦¦
24-0135914 | 3rd Party | Vehicle | Pole-Wood | Broken- wire on ground | 2024 | Tier 3 | Distribution Circuit |  |  |  | 2625859 | Sus |  | 3rdParty¦Vehicle¦PoleWood¦Brokenwireonground
24-0129719 | Company Initiated | Planned- maintenance |  |  | 2024 | Tier 2 | Transformer only |  |  |  | 2625902 | Sus |  | CompanyInitiated¦Plannedmaintenance¦¦
24-0132147 | Company Initiated | Planned- maintenance |  |  | 2024 | Tier 3 | Transformer only |  |  |  | 2625951 | Sus |  | CompanyInitiated¦Plannedmaintenance¦¦
24-0131324 | Company Initiated | Planned- maintenance |  |  | 2024 | Tier 2 | Distribution Circuit |  |  |  | 2625974 | Sus |  | CompanyInitiated¦Plannedmaintenance¦¦
24-0130618 | Wildfire Mitigation | Planned - WSIP/System Hardening |  |  | 2024 | Tier 2 | Distribution Circuit |  |  |  | 2625973 | Sus |  | WildfireMitigation¦PlannedWSIPSystemHardening¦¦
24-0130621 | Wildfire Mitigation | Planned - WSIP/System Hardening |  |  | 2024 | Tier 2 | Transformer only |  |  |  | 2625994 | Sus |  | WildfireMitigation¦PlannedWSIPSystemHardening¦¦
24-0136167 | Unknown Cause | Patrol - found nothing |  |  | 2024 | Tier 3 | Distribution Circuit |  |  |  | 2626544 | Sus |  | UnknownCause¦Patrolfoundnothing¦¦
24-0136173 | Equipment Failure/Involved | Underground | Transformer (UG) | Leaking | 2024 | Tier 2 | Distribution Circuit |  |  |  | 2626931 | Sus |  | EquipmentFailureInvolved¦Underground¦Transformer(UG)¦Leaking
24-0129049 | Company Initiated | Planned- capital |  |  | 2024 | Tier 2 | Distribution Circuit |  |  |  | 2626952 | Sus |  | CompanyInitiated¦Plannedcapital¦¦
24-0130069 | Company Initiated | Planned- maintenance |  |  | 2024 | Tier 2 | Distribution Circuit |  |  |  | 2627409 | Sus |  | CompanyInitiated¦Plannedmaintenance¦¦
24-0136348 | Equipment Failure/Involved | Electrical Overload | Transformer | Failed/Faulted | 2024 | Tier 2 | Transformer only |  |  |  | 2627510 | Sus |  | EquipmentFailureInvolved¦ElectricalOverload¦Transformer¦FailedFaulted
24-0131830 | Company Initiated | Planned- maintenance |  |  | 2024 | Tier 2 | Distribution Circuit |  |  |  | 2627919 | Sus |  | CompanyInitiated¦Plannedmaintenance¦¦
24-0129922 | Wildfire Mitigation | Planned - WSIP/System Hardening |  |  | 2024 | Tier 2 | Transformer only |  |  |  | 2627966 | Sus |  | WildfireMitigation¦PlannedWSIPSystemHardening¦¦
24-0129921 | Wildfire Mitigation | Planned - WSIP/System Hardening |  |  | 2024 | Tier 2 | Distribution Circuit |  |  |  | 2627968 | Sus |  | WildfireMitigation¦PlannedWSIPSystemHardening¦¦
24-0131819 | Company Initiated | Planned- maintenance |  |  | 2024 | Tier 2 | Distribution Circuit |  |  |  | 2627975 | Sus |  | CompanyInitiated¦Plannedmaintenance¦¦
24-0129502 | Company Initiated | Planned- capital |  |  | 2024 | Tier 2 | Distribution Circuit |  |  |  | 2627976 | Sus |  | CompanyInitiated¦Plannedcapital¦¦
24-0131265 | Company Initiated | Planned- maintenance |  |  | 2024 | Tier 2 | Distribution Circuit |  |  |  | 2628045 | Sus |  | CompanyInitiated¦Plannedmaintenance¦¦
24-0132170 | Wildfire Mitigation | Planned - WSIP/System Hardening |  |  | 2024 | Tier 3 | Distribution Circuit |  |  |  | 2627876 | Sus |  | WildfireMitigation¦PlannedWSIPSystemHardening¦¦
24-0126734 | Wildfire Mitigation | Planned - WSIP/System Hardening |  |  | 2024 | Tier 2 | Distribution Circuit |  |  |  | 2628072 | Sus |  | WildfireMitigation¦PlannedWSIPSystemHardening¦¦
24-0126909 | Company Initiated | Planned- maintenance |  |  | 2024 | Tier 2 | Distribution Circuit |  |  |  | 2628094 | Sus |  | CompanyInitiated¦Plannedmaintenance¦¦
24-0127195 | Wildfire Mitigation | Planned - WSIP/System Hardening |  |  | 2024 | Tier 2 | Distribution Circuit |  |  |  | 2628102 | Sus |  | WildfireMitigation¦PlannedWSIPSystemHardening¦¦
24-0129895 | Company Initiated | Planned- maintenance |  |  | 2024 | Tier 2 | Distribution Circuit |  |  |  | 2628105 | Sus |  | CompanyInitiated¦Plannedmaintenance¦¦
24-0127684 | Company Initiated | Planned- capital |  |  | 2024 | Tier 2 | Distribution Circuit |  |  |  | 2628159 | Sus |  | CompanyInitiated¦Plannedcapital¦¦
24-0136492 | Equipment Failure/Involved | Overhead | Transformer (OH) | Leaking | 2024 | Tier 2 | Transformer only |  |  |  | 2628146 | Sus |  | EquipmentFailureInvolved¦Overhead¦Transformer(OH)¦Leaking
24-0132873 | Company Initiated | Planned- maintenance |  |  | 2024 | Tier 2 | Transformer only |  |  |  | 2628172 | Sus |  | CompanyInitiated¦Plannedmaintenance¦¦
24-0127030 | Company Initiated | Planned- capital |  |  | 2024 | Tier 2 | Distribution Circuit |  |  |  | 2628186 | Sus |  | CompanyInitiated¦Plannedcapital¦¦
24-0132755 | Wildfire Mitigation | Planned - WSIP/System Hardening |  |  | 2024 | Tier 2 | Distribution Circuit |  |  |  | 2628177 | Sus |  | WildfireMitigation¦PlannedWSIPSystemHardening¦¦
24-0136701 | Equipment Failure/Involved | Overhead | Pole-Wood | Broken | 2024 | Tier 2 | Distribution Circuit |  |  |  | 2628485 | Sus |  | EquipmentFailureInvolved¦Overhead¦PoleWood¦Broken
24-0136743 | Vegetation | Tree - branch fell on line | Conductor- Overhead | Normal | 2024 | Tier 2 | Distribution Circuit |  |  |  | 2628533 | Sus |  | Vegetation¦Treebranchfellonline¦ConductorOverhead¦Normal
24-0129912 | Company Initiated | Planned- maintenance |  |  | 2024 | Tier 2 | Transformer only |  |  |  | 2628966 | Sus |  | CompanyInitiated¦Plannedmaintenance¦¦
24-0129576 | Company Initiated | Planned- maintenance |  |  | 2024 | Tier 2 | Transformer only |  |  |  | 2629016 | Sus |  | CompanyInitiated¦Plannedmaintenance¦¦
24-0129577 | Company Initiated | Planned- maintenance |  |  | 2024 | Tier 2 | Transformer only |  |  |  | 2629021 | Sus |  | CompanyInitiated¦Plannedmaintenance¦¦
24-0136927 | Vegetation | Tree - grew into line | Secondary | Normal | 2024 | Tier 2 | Transformer only |  |  |  | 2628960 | Sus |  | Vegetation¦Treegrewintoline¦Secondary¦Normal
24-0132151 | Company Initiated | Planned- maintenance |  |  | 2024 | Tier 2 | Distribution Circuit |  |  |  | 2629084 | Sus |  | CompanyInitiated¦Plannedmaintenance¦¦
24-0130400 | Company Initiated | Planned- capital |  |  | 2024 | Tier 2 | Distribution Circuit |  |  |  | 2629350 | Sus |  | CompanyInitiated¦Plannedcapital¦¦
24-0137342 | Unknown Cause | Patrol - found nothing |  |  | 2024 | Tier 2 | Distribution Circuit |  |  |  | 2629711 | Sus |  | UnknownCause¦Patrolfoundnothing¦¦
24-0137383 | Vegetation | Tree - branch fell on line | Conductor- Overhead | Normal | 2024 | Tier 2 | Distribution Circuit |  |  |  | 2629846 | Sus |  | Vegetation¦Treebranchfellonline¦ConductorOverhead¦Normal
24-0137886 | Unknown Cause | Patrol - found nothing |  |  | 2024 | Tier 2 | Distribution Circuit |  |  |  | 2630073 | Sus |  | UnknownCause¦Patrolfoundnothing¦¦
24-0137727 | Vegetation | Tree - fell into line | Conductor- Overhead | Broken- wire on ground | 2024 | Tier 2 | Distribution Circuit |  |  |  | 2629947 | Sus |  | Vegetation¦Treefellintoline¦ConductorOverhead¦Brokenwireonground
24-0137416 | Vegetation | Tree - branch fell on line | Conductor- Overhead | Broken- wire on ground | 2024 | Tier 3 | Distribution Circuit |  |  |  | 2629979 | Sus |  | Vegetation¦Treebranchfellonline¦ConductorOverhead¦Brokenwireonground
24-0137492 | Vegetation | Tree - branch fell on line | Conductor- Overhead | Normal | 2024 | Tier 2 | Distribution Circuit |  |  |  | 2629999 | Sus |  | Vegetation¦Treebranchfellonline¦ConductorOverhead¦Normal
24-0137420 | Vegetation | Tree - branch fell on line | Conductor- Overhead | Normal | 2024 | Tier 2 | Distribution Circuit |  |  |  | 2630037 | Sus |  | Vegetation¦Treebranchfellonline¦ConductorOverhead¦Normal
24-0137517 | Unknown Cause | Patrol - found nothing |  |  | 2024 | Tier 2 | Distribution Circuit |  |  |  | 2630041 | Sus |  | UnknownCause¦Patrolfoundnothing¦¦
24-0137494 | Vegetation | Tree - branch fell on line | Conductor- Overhead | Normal | 2024 | Tier 2 | Distribution Circuit |  |  |  | 2630165 | Sus |  | Vegetation¦Treebranchfellonline¦ConductorOverhead¦Normal
24-0137436 | Unknown Cause | Patrol - found nothing |  |  | 2024 | Tier 2 | Distribution Circuit |  |  |  | 2630111 | Sus |  | UnknownCause¦Patrolfoundnothing¦¦
24-0137427 | Vegetation | Tree - fell into line | Conductor- Overhead | Broken- wire on ground | 2024 | Tier 2 | Distribution Circuit |  |  |  | 2630061 | Sus |  | Vegetation¦Treefellintoline¦ConductorOverhead¦Brokenwireonground
24-0137435 | Unknown Cause | Patrol - not conducted |  |  | 2024 | Tier 2 | Transmission line |  |  |  | 2630108 | Sus |  | UnknownCause¦Patrolnotconducted¦¦
24-0137629 | Vegetation | Tree - branch fell on line | Conductor- Overhead | Contaminated | 2024 | Tier 2 | Distribution Circuit |  |  |  | 2630104 | Sus |  | Vegetation¦Treebranchfellonline¦ConductorOverhead¦Contaminated
24-0137454 | Equipment Failure/Involved | Overhead | Jumper | Broken | 2024 | Tier 2 | Distribution Circuit |  |  |  | 2630122 | Sus |  | EquipmentFailureInvolved¦Overhead¦Jumper¦Broken
24-0137558 | Equipment Failure/Involved | Overhead | Transformer | Broken | 2024 | Tier 3 | Transformer only |  |  |  | 2630151 | Sus |  | EquipmentFailureInvolved¦Overhead¦Transformer¦Broken
24-0137647 | Vegetation | Tree - fell into line | Conductor- Overhead | Broken- wire on ground | 2024 | Tier 2 | Distribution Circuit |  |  |  | 2630658 | Sus |  | Vegetation¦Treefellintoline¦ConductorOverhead¦Brokenwireonground
24-0137749 | Vegetation | Tree - fell into line | Conductor- Overhead | Broken- wire on ground | 2024 | Tier 2 | Distribution Circuit |  |  |  | 2630467 | Sus |  | Vegetation¦Treefellintoline¦ConductorOverhead¦Brokenwireonground
24-0137825 | Vegetation | Tree - branch fell on line | Conductor- Overhead | Normal | 2024 | Tier 2 | Distribution Circuit |  |  |  | 2630475 | Sus |  | Vegetation¦Treebranchfellonline¦ConductorOverhead¦Normal
24-0137830 | Vegetation | Tree - fell into line | Conductor- Overhead | Together | 2024 | Tier 2 | Transformer only |  |  |  | 2630888 | Sus |  | Vegetation¦Treefellintoline¦ConductorOverhead¦Together
24-0137804 | Vegetation | Tree - branch fell on line | Conductor- Overhead | Normal | 2024 | Tier 2 | Distribution Circuit |  |  |  | 2631021 | Sus |  | Vegetation¦Treebranchfellonline¦ConductorOverhead¦Normal
24-0137822 | Vegetation | Tree - fell into line | Conductor- Overhead | Normal | 2024 | Tier 2 | Distribution Circuit |  |  |  | 2631099 | Sus |  | Vegetation¦Treefellintoline¦ConductorOverhead¦Normal
24-0138021 | Equipment Failure/Involved | Overhead | Insulator | Broken | 2024 | Tier 2 | Distribution Circuit |  |  |  | 2631609 | Sus |  | EquipmentFailureInvolved¦Overhead¦Insulator¦Broken
24-0138081 | Vegetation | Tree - branch fell on line | Conductor- Overhead | Normal | 2024 | Tier 2 | Distribution Circuit |  |  |  | 2631758 | Sus |  | Vegetation¦Treebranchfellonline¦ConductorOverhead¦Normal
24-0138147 | Vegetation | Tree - fell into line | Conductor- Overhead | Broken- wire on ground | 2024 | Tier 2 | Distribution Circuit |  |  |  | 2632015 | Sus |  | Vegetation¦Treefellintoline¦ConductorOverhead¦Brokenwireonground
24-0116563 | Company Initiated | Planned- maintenance |  |  | 2024 | Tier 2 | Distribution Circuit |  |  |  | 2632036 | Sus |  | CompanyInitiated¦Plannedmaintenance¦¦
24-0138126 | Vegetation | Tree - branch fell on line | Conductor- Overhead | Normal | 2024 | Tier 2 | Distribution Circuit |  |  |  | 2632066 | Sus |  | Vegetation¦Treebranchfellonline¦ConductorOverhead¦Normal
24-0138156 | Vegetation | Tree - fell into line | Conductor- Overhead | Broken- wire on ground | 2024 | Tier 2 | Distribution Circuit |  |  |  | 2632133 | Sus |  | Vegetation¦Treefellintoline¦ConductorOverhead¦Brokenwireonground
24-0138167 | Vegetation | Tree - branch fell on line | Conductor- Overhead | Normal | 2024 | Tier 2 | Distribution Circuit |  |  |  | 2632131 | Sus |  | Vegetation¦Treebranchfellonline¦ConductorOverhead¦Normal
24-0138224 | Vegetation | Tree - fell into line | Conductor- Overhead | Broken- wire on ground | 2024 | Tier 2 | Distribution Circuit |  |  |  | 2632296 | Sus |  | Vegetation¦Treefellintoline¦ConductorOverhead¦Brokenwireonground
24-0138232 | Unknown Cause | Patrol - found nothing |  |  | 2024 | Tier 2 | Distribution Circuit |  |  |  | 2632322 | Sus |  | UnknownCause¦Patrolfoundnothing¦¦
24-0138209 | Equipment Failure/Involved | Overhead | Conductor- Overhead | Together | 2024 | Tier 2 | Distribution Circuit |  |  |  | 2632324 | Sus |  | EquipmentFailureInvolved¦Overhead¦ConductorOverhead¦Together
24-0138215 | Vegetation | Tree - fell into line | Conductor- Overhead | Normal | 2024 | Tier 2 | Distribution Circuit |  |  |  | 2632336 | Sus |  | Vegetation¦Treefellintoline¦ConductorOverhead¦Normal
24-0138293 | Unknown Cause | Patrol - found nothing |  |  | 2024 | Tier 2 | Distribution Circuit |  |  |  | 2632353 | Sus |  | UnknownCause¦Patrolfoundnothing¦¦
24-0138832 | Vegetation | Tree - fell into line | Conductor- Overhead | Broken- wire on ground | 2024 | Tier 2 | Distribution Circuit |  |  |  | 2634072 | Sus |  | Vegetation¦Treefellintoline¦ConductorOverhead¦Brokenwireonground
24-0138743 | Vegetation | Tree - fell into line | Conductor- Overhead | Broken | 2024 | Tier 2 | Distribution Circuit |  |  |  | 2633716 | Sus |  | Vegetation¦Treefellintoline¦ConductorOverhead¦Broken
24-0116572 | Company Initiated | Planned- capital |  |  | 2024 | Tier 2 | Distribution Circuit |  |  |  | 2633712 | Sus |  | CompanyInitiated¦Plannedcapital¦¦
24-0138746 | Vegetation | Tree - branch fell on line | Conductor- Overhead | Normal | 2024 | Tier 2 | Distribution Circuit |  |  |  | 2633737 | Sus |  | Vegetation¦Treebranchfellonline¦ConductorOverhead¦Normal
24-0138756 | Vegetation | Tree - fell into line | Conductor- Overhead | Broken- wire on ground | 2024 | Tier 2 | Distribution Circuit |  |  |  | 2634221 | Sus |  | Vegetation¦Treefellintoline¦ConductorOverhead¦Brokenwireonground
24-0138869 | Equipment Failure/Involved | Overhead | Pole-Wood | Broken- wire on ground | 2024 | Tier 2 | Distribution Circuit |  |  |  | 2633752 | Sus |  | EquipmentFailureInvolved¦Overhead¦PoleWood¦Brokenwireonground
24-0138752 | Vegetation | Tree - branch fell on line | Conductor- Overhead | Broken- wire on ground | 2024 | Tier 2 | Distribution Circuit |  |  |  | 2633757 | Sus |  | Vegetation¦Treebranchfellonline¦ConductorOverhead¦Brokenwireonground
24-0138889 | Equipment Failure/Involved | Overhead | Transformer | Broken- wire on ground | 2024 | Tier 3 | Transformer only |  |  |  | 2633830 | Sus |  | EquipmentFailureInvolved¦Overhead¦Transformer¦Brokenwireonground
24-0139293 | Unknown Cause | Patrol - found nothing |  |  | 2024 | Tier 2 | Distribution Circuit |  |  |  | 2633850 | Sus |  | UnknownCause¦Patrolfoundnothing¦¦
24-0139115 | Vegetation | Tree - branch fell on line | Conductor- Overhead | Normal | 2024 | Tier 2 | Distribution Circuit |  |  |  | 2633846 | Sus |  | Vegetation¦Treebranchfellonline¦ConductorOverhead¦Normal
24-0138811 | Vegetation | Tree - fell into line | Conductor- Overhead | Broken- wire on ground | 2024 | Tier 2 | Distribution Circuit |  |  |  | 2633886 | Sus |  | Vegetation¦Treefellintoline¦ConductorOverhead¦Brokenwireonground
24-0138854 | Vegetation | Tree - branch fell on line | Fuse | Broken | 2024 | Tier 2 | Distribution Circuit |  |  |  | 2633910 | Sus |  | Vegetation¦Treebranchfellonline¦Fuse¦Broken
24-0139104 | Unknown Cause | Patrol - found nothing |  |  | 2024 | Tier 2 | Distribution Circuit |  |  |  | 2633906 | Sus |  | UnknownCause¦Patrolfoundnothing¦¦
24-0138772 | Unknown Cause | Patrol - found nothing |  |  | 2024 | Tier 2 | Distribution Circuit |  |  |  | 2633763 | Sus |  | UnknownCause¦Patrolfoundnothing¦¦
24-0138917 | Vegetation | Tree - fell into line | Conductor- Overhead | Broken- wire on ground | 2024 | Tier 2 | Distribution Circuit |  |  |  | 2633908 | Sus |  | Vegetation¦Treefellintoline¦ConductorOverhead¦Brokenwireonground
24-0138714 | Vegetation | Tree - fell into line | Conductor- Overhead | Broken- wire on ground | 2024 | Tier 2 | Distribution Circuit |  |  |  | 2634034 | Sus |  | Vegetation¦Treefellintoline¦ConductorOverhead¦Brokenwireonground
24-0138714 | Vegetation | Tree - fell into line | Conductor- Overhead | Broken- wire on ground | 2024 | Tier 2 | Distribution Circuit |  |  |  | 2634176 | Sus |  | Vegetation¦Treefellintoline¦ConductorOverhead¦Brokenwireonground
24-0138754 | Vegetation | Tree - fell into line | Conductor- Overhead | Broken- wire on ground | 2024 | Tier 2 | Distribution Circuit |  |  |  | 2634422 | Sus |  | Vegetation¦Treefellintoline¦ConductorOverhead¦Brokenwireonground
24-0138746 | Vegetation | Tree - fell into line | Conductor- Overhead | Broken- wire on ground | 2024 | Tier 2 | Distribution Circuit |  |  |  | 2634119 | Sus |  | Vegetation¦Treefellintoline¦ConductorOverhead¦Brokenwireonground
24-0139192 | Vegetation | Tree - fell into line | Conductor- Overhead | Normal | 2024 | Tier 3 | Distribution Circuit |  |  |  | 2634169 | Sus |  | Vegetation¦Treefellintoline¦ConductorOverhead¦Normal
24-0139280 | Vegetation | Tree - branch fell on line | Conductor- Overhead | Normal | 2024 | Tier 2 | Distribution Circuit |  |  |  | 2635431 | Sus |  | Vegetation¦Treebranchfellonline¦ConductorOverhead¦Normal
24-0139183 | Vegetation | Tree - fell into line | Conductor- Overhead | Broken- wire on ground | 2024 | Tier 2 | Distribution Circuit |  |  |  | 2634491 | Sus |  | Vegetation¦Treefellintoline¦ConductorOverhead¦Brokenwireonground
24-0139279 | Vegetation | Tree - branch fell on line | Conductor- Overhead | Normal | 2024 | Tier 2 | Distribution Circuit |  |  |  | 2635429 | Sus |  | Vegetation¦Treebranchfellonline¦ConductorOverhead¦Normal
24-0139305 | Vegetation | Tree - branch fell on line | Conductor- Overhead | Normal | 2024 | Tier 2 | Distribution Circuit |  |  |  | 2634744 | Sus |  | Vegetation¦Treebranchfellonline¦ConductorOverhead¦Normal
24-0139222 | Unknown Cause | Patrol - found nothing |  |  | 2024 | Tier 2 | Distribution Circuit |  |  |  | 2634933 | Sus |  | UnknownCause¦Patrolfoundnothing¦¦
24-0139307 | Unknown Cause | Patrol - found nothing |  |  | 2024 | Tier 2 | Distribution Circuit |  |  |  | 2635152 | Sus |  | UnknownCause¦Patrolfoundnothing¦¦
24-0139312 | Unknown Cause | Patrol - found nothing |  |  | 2024 | Tier 2 | Distribution Circuit |  |  |  | 2635385 | Sus |  | UnknownCause¦Patrolfoundnothing¦¦
24-0139313 | Vegetation | Tree - branch fell on line | Conductor- Overhead | Normal | 2024 | Tier 2 | Distribution Circuit |  |  |  | 2635453 | Sus |  | Vegetation¦Treebranchfellonline¦ConductorOverhead¦Normal
24-0139407 | Vegetation | Tree - fell into line | Conductor- Overhead | Broken- wire on ground | 2024 | Tier 2 | Distribution Circuit |  |  |  | 2635860 | Sus |  | Vegetation¦Treefellintoline¦ConductorOverhead¦Brokenwireonground
24-0139475 | Vegetation | Tree - fell into line | Conductor- Overhead | Broken- wire on ground | 2024 | Tier 2 | Distribution Circuit |  |  |  | 2635885 | Sus |  | Vegetation¦Treefellintoline¦ConductorOverhead¦Brokenwireonground
24-0139535 | Environmental/External | Water | Transformer | Failed/Faulted | 2024 | Tier 2 | Transformer only |  |  |  | 2635901 | Sus |  | EnvironmentalExternal¦Water¦Transformer¦FailedFaulted
24-0138701 | Company Initiated | Return Circuit Normal | Conductor- Overhead | Normal | 2024 | Tier 2 | Distribution Circuit |  |  |  | 2635990 | Sus |  | CompanyInitiated¦ReturnCircuitNormal¦ConductorOverhead¦Normal
24-0139463 | Vegetation | Tree - branch fell on line | Conductor- Overhead | Normal | 2024 | Tier 2 | Distribution Circuit |  |  |  | 2636106 | Sus |  | Vegetation¦Treebranchfellonline¦ConductorOverhead¦Normal
24-0139546 | Vegetation | Tree - fell into line | Transformer | Broken- wire on ground | 2024 | Tier 2 | Transformer only |  |  |  | 2636085 | Sus |  | Vegetation¦Treefellintoline¦Transformer¦Brokenwireonground
24-0139637 | Vegetation | Tree - fell into line | Conductor- Overhead | Broken | 2024 | Tier 2 | Distribution Circuit |  |  |  | 2636808 | Sus |  | Vegetation¦Treefellintoline¦ConductorOverhead¦Broken
24-0139656 | Equipment Failure/Involved | Overhead | Conductor- Overhead | Broken | 2024 | Tier 2 | Distribution Circuit |  |  |  | 2636873 | Sus |  | EquipmentFailureInvolved¦Overhead¦ConductorOverhead¦Broken
24-0139586 | Equipment Failure/Involved | Overhead | Crossarm- Wood | Broken | 2024 | Tier 2 | Distribution Circuit |  |  |  | 2636932 | Sus |  | EquipmentFailureInvolved¦Overhead¦CrossarmWood¦Broken
24-0139757 | Unknown Cause | Patrol - found nothing |  |  | 2024 | Tier 2 | Distribution Circuit |  |  |  | 2637077 | Sus |  | UnknownCause¦Patrolfoundnothing¦¦
24-0139864 | Vegetation | Tree - fell into line | Conductor- Overhead | Normal | 2024 | Tier 2 | Distribution Circuit |  |  |  | 2637395 | Sus |  | Vegetation¦Treefellintoline¦ConductorOverhead¦Normal
24-0133440 | Wildfire Mitigation | Planned - WSIP/System Hardening |  |  | 2024 | Tier 2 | Distribution Circuit |  |  |  | 2637435 | Sus |  | WildfireMitigation¦PlannedWSIPSystemHardening¦¦
24-0135249 | Wildfire Mitigation | Planned - WSIP/System Hardening |  |  | 2024 | Tier 2 | Transformer only |  |  |  | 2637460 | Sus |  | WildfireMitigation¦PlannedWSIPSystemHardening¦¦
24-0140139 | Unknown Cause | Patrol - found nothing |  |  | 2024 | Tier 2 | Distribution Circuit |  |  |  | 2637631 | Sus |  | UnknownCause¦Patrolfoundnothing¦¦
24-0140159 | Unknown Cause | Patrol - not conducted |  |  | 2024 | Tier 2 | Distribution Circuit |  |  |  | 2638011 | Sus |  | UnknownCause¦Patrolnotconducted¦¦
24-0140018 | Vegetation | Tree - fell into line | Conductor- Overhead | Normal | 2024 | Tier 2 | Distribution Circuit |  |  |  | 2637757 | Sus |  | Vegetation¦Treefellintoline¦ConductorOverhead¦Normal
24-0131524 | Company Initiated | Planned- maintenance |  |  | 2024 | Tier 2 | Distribution Circuit |  |  |  | 2638270 | Sus |  | CompanyInitiated¦Plannedmaintenance¦¦
24-0132603 | Company Initiated | Planned- maintenance |  |  | 2024 | Tier 2 | Distribution Circuit |  |  |  | 2638393 | Sus |  | CompanyInitiated¦Plannedmaintenance¦¦
24-0132684 | Company Initiated | Planned- maintenance |  |  | 2024 | Tier 2 | Distribution Circuit |  |  |  | 2638404 | Sus |  | CompanyInitiated¦Plannedmaintenance¦¦
24-0130626 | Company Initiated | Planned- maintenance |  |  | 2024 | Tier 2 | Distribution Circuit |  |  |  | 2638482 | Sus |  | CompanyInitiated¦Plannedmaintenance¦¦
24-0134908 | Company Initiated | Planned- maintenance |  |  | 2024 | Tier 2 | Transformer only |  |  |  | 2638895 | Sus |  | CompanyInitiated¦Plannedmaintenance¦¦
24-0138277 | Company Initiated | Planned- maintenance |  |  | 2024 | Tier 2 | Distribution Circuit |  |  |  | 2638497 | Sus |  | CompanyInitiated¦Plannedmaintenance¦¦
24-0138283 | Company Initiated | Planned- maintenance |  |  | 2024 | Tier 2 | Transformer only |  |  |  | 2638886 | Sus |  | CompanyInitiated¦Plannedmaintenance¦¦
24-0128166 | Wildfire Mitigation | Planned - WSIP/System Hardening |  |  | 2024 | Tier 2 | Distribution Circuit |  |  |  | 2638701 | Sus |  | WildfireMitigation¦PlannedWSIPSystemHardening¦¦
24-0140580 | Vegetation | Tree - fell into line | Conductor- Overhead | Broken- wire on ground | 2024 | Tier 2 | Distribution Circuit |  |  |  | 2638782 | Sus |  | Vegetation¦Treefellintoline¦ConductorOverhead¦Brokenwireonground
24-0132496 | Company Initiated | Planned- maintenance |  |  | 2024 | Tier 2 | Transformer only |  |  |  | 2639196 | Sus |  | CompanyInitiated¦Plannedmaintenance¦¦
24-0133034 | Wildfire Mitigation | Planned - WSIP/System Hardening |  |  | 2024 | Tier 2 | Distribution Circuit |  |  |  | 2639237 | Sus |  | WildfireMitigation¦PlannedWSIPSystemHardening¦¦
24-0141006 | Equipment Failure/Involved | Overhead | Transformer (OH) | Failed/Faulted | 2024 | Tier 2 | Distribution Circuit |  |  |  | 2639362 | Sus |  | EquipmentFailureInvolved¦Overhead¦Transformer(OH)¦FailedFaulted
24-0141385 | Unknown Cause | Patrol - found nothing |  |  | 2024 | Tier 2 | Distribution Circuit |  |  |  | 2640472 | Sus |  | UnknownCause¦Patrolfoundnothing¦¦
24-0141358 | Equipment Failure/Involved | Overhead | Pole-Wood | Deteriorated | 2024 | Tier 3 | Distribution Circuit |  |  |  | 2640485 | Sus |  | EquipmentFailureInvolved¦Overhead¦PoleWood¦Deteriorated
24-0134470 | Company Initiated | Planned- maintenance |  |  | 2024 | Tier 2 | Distribution Circuit |  |  |  | 2641371 | Sus |  | CompanyInitiated¦Plannedmaintenance¦¦
24-0135408 | Company Initiated | Planned- capital |  |  | 2024 | Tier 2 | Distribution Circuit |  |  |  | 2641508 | Sus |  | CompanyInitiated¦Plannedcapital¦¦
24-0133508 | Wildfire Mitigation | Planned - WSIP/System Hardening |  |  | 2024 | Tier 2 | Distribution Circuit |  |  |  | 2641466 | Sus |  | WildfireMitigation¦PlannedWSIPSystemHardening¦¦
24-0135184 | Company Initiated | Planned- maintenance |  |  | 2024 | Tier 2 | Transformer only |  |  |  | 2641500 | Sus |  | CompanyInitiated¦Plannedmaintenance¦¦
24-0135194 | Company Initiated | Planned- maintenance |  |  | 2024 | Tier 3 | Distribution Circuit |  |  |  | 2641551 | Sus |  | CompanyInitiated¦Plannedmaintenance¦¦
24-0134852 | Company Initiated | Planned- maintenance |  |  | 2024 | Tier 2 | Distribution Circuit |  |  |  | 2641577 | Sus |  | CompanyInitiated¦Plannedmaintenance¦¦
24-0137350 | Company Initiated | Planned- capital |  |  | 2024 | Tier 2 | Distribution Circuit |  |  |  | 2641965 | Sus |  | CompanyInitiated¦Plannedcapital¦¦
24-0141821 | Unknown Cause | Patrol - found nothing |  |  | 2024 | Tier 3 | Distribution Circuit |  |  |  | 2641929 | Sus |  | UnknownCause¦Patrolfoundnothing¦¦
24-0141845 | 3rd Party | Tree - cutting- 3rd party | Conductor- Overhead | Broken- wire on ground | 2024 | Tier 2 | Distribution Circuit |  |  |  | 2641927 | Sus |  | 3rdParty¦Treecutting3rdparty¦ConductorOverhead¦Brokenwireonground
24-0141902 | Animal | Squirrel | Fuse | Normal | 2024 | Tier 3 | Transformer only |  |  |  | 2642115 | Sus |  | Animal¦Squirrel¦Fuse¦Normal
24-0142060 | Equipment Failure/Involved | Overhead | Crossarm- Wood | Broken | 2024 | Tier 2 | Distribution Circuit |  |  |  | 2642483 | Sus |  | EquipmentFailureInvolved¦Overhead¦CrossarmWood¦Broken
24-0134992 | Wildfire Mitigation | Planned - WSIP/System Hardening |  |  | 2024 | Tier 2 | Distribution Circuit |  |  |  | 2642553 | Sus |  | WildfireMitigation¦PlannedWSIPSystemHardening¦¦
24-0137682 | Company Initiated | Planned- maintenance |  |  | 2024 | Tier 2 | Distribution Circuit |  |  |  | 2642577 | Sus |  | CompanyInitiated¦Plannedmaintenance¦¦
24-0137675 | Company Initiated | Planned- maintenance |  |  | 2024 | Tier 2 | Distribution Circuit |  |  |  | 2642668 | Sus |  | CompanyInitiated¦Plannedmaintenance¦¦
24-0134128 | Company Initiated | Planned- maintenance |  |  | 2024 | Tier 2 | Distribution Circuit |  |  |  | 2642674 | Sus |  | CompanyInitiated¦Plannedmaintenance¦¦
24-0135346 | Wildfire Mitigation | Planned - WSIP/System Hardening |  |  | 2024 | Tier 2 | Transformer only |  |  |  | 2642717 | Sus |  | WildfireMitigation¦PlannedWSIPSystemHardening¦¦
24-0134241 | Company Initiated | Planned- maintenance |  |  | 2024 | Tier 2 | Distribution Circuit |  |  |  | 2642737 | Sus |  | CompanyInitiated¦Plannedmaintenance¦¦
24-0137242 | Company Initiated | Planned- maintenance |  |  | 2024 | Tier 2 | Transformer only |  |  |  | 2642761 | Sus |  | CompanyInitiated¦Plannedmaintenance¦¦
24-0124358 | Company Initiated | Planned- capital |  |  | 2024 | Tier 3 | Distribution Circuit |  |  |  | 2642805 | Sus |  | CompanyInitiated¦Plannedcapital¦¦
24-0131996 | Wildfire Mitigation | Planned - WSIP/System Hardening |  |  | 2024 | Tier 2 | Distribution Circuit |  |  |  | 2642878 | Sus |  | WildfireMitigation¦PlannedWSIPSystemHardening¦¦
24-0133007 | Wildfire Mitigation | Planned - WSIP/System Hardening |  |  | 2024 | Tier 3 | Distribution Circuit |  |  |  | 2643470 | Sus |  | WildfireMitigation¦PlannedWSIPSystemHardening¦¦
24-0134467 | Company Initiated | Planned- capital |  |  | 2024 | Tier 2 | Distribution Circuit |  |  |  | 2643486 | Sus |  | CompanyInitiated¦Plannedcapital¦¦
24-0132976 | Wildfire Mitigation | Planned - WSIP/System Hardening |  |  | 2024 | Tier 2 | Distribution Circuit |  |  |  | 2643544 | Sus |  | WildfireMitigation¦PlannedWSIPSystemHardening¦¦
24-0137316 | Company Initiated | Planned- maintenance |  |  | 2024 | Tier 2 | Distribution Circuit |  |  |  | 2643408 | Sus |  | CompanyInitiated¦Plannedmaintenance¦¦
24-0135344 | Wildfire Mitigation | Planned - WSIP/System Hardening |  |  | 2024 | Tier 2 | Transformer only |  |  |  | 2643671 | Sus |  | WildfireMitigation¦PlannedWSIPSystemHardening¦¦
24-0137359 | Company Initiated | Planned- maintenance |  |  | 2024 | Tier 2 | Transformer only |  |  |  | 2643732 | Sus |  | CompanyInitiated¦Plannedmaintenance¦¦
24-0137354 | Company Initiated | Planned- maintenance |  |  | 2024 | Tier 2 | Distribution Circuit |  |  |  | 2643722 | Sus |  | CompanyInitiated¦Plannedmaintenance¦¦
24-0135050 | Company Initiated | Planned- maintenance |  |  | 2024 | Tier 2 | Distribution Circuit |  |  |  | 2643542 | Sus |  | CompanyInitiated¦Plannedmaintenance¦¦
24-0137928 | Company Initiated | Planned- maintenance |  |  | 2024 | Tier 2 | Distribution Circuit |  |  |  | 2643794 | Sus |  | CompanyInitiated¦Plannedmaintenance¦¦
24-0137689 | Company Initiated | Planned- maintenance |  |  | 2024 | Tier 2 | Transformer only |  |  |  | 2643993 | Sus |  | CompanyInitiated¦Plannedmaintenance¦¦
24-0142678 | 3rd Party | Tree - cutting- 3rd party | Transformer (UG) | Normal | 2024 | Tier 2 | Distribution Circuit |  |  |  | 2644092 | Sus |  | 3rdParty¦Treecutting3rdparty¦Transformer(UG)¦Normal
24-0139189 | Company Initiated | Planned- maintenance |  |  | 2024 | Tier 2 | Distribution Circuit |  |  |  | 2644519 | Sus |  | CompanyInitiated¦Plannedmaintenance¦¦
24-0134967 | Wildfire Mitigation | Planned - WSIP/System Hardening |  |  | 2024 | Tier 2 | Transformer only |  |  |  | 2644552 | Sus |  | WildfireMitigation¦PlannedWSIPSystemHardening¦¦
24-0132728 | Wildfire Mitigation | Planned - WSIP/System Hardening |  |  | 2024 | Tier 2 | Distribution Circuit |  |  |  | 2644389 | Sus |  | WildfireMitigation¦PlannedWSIPSystemHardening¦¦
24-0126390 | Company Initiated | Planned- capital |  |  | 2024 | Tier 2 | Distribution Circuit |  |  |  | 2644708 | Sus |  | CompanyInitiated¦Plannedcapital¦¦
24-0139838 | Wildfire Mitigation | Planned - WSIP/System Hardening |  |  | 2024 | Tier 2 | Distribution Circuit |  |  |  | 2644609 | Sus |  | WildfireMitigation¦PlannedWSIPSystemHardening¦¦
24-0135020 | Wildfire Mitigation | Planned - WSIP/System Hardening |  |  | 2024 | Tier 2 | Transformer only |  |  |  | 2644619 | Sus |  | WildfireMitigation¦PlannedWSIPSystemHardening¦¦
24-0135357 | Company Initiated | Planned- maintenance |  |  | 2024 | Tier 2 | Distribution Circuit |  |  |  | 2644621 | Sus |  | CompanyInitiated¦Plannedmaintenance¦¦
24-0133587 | Company Initiated | Planned- capital |  |  | 2024 | Tier 2 | Distribution Circuit |  |  |  | 2644786 | Sus |  | CompanyInitiated¦Plannedcapital¦¦
24-0142966 | Environmental/External | Earthquake | Conductor- Overhead | Broken- wire on ground | 2024 | Tier 2 | Distribution Circuit |  |  |  | 2645143 | Sus |  | EnvironmentalExternal¦Earthquake¦ConductorOverhead¦Brokenwireonground
24-0142875 | Environmental/External | Earthquake | Conductor- Overhead | Normal | 2024 | Tier 2 | Distribution Circuit |  |  |  | 2644930 | Sus |  | EnvironmentalExternal¦Earthquake¦ConductorOverhead¦Normal
24-0142915 | Environmental/External | Earthquake | Fuse | Failed/Faulted | 2024 | Tier 2 | Distribution Circuit |  |  |  | 2644929 | Sus |  | EnvironmentalExternal¦Earthquake¦Fuse¦FailedFaulted
24-0142894 | Environmental/External | Earthquake | Conductor- Overhead | Normal | 2024 | Tier 2 | Distribution Circuit |  |  |  | 2645006 | Sus |  | EnvironmentalExternal¦Earthquake¦ConductorOverhead¦Normal
24-0143084 | Equipment Failure/Involved | Overhead | Transformer | Arcing | 2024 | Tier 2 | Transformer only |  |  |  | 2645210 | Sus |  | EquipmentFailureInvolved¦Overhead¦Transformer¦Arcing
24-0143222 | Unknown Cause | Patrol - found nothing |  |  | 2024 | Tier 2 | Distribution Circuit |  |  |  | 2645556 | Sus |  | UnknownCause¦Patrolfoundnothing¦¦
24-0079311 | Company Initiated | Planned- capital |  |  | 2024 | Tier 2 | Distribution Circuit |  |  |  | 2645855 | Sus |  | CompanyInitiated¦Plannedcapital¦¦
24-0138262 | Company Initiated | Planned- maintenance |  |  | 2024 | Tier 2 | Transformer only |  |  |  | 2645613 | Sus |  | CompanyInitiated¦Plannedmaintenance¦¦
24-0132764 | Company Initiated | Planned- maintenance |  |  | 2024 | Tier 2 | Distribution Circuit |  |  |  | 2645623 | Sus |  | CompanyInitiated¦Plannedmaintenance¦¦
24-0139440 | Wildfire Mitigation | Planned - WSIP/System Hardening |  |  | 2024 | Tier 2 | Distribution Circuit |  |  |  | 2645571 | Sus |  | WildfireMitigation¦PlannedWSIPSystemHardening¦¦
24-0135005 | Company Initiated | Planned- maintenance |  |  | 2024 | Tier 2 | Distribution Circuit |  |  |  | 2645685 | Sus |  | CompanyInitiated¦Plannedmaintenance¦¦
24-0137485 | Wildfire Mitigation | Planned - WSIP/System Hardening |  |  | 2024 | Tier 2 | Distribution Circuit |  |  |  | 2645648 | Sus |  | WildfireMitigation¦PlannedWSIPSystemHardening¦¦
24-0134505 | Company Initiated | Planned- maintenance |  |  | 2024 | Tier 2 | Transformer only |  |  |  | 2645715 | Sus |  | CompanyInitiated¦Plannedmaintenance¦¦
24-0138040 | Company Initiated | Planned- maintenance |  |  | 2024 | Tier 2 | Transformer only |  |  |  | 2645725 | Sus |  | CompanyInitiated¦Plannedmaintenance¦¦
24-0143253 | Equipment Failure/Involved | Overhead | Pole-Wood | Deteriorated | 2024 | Tier 2 | Distribution Circuit |  |  |  | 2645777 | Sus |  | EquipmentFailureInvolved¦Overhead¦PoleWood¦Deteriorated
24-0135375 | Wildfire Mitigation | Planned - WSIP/System Hardening |  |  | 2024 | Tier 2 | Transformer only |  |  |  | 2646029 | Sus |  | WildfireMitigation¦PlannedWSIPSystemHardening¦¦
24-0138026 | Wildfire Mitigation | Planned - WSIP/System Hardening |  |  | 2024 | Tier 2 | Transformer only |  |  |  | 2646036 | Sus |  | WildfireMitigation¦PlannedWSIPSystemHardening¦¦
24-0140309 | Wildfire Mitigation | Planned - WSIP/System Hardening |  |  | 2024 | Tier 2 | Transformer only |  |  |  | 2646039 | Sus |  | WildfireMitigation¦PlannedWSIPSystemHardening¦¦
24-0118867 | Company Initiated | Planned- capital |  |  | 2024 | Tier 2 | Distribution Circuit |  |  |  | 2646249 | Sus |  | CompanyInitiated¦Plannedcapital¦¦
24-0143546 | Animal | Bird found | Conductor- Overhead | Normal | 2024 | Tier 2 | Distribution Circuit |  |  |  | 2646319 | Sus |  | Animal¦Birdfound¦ConductorOverhead¦Normal
24-0137363 | Company Initiated | Planned- capital |  |  | 2024 | Tier 2 | Distribution Circuit |  |  |  | 2646411 | Sus |  | CompanyInitiated¦Plannedcapital¦¦
24-0135419 | Company Initiated | Planned- maintenance |  |  | 2024 | Tier 2 | Distribution Circuit |  |  |  | 2646798 | Sus |  | CompanyInitiated¦Plannedmaintenance¦¦
24-0143768 | Equipment Failure/Involved | Underground | Transformer (UG) | Failed/Faulted | 2024 | Tier 3 | Distribution Circuit |  |  |  | 2647102 | Sus |  | EquipmentFailureInvolved¦Underground¦Transformer(UG)¦FailedFaulted
24-0143719 | Equipment Failure/Involved | Overhead | Pole-Wood | Broken | 2024 | Tier 2 | Distribution Circuit |  |  |  | 2646991 | Sus |  | EquipmentFailureInvolved¦Overhead¦PoleWood¦Broken
24-0138540 | Wildfire Mitigation | Planned - WSIP/System Hardening |  |  | 2024 | Tier 2 | Distribution Circuit |  |  |  | 2647379 | Sus |  | WildfireMitigation¦PlannedWSIPSystemHardening¦¦
24-0140761 | Company Initiated | Planned- maintenance |  |  | 2024 | Tier 2 | Distribution Circuit |  |  |  | 2647418 | Sus |  | CompanyInitiated¦Plannedmaintenance¦¦
24-0126148 | Company Initiated | Planned- capital |  |  | 2024 | Tier 2 | Distribution Circuit |  |  |  | 2647463 | Sus |  | CompanyInitiated¦Plannedcapital¦¦
24-0135412 | Company Initiated | Planned- maintenance |  |  | 2024 | Tier 2 | Distribution Circuit |  |  |  | 2647469 | Sus |  | CompanyInitiated¦Plannedmaintenance¦¦
24-0130359 | Company Initiated | Planned- capital |  |  | 2024 | Tier 2 | Distribution Circuit |  |  |  | 2647512 | Sus |  | CompanyInitiated¦Plannedcapital¦¦
24-0138302 | Wildfire Mitigation | Planned - WSIP/System Hardening |  |  | 2024 | Tier 3 | Distribution Circuit |  |  |  | 2647521 | Sus |  | WildfireMitigation¦PlannedWSIPSystemHardening¦¦
24-0139651 | Company Initiated | Planned- maintenance |  |  | 2024 | Tier 2 | Distribution Circuit |  |  |  | 2647531 | Sus |  | CompanyInitiated¦Plannedmaintenance¦¦
24-0136406 | Company Initiated | Planned- maintenance |  |  | 2024 | Tier 2 | Distribution Circuit |  |  |  | 2647520 | Sus |  | CompanyInitiated¦Plannedmaintenance¦¦
24-0139562 | Company Initiated | Planned- maintenance |  |  | 2024 | Tier 2 | Distribution Circuit |  |  |  | 2647452 | Sus |  | CompanyInitiated¦Plannedmaintenance¦¦
24-0143905 | Vegetation | Tree - fell into line | Conductor- Overhead | Broken- wire on ground | 2024 | Tier 2 | Distribution Circuit |  |  |  | 2647719 | Sus |  | Vegetation¦Treefellintoline¦ConductorOverhead¦Brokenwireonground
24-0137434 | Wildfire Mitigation | Planned - WSIP/System Hardening |  |  | 2024 | Tier 2 | Distribution Circuit |  |  |  | 2648481 | Sus |  | WildfireMitigation¦PlannedWSIPSystemHardening¦¦
24-0127903 | Company Initiated | Planned- capital |  |  | 2024 | Tier 2 | Distribution Circuit |  |  |  | 2648501 | Sus |  | CompanyInitiated¦Plannedcapital¦¦
24-0138187 | Wildfire Mitigation | Planned - WSIP/System Hardening |  |  | 2024 | Tier 2 | Distribution Circuit |  |  |  | 2648375 | Sus |  | WildfireMitigation¦PlannedWSIPSystemHardening¦¦
24-0136614 | Wildfire Mitigation | Planned - WSIP/System Hardening |  |  | 2024 | Tier 2 | Distribution Circuit |  |  |  | 2648431 | Sus |  | WildfireMitigation¦PlannedWSIPSystemHardening¦¦
24-0135441 | Company Initiated | Planned- capital |  |  | 2024 | Tier 2 | Distribution Circuit |  |  |  | 2648580 | Sus |  | CompanyInitiated¦Plannedcapital¦¦
24-0139608 | Company Initiated | Planned- maintenance |  |  | 2024 | Tier 2 | Transformer only |  |  |  | 2648629 | Sus |  | CompanyInitiated¦Plannedmaintenance¦¦
24-0136459 | Company Initiated | Planned- maintenance |  |  | 2024 | Tier 2 | Distribution Circuit |  |  |  | 2648651 | Sus |  | CompanyInitiated¦Plannedmaintenance¦¦
24-0138291 | Company Initiated | Planned- maintenance |  |  | 2024 | Tier 2 | Distribution Circuit |  |  |  | 2648710 | Sus |  | CompanyInitiated¦Plannedmaintenance¦¦
24-0136420 | Wildfire Mitigation | Planned - WSIP/System Hardening |  |  | 2024 | Tier 2 | Distribution Circuit |  |  |  | 2648672 | Sus |  | WildfireMitigation¦PlannedWSIPSystemHardening¦¦
24-0144138 | Unknown Cause | Patrol - found nothing |  |  | 2024 | Tier 2 | Distribution Circuit |  |  |  | 2648693 | Sus |  | UnknownCause¦Patrolfoundnothing¦¦
24-0136423 | Company Initiated | Planned- maintenance |  |  | 2024 | Tier 2 | Transformer only |  |  |  | 2648844 | Sus |  | CompanyInitiated¦Plannedmaintenance¦¦
24-0144216 | Equipment Failure/Involved | Overhead | Pole-Wood | Deteriorated | 2024 | Tier 2 | Distribution Circuit |  |  |  | 2648922 | Sus |  | EquipmentFailureInvolved¦Overhead¦PoleWood¦Deteriorated
24-0144320 | Animal | Bird found | Conductor- Overhead | Normal | 2024 | Tier 2 | Distribution Circuit |  |  |  | 2649261 | Sus |  | Animal¦Birdfound¦ConductorOverhead¦Normal
24-0140763 | Company Initiated | Planned- maintenance |  |  | 2024 | Tier 2 | Distribution Circuit |  |  |  | 2649319 | Sus |  | CompanyInitiated¦Plannedmaintenance¦¦
24-0137673 | Company Initiated | Planned- maintenance |  |  | 2024 | Tier 2 | Distribution Circuit |  |  |  | 2649492 | Sus |  | CompanyInitiated¦Plannedmaintenance¦¦
24-0120355 | Company Initiated | Planned- capital |  |  | 2024 | Tier 2 | Distribution Circuit |  |  |  | 2649535 | Sus |  | CompanyInitiated¦Plannedcapital¦¦
24-0138284 | Company Initiated | Planned- maintenance |  |  | 2024 | Tier 2 | Distribution Circuit |  |  |  | 2649494 | Sus |  | CompanyInitiated¦Plannedmaintenance¦¦
24-0135285 | Company Initiated | Planned- capital |  |  | 2024 | Tier 2 | Distribution Circuit |  |  |  | 2649505 | Sus |  | CompanyInitiated¦Plannedcapital¦¦
24-0137487 | Company Initiated | Planned- maintenance |  |  | 2024 | Tier 2 | Distribution Circuit |  |  |  | 2649537 | Sus |  | CompanyInitiated¦Plannedmaintenance¦¦
24-0140685 | Company Initiated | Planned- maintenance |  |  | 2024 | Tier 2 | Transformer only |  |  |  | 2649632 | Sus |  | CompanyInitiated¦Plannedmaintenance¦¦
24-0139894 | Company Initiated | Planned- maintenance |  |  | 2024 | Tier 3 | Distribution Circuit |  |  |  | 2650647 | Sus |  | CompanyInitiated¦Plannedmaintenance¦¦
24-0140315 | Company Initiated | Planned- maintenance |  |  | 2024 | Tier 2 | Distribution Circuit |  |  |  | 2650746 | Sus |  | CompanyInitiated¦Plannedmaintenance¦¦
24-0142865 | Company Initiated | Planned- capital |  |  | 2024 | Tier 2 | Distribution Circuit |  |  |  | 2650747 | Sus |  | CompanyInitiated¦Plannedcapital¦¦
24-0144630 | Equipment Failure/Involved | Overhead | Insulator | Arcing | 2024 | Tier 2 | Distribution Circuit |  |  |  | 2650748 | Sus |  | EquipmentFailureInvolved¦Overhead¦Insulator¦Arcing
24-0144654 | Vegetation | Tree - fell into line | Conductor- Overhead | Broken- wire on ground | 2024 | Tier 2 | Distribution Circuit |  |  |  | 2650921 | Sus |  | Vegetation¦Treefellintoline¦ConductorOverhead¦Brokenwireonground
24-0144739 | Vegetation | Tree - branch fell on line | Conductor- Overhead | Normal | 2024 | Tier 2 | Distribution Circuit |  |  |  | 2651305 | Sus |  | Vegetation¦Treebranchfellonline¦ConductorOverhead¦Normal
24-0144748 | Unknown Cause | Patrol - found nothing |  |  | 2024 | Tier 2 | Distribution Circuit |  |  |  | 2651360 | Sus |  | UnknownCause¦Patrolfoundnothing¦¦
24-0144814 | Vegetation | Tree - branch fell on line | Conductor- Overhead | Normal | 2024 | Tier 2 | Distribution Circuit |  |  |  | 2651697 | Sus |  | Vegetation¦Treebranchfellonline¦ConductorOverhead¦Normal
24-0144852 | Vegetation | Tree - fell into line | Conductor- Overhead | Broken- wire on ground | 2024 | Tier 2 | Distribution Circuit |  |  |  | 2651880 | Sus |  | Vegetation¦Treefellintoline¦ConductorOverhead¦Brokenwireonground
24-0144918 | Vegetation | Tree - fell into line | Conductor- Overhead | Broken- wire on ground | 2024 | Tier 2 | Distribution Circuit |  |  |  | 2652147 | Sus |  | Vegetation¦Treefellintoline¦ConductorOverhead¦Brokenwireonground
24-0144889 | Vegetation | Tree - fell into line | Conductor- Overhead | Broken- wire on ground | 2024 | Tier 2 | Distribution Circuit |  |  |  | 2651869 | Sus |  | Vegetation¦Treefellintoline¦ConductorOverhead¦Brokenwireonground
24-0144952 | Vegetation | Tree - branch fell on line | Conductor- Overhead | Normal | 2024 | Tier 2 | Distribution Circuit |  |  |  | 2652046 | Sus |  | Vegetation¦Treebranchfellonline¦ConductorOverhead¦Normal
24-0144933 | Vegetation | Tree - fell into line | Conductor- Overhead | Normal | 2024 | Tier 2 | Distribution Circuit |  |  |  | 2652184 | Sus |  | Vegetation¦Treefellintoline¦ConductorOverhead¦Normal
24-0144951 | Equipment Failure/Involved | Overhead | Conductor- Overhead | Bent or Twisted | 2024 | Tier 2 | Distribution Circuit |  |  |  | 2652253 | Sus |  | EquipmentFailureInvolved¦Overhead¦ConductorOverhead¦BentorTwisted
24-0144973 | Vegetation | Tree - fell into line | Conductor- Overhead | Broken- wire on ground | 2024 | Tier 2 | Distribution Circuit |  |  |  | 2652298 | Sus |  | Vegetation¦Treefellintoline¦ConductorOverhead¦Brokenwireonground
24-0144961 | Vegetation | Tree - fell into line | Conductor- Overhead | Broken- wire on ground | 2024 | Tier 2 | Distribution Circuit |  |  |  | 2652301 | Sus |  | Vegetation¦Treefellintoline¦ConductorOverhead¦Brokenwireonground
24-0144997 | Vegetation | Tree - branch fell on line | Conductor- Overhead | Normal | 2024 | Tier 2 | Distribution Circuit |  |  |  | 2652633 | Sus |  | Vegetation¦Treebranchfellonline¦ConductorOverhead¦Normal
24-0145017 | Equipment Failure/Involved | Overhead | Jumper | Burned Open | 2024 | Tier 2 | Transformer only |  |  |  | 2652389 | Sus |  | EquipmentFailureInvolved¦Overhead¦Jumper¦BurnedOpen
24-0145076 | Vegetation | Tree - fell into line | Conductor- Overhead | Normal | 2024 | Tier 2 | Distribution Circuit |  |  |  | 2652961 | Sus |  | Vegetation¦Treefellintoline¦ConductorOverhead¦Normal
24-0145158 | Vegetation | Tree - fell into line | Conductor- Overhead | Broken- wire on ground | 2024 | Tier 2 | Distribution Circuit |  |  |  | 2653922 | Sus |  | Vegetation¦Treefellintoline¦ConductorOverhead¦Brokenwireonground
24-0145231 | Unknown Cause | Patrol - found nothing |  |  | 2024 | Tier 2 | Distribution Circuit |  |  |  | 2654760 | Sus |  | UnknownCause¦Patrolfoundnothing¦¦
24-0145558 | Vegetation | Tree - branch fell on line | Conductor- Overhead | Normal | 2024 | Tier 2 | Distribution Circuit |  |  |  | 2654592 | Sus |  | Vegetation¦Treebranchfellonline¦ConductorOverhead¦Normal
24-0145434 | Vegetation | Tree - fell into line | Conductor- Overhead | Broken- wire on ground | 2024 | Tier 2 | Distribution Circuit |  |  |  | 2655150 | Sus |  | Vegetation¦Treefellintoline¦ConductorOverhead¦Brokenwireonground
24-0145510 | Vegetation | Tree - branch fell on line | Conductor- Overhead | Normal | 2024 | Tier 2 | Distribution Circuit |  |  |  | 2656355 | Sus |  | Vegetation¦Treebranchfellonline¦ConductorOverhead¦Normal
24-0145547 | Vegetation | Tree - fell into line | Conductor- Overhead | Broken- wire on ground | 2024 | Tier 2 | Distribution Circuit |  |  |  | 2656452 | Sus |  | Vegetation¦Treefellintoline¦ConductorOverhead¦Brokenwireonground
24-0145692 | Vegetation | Tree - fell into line | Pole-Wood | Broken | 2024 | Tier 2 | Distribution Circuit |  |  |  | 2656930 | Sus |  | Vegetation¦Treefellintoline¦PoleWood¦Broken
24-0145659 | Unknown Cause | Patrol - found nothing |  |  | 2024 | Tier 2 | Distribution Circuit |  |  |  | 2657071 | Sus |  | UnknownCause¦Patrolfoundnothing¦¦
24-0145840 | Unknown Cause | Patrol - found nothing |  |  | 2024 | Tier 2 | Distribution Circuit |  |  |  | 2659676 | Sus |  | UnknownCause¦Patrolfoundnothing¦¦
24-0145597 | Company Initiated | Personnel- company | Conductor- Overhead | Normal | 2024 | Tier 2 | Distribution Circuit |  |  |  | 2658492 | Sus |  | CompanyInitiated¦Personnelcompany¦ConductorOverhead¦Normal
24-0145715 | Vegetation | Tree - fell into line | Conductor- Overhead | Broken- wire on ground | 2024 | Tier 2 | Distribution Circuit |  |  |  | 2658883 | Sus |  | Vegetation¦Treefellintoline¦ConductorOverhead¦Brokenwireonground
24-0146221 | Equipment Failure/Involved | Overhead | Fuse | Broken | 2024 | Tier 2 | Distribution Circuit |  |  |  | 2661261 | Sus |  | EquipmentFailureInvolved¦Overhead¦Fuse¦Broken
24-0146650 | Equipment Failure/Involved | Overhead | Transformer (OH) | Arcing | 2024 | Tier 2 | Transformer only |  |  |  | 2663107 | Sus |  | EquipmentFailureInvolved¦Overhead¦Transformer(OH)¦Arcing
24-0142542 | Company Initiated | Planned- maintenance |  |  | 2024 | Tier 2 | Distribution Circuit |  |  |  | 2663890 | Sus |  | CompanyInitiated¦Plannedmaintenance¦¦
24-0142173 | Company Initiated | Planned- maintenance |  |  | 2024 | Tier 2 | Transformer only |  |  |  | 2663898 | Sus |  | CompanyInitiated¦Plannedmaintenance¦¦
24-0146820 | Equipment Failure/Involved | Overhead | Connector or Splice (OH) | Broken- wire on ground | 2024 | Tier 2 | Distribution Circuit |  |  |  | 2664357 | Sus |  | EquipmentFailureInvolved¦Overhead¦ConnectororSplice(OH)¦Brokenwireonground
24-0139970 | Company Initiated | Planned- maintenance |  |  | 2024 | Tier 2 | Transformer only |  |  |  | 2663962 | Sus |  | CompanyInitiated¦Plannedmaintenance¦¦
24-0146770 | Vegetation | Tree - fell into line | Conductor- Overhead | Broken- wire on ground | 2024 | Tier 2 | Distribution Circuit |  |  |  | 2664071 | Sus |  | Vegetation¦Treefellintoline¦ConductorOverhead¦Brokenwireonground
24-0146876 | Vegetation | Tree - fell into line | Conductor- Overhead | Broken- wire on ground | 2024 | Tier 2 | Distribution Circuit |  |  |  | 2664621 | Sus |  | Vegetation¦Treefellintoline¦ConductorOverhead¦Brokenwireonground
24-0136917 | Company Initiated | Planned- customer | Service conductor | Normal | 2024 | Tier 2 | Transformer only |  |  |  | 2664754 | Sus |  | CompanyInitiated¦Plannedcustomer¦Serviceconductor¦Normal
24-0143295 | Company Initiated | Planned- maintenance |  |  | 2024 | Tier 2 | Distribution Circuit |  |  |  | 2664822 | Sus |  | CompanyInitiated¦Plannedmaintenance¦¦
24-0139815 | Company Initiated | Planned- maintenance |  |  | 2024 | Tier 2 | Distribution Circuit |  |  |  | 2664836 | Sus |  | CompanyInitiated¦Plannedmaintenance¦¦
24-0143200 | Wildfire Mitigation | Planned - WSIP/System Hardening |  |  | 2024 | Tier 2 | Distribution Circuit |  |  |  | 2664764 | Sus |  | WildfireMitigation¦PlannedWSIPSystemHardening¦¦
24-0142005 | Company Initiated | Planned- maintenance |  |  | 2024 | Tier 2 | Transformer only |  |  |  | 2664838 | Sus |  | CompanyInitiated¦Plannedmaintenance¦¦
24-0147034 | 3rd Party | Vehicle | Pole-Wood | Broken | 2024 | Tier 2 | Distribution Circuit |  |  |  | 2665391 | Sus |  | 3rdParty¦Vehicle¦PoleWood¦Broken
24-0144247 | Wildfire Mitigation | Planned - WSIP/System Hardening |  |  | 2024 | Tier 3 | Transformer only |  |  |  | 2665762 | Sus |  | WildfireMitigation¦PlannedWSIPSystemHardening¦¦
24-0147110 | Equipment Failure/Involved | Overhead | Transformer | Failed/Faulted | 2024 | Tier 2 | Transformer only |  |  |  | 2665893 | Sus |  | EquipmentFailureInvolved¦Overhead¦Transformer¦FailedFaulted
24-0147182 | Vegetation | Tree - fell into line | Pole-Wood | Broken- wire on ground | 2024 | Tier 2 | Distribution Circuit |  |  |  | 2666331 | Sus |  | Vegetation¦Treefellintoline¦PoleWood¦Brokenwireonground
24-0142184 | Company Initiated | Planned- maintenance |  |  | 2024 | Tier 2 | Distribution Circuit |  |  |  | 2666480 | Sus |  | CompanyInitiated¦Plannedmaintenance¦¦
24-0131854 | Company Initiated | Planned- maintenance |  |  | 2024 | Tier 2 | Distribution Circuit |  |  |  | 2666618 | Sus |  | CompanyInitiated¦Plannedmaintenance¦¦
24-0142194 | Wildfire Mitigation | Planned - WSIP/System Hardening |  |  | 2024 | Tier 2 | Distribution Circuit |  |  |  | 2666535 | Sus |  | WildfireMitigation¦PlannedWSIPSystemHardening¦¦
24-0143430 | Company Initiated | Planned- maintenance |  |  | 2024 | Tier 2 | Distribution Circuit |  |  |  | 2666854 | Sus |  | CompanyInitiated¦Plannedmaintenance¦¦
24-0147272 | Unknown Cause | Patrol - found nothing |  |  | 2024 | Tier 2 | Distribution Circuit |  |  |  | 2667072 | Sus |  | UnknownCause¦Patrolfoundnothing¦¦
24-0147282 | Company Initiated | Coordination failure | Conductor- Overhead | Normal | 2024 | Tier 2 | Transmission line |  |  |  | 2667163 | Sus |  | CompanyInitiated¦Coordinationfailure¦ConductorOverhead¦Normal
24-0147287 | Unknown Cause | Patrol - found nothing |  |  | 2024 | Tier 2 | Distribution Circuit |  |  |  | 2667171 | Sus |  | UnknownCause¦Patrolfoundnothing¦¦
24-0147298 | Vegetation | Tree - fell into line | Conductor- Overhead | Broken- wire on ground | 2024 | Tier 2 | Distribution Circuit |  |  |  | 2667194 | Sus |  | Vegetation¦Treefellintoline¦ConductorOverhead¦Brokenwireonground
24-0147310 | Unknown Cause | Patrol - found nothing |  |  | 2024 | Tier 2 | Distribution Circuit |  |  |  | 2667206 | Sus |  | UnknownCause¦Patrolfoundnothing¦¦
24-0147327 | Equipment Failure/Involved | Overhead | Transformer (OH) | Failed/Faulted | 2024 | Tier 2 | Transformer only |  |  |  | 2667321 | Sus |  | EquipmentFailureInvolved¦Overhead¦Transformer(OH)¦FailedFaulted
24-0147185 | Equipment Failure/Involved | Overhead | Pole-Wood | Broken | 2024 | Tier 2 | Distribution Circuit |  |  |  | 2667378 | Sus |  | EquipmentFailureInvolved¦Overhead¦PoleWood¦Broken
24-0147348 | Equipment Failure/Involved | Overhead | Fuse | Failed/Faulted | 2024 | Tier 2 | Transformer only |  |  |  | 2667529 | Sus |  | EquipmentFailureInvolved¦Overhead¦Fuse¦FailedFaulted
24-0147352 | Equipment Failure/Involved | Overhead | Fuse | Failed/Faulted | 2024 | Tier 2 | Distribution Circuit |  |  |  | 2667558 | Sus |  | EquipmentFailureInvolved¦Overhead¦Fuse¦FailedFaulted
24-0142388 | Company Initiated | Planned- maintenance |  |  | 2024 | Tier 2 | Transformer only |  |  |  | 2668081 | Sus |  | CompanyInitiated¦Plannedmaintenance¦¦
24-0144228 | Company Initiated | Planned- maintenance |  |  | 2024 | Tier 2 | Distribution Circuit |  |  |  | 2668053 | Sus |  | CompanyInitiated¦Plannedmaintenance¦¦
24-0142958 | Company Initiated | Planned- maintenance |  |  | 2024 | Tier 2 | Distribution Circuit |  |  |  | 2668133 | Sus |  | CompanyInitiated¦Plannedmaintenance¦¦
24-0147533 | Vegetation | Tree - branch fell on line | Conductor- Overhead | Broken- wire on ground | 2024 | Tier 2 | Distribution Circuit |  |  |  | 2668694 | Sus |  | Vegetation¦Treebranchfellonline¦ConductorOverhead¦Brokenwireonground
24-0147573 | Vegetation | Tree - fell into line | Conductor- Overhead | Normal | 2024 | Tier 2 | Distribution Circuit |  |  |  | 2668850 | Sus |  | Vegetation¦Treefellintoline¦ConductorOverhead¦Normal
24-0147596 | Unknown Cause | Patrol - found nothing |  |  | 2024 | Tier 2 | Distribution Circuit |  |  |  | 2668867 | Sus |  | UnknownCause¦Patrolfoundnothing¦¦
24-0147632 | Unknown Cause | Patrol - found nothing |  |  | 2024 | Tier 3 | Distribution Circuit |  |  |  | 2669026 | Sus |  | UnknownCause¦Patrolfoundnothing¦¦
24-0147703 | Equipment Failure/Involved | Overhead | Transformer | Failed/Faulted | 2024 | Tier 2 | Transformer only |  |  |  | 2669491 | Sus |  | EquipmentFailureInvolved¦Overhead¦Transformer¦FailedFaulted
24-0147760 | Vegetation | Tree - fell into line | Conductor- Overhead | Normal | 2024 | Tier 3 | Distribution Circuit |  |  |  | 2669794 | Sus |  | Vegetation¦Treefellintoline¦ConductorOverhead¦Normal
24-0147775 | Vegetation | Tree - fell into line | Conductor- Overhead | Broken- wire on ground | 2024 | Tier 2 | Distribution Circuit |  |  |  | 2669844 | Sus |  | Vegetation¦Treefellintoline¦ConductorOverhead¦Brokenwireonground
24-0144665 | Company Initiated | Planned- maintenance |  |  | 2024 | Tier 2 | Transformer only |  |  |  | 2669954 | Sus |  | CompanyInitiated¦Plannedmaintenance¦¦
24-0147817 | Unknown Cause | Patrol - found nothing |  |  | 2024 | Tier 2 | Distribution Circuit |  |  |  | 2670051 | Sus |  | UnknownCause¦Patrolfoundnothing¦¦
24-0147809 | Vegetation | Tree - branch fell on line | Conductor- Overhead | Normal | 2024 | Tier 2 | Distribution Circuit |  |  |  | 2670138 | Sus |  | Vegetation¦Treebranchfellonline¦ConductorOverhead¦Normal
24-0147832 | 3rd Party | Vehicle | Fuse | Normal | 2024 | Tier 2 | Transformer only |  |  |  | 2670222 | Sus |  | 3rdParty¦Vehicle¦Fuse¦Normal
24-0147829 | Vegetation | Tree - fell into line | Conductor- Overhead | Normal | 2024 | Tier 2 | Distribution Circuit |  |  |  | 2670254 | Sus |  | Vegetation¦Treefellintoline¦ConductorOverhead¦Normal
24-0147855 | Vegetation | Tree - branch fell on line | Conductor- Overhead | Normal | 2024 | Tier 2 | Distribution Circuit |  |  |  | 2670380 | Sus |  | Vegetation¦Treebranchfellonline¦ConductorOverhead¦Normal
24-0147874 | Vegetation | Tree - fell into line | Conductor- Overhead | Broken- wire on ground | 2024 | Tier 2 | Distribution Circuit |  |  |  | 2670403 | Sus |  | Vegetation¦Treefellintoline¦ConductorOverhead¦Brokenwireonground
24-0148009 | Vegetation | Tree - fell into line | Conductor- Overhead | Broken- wire on ground | 2024 | Tier 2 | Distribution Circuit |  |  |  | 2671164 | Sus |  | Vegetation¦Treefellintoline¦ConductorOverhead¦Brokenwireonground
24-0148072 | Vegetation | Tree - fell into line | Conductor- Overhead | Broken- wire on ground | 2024 | Tier 2 | Distribution Circuit |  |  |  | 2671580 | Sus |  | Vegetation¦Treefellintoline¦ConductorOverhead¦Brokenwireonground
24-0148151 | Equipment Failure/Involved | Overhead | Transformer (OH) | Failed/Faulted | 2024 | Tier 2 | Transformer only |  |  |  | 2671883 | Sus |  | EquipmentFailureInvolved¦Overhead¦Transformer(OH)¦FailedFaulted
24-0144573 | Wildfire Mitigation | Planned - WSIP/System Hardening |  |  | 2024 | Tier 2 | Distribution Circuit |  |  |  | 2672243 | Sus |  | WildfireMitigation¦PlannedWSIPSystemHardening¦¦
24-0139892 | Company Initiated | Planned- capital |  |  | 2024 | Tier 2 | Distribution Circuit |  |  |  | 2672435 | Sus |  | CompanyInitiated¦Plannedcapital¦¦
24-0144570 | Wildfire Mitigation | Planned - WSIP/System Hardening |  |  | 2024 | Tier 2 | Transformer only |  |  |  | 2672564 | Sus |  | WildfireMitigation¦PlannedWSIPSystemHardening¦¦
24-0148254 | Equipment Failure/Involved | Overhead | Connector or Splice (OH) | Deteriorated | 2024 | Tier 2 | Distribution Circuit |  |  |  | 2672840 | Sus |  | EquipmentFailureInvolved¦Overhead¦ConnectororSplice(OH)¦Deteriorated
24-0148259 | 3rd Party | Vehicle | Pole-Wood | Broken | 2024 | Tier 2 | Distribution Circuit |  |  |  | 2672866 | Sus |  | 3rdParty¦Vehicle¦PoleWood¦Broken
24-0148286 | Unknown Cause | Patrol - found nothing |  |  | 2024 | Tier 2 | Distribution Circuit |  |  |  | 2672950 | Sus |  | UnknownCause¦Patrolfoundnothing¦¦
24-0143126 | Wildfire Mitigation | Planned - WSIP/System Hardening |  |  | 2024 | Tier 2 | Distribution Circuit |  |  |  | 2672985 | Sus |  | WildfireMitigation¦PlannedWSIPSystemHardening¦¦
24-0145534 | Company Initiated | Planned- maintenance |  |  | 2024 | Tier 2 | Distribution Circuit |  |  |  | 2673071 | Sus |  | CompanyInitiated¦Plannedmaintenance¦¦
24-0007732 | Unknown Cause | Patrol - found nothing |  |  | 2024 | Tier 2 | Distribution Circuit |  |  |  | 2309094 | Sus |  | UnknownCause¦Patrolfoundnothing¦¦
24-0004533 | Wildfire Mitigation | Planned - WSIP/System Hardening |  |  | 2024 | Tier 2 | Distribution Circuit |  |  |  | 2315142 | Sus |  | WildfireMitigation¦PlannedWSIPSystemHardening¦¦
24-0027214 | Equipment Failure/Involved | Overhead | Metering Equipment | Failed/Faulted | 2024 | Tier 2 | Transformer only |  |  |  | 2372248 | Sus |  | EquipmentFailureInvolved¦Overhead¦MeteringEquipment¦FailedFaulted
24-0032165 | Wildfire Mitigation | Planned - WSIP/System Hardening |  |  | 2024 | Tier 2 | Distribution Circuit |  |  |  | 2398256 | Sus |  | WildfireMitigation¦PlannedWSIPSystemHardening¦¦
24-0033689 | Wildfire Mitigation | Planned - WSIP/System Hardening |  |  | 2024 | Tier 2 | Distribution Circuit |  |  |  | 2403414 | Sus |  | WildfireMitigation¦PlannedWSIPSystemHardening¦¦
24-0039142 | Wildfire Mitigation | Planned - WSIP/System Hardening |  |  | 2024 | Tier 2 | Distribution Circuit |  |  |  | 2411725 | Sus |  | WildfireMitigation¦PlannedWSIPSystemHardening¦¦
24-0046001 | Vegetation | Other ground vegetation | Fuse | Failed/Faulted | 2024 | Tier 2 | Transformer only |  |  |  | 2412711 | Sus |  | Vegetation¦Othergroundvegetation¦Fuse¦FailedFaulted
24-0048133 | Unknown Cause | Patrol - found nothing |  |  | 2024 | Tier 2 | Distribution Circuit |  |  |  | 2417514 | Sus |  | UnknownCause¦Patrolfoundnothing¦¦
24-0055735 | 3rd Party | Customer Equipment | Customer Equipment | Normal | 2024 | Tier 2 | Distribution Circuit |  |  |  | 2433118 | Sus |  | 3rdParty¦CustomerEquipment¦CustomerEquipment¦Normal
24-0056089 | Unknown Cause | Patrol - found nothing |  |  | 2024 | Tier 2 | Distribution Circuit |  |  |  | 2433337 | Sus |  | UnknownCause¦Patrolfoundnothing¦¦
24-0056529 | Unknown Cause | Patrol - found nothing |  |  | 2024 | Tier 2 | Transformer only |  |  |  | 2434127 | Sus |  | UnknownCause¦Patrolfoundnothing¦¦
24-0049007 | Wildfire Mitigation | Planned - WSIP/System Hardening |  |  | 2024 | Tier 2 | Distribution Circuit |  |  |  | 2434247 | Sus |  | WildfireMitigation¦PlannedWSIPSystemHardening¦¦
24-0049479 | Wildfire Mitigation | Planned - WSIP/System Hardening |  |  | 2024 | Tier 2 | Transformer only |  |  |  | 2434805 | Sus |  | WildfireMitigation¦PlannedWSIPSystemHardening¦¦
24-0050871 | Company Initiated | Planned- capital |  |  | 2024 | Tier 2 | Distribution Circuit |  |  |  | 2439959 | Sus |  | CompanyInitiated¦Plannedcapital¦¦
24-0059812 | Unknown Cause | Patrol - found nothing |  |  | 2024 | Tier 2 | Distribution Circuit |  |  |  | 2441167 | Sus |  | UnknownCause¦Patrolfoundnothing¦¦
24-0059994 | Equipment Failure/Involved | Overhead | Jumper | Deteriorated | 2024 | Tier 2 | Distribution Circuit |  |  |  | 2441706 | Sus |  | EquipmentFailureInvolved¦Overhead¦Jumper¦Deteriorated
24-0061312 | Equipment Failure/Involved | Overhead | Transformer (OH) | Burned/flashed | 2024 | Tier 2 | Transformer only |  |  |  | 2444207 | Sus |  | EquipmentFailureInvolved¦Overhead¦Transformer(OH)¦Burnedflashed
24-0061544 | Equipment Failure/Involved | Overhead | Transformer (OH) | Burned/flashed | 2024 | Tier 2 | Transformer only |  |  |  | 2444627 | Sus |  | EquipmentFailureInvolved¦Overhead¦Transformer(OH)¦Burnedflashed
24-0056702 | Company Initiated | Planned- maintenance |  |  | 2024 | Tier 2 | Distribution Circuit |  |  |  | 2446984 | Sus |  | CompanyInitiated¦Plannedmaintenance¦¦
24-0055277 | Company Initiated | Planned- capital |  |  | 2024 | Tier 2 | Distribution Circuit |  |  |  | 2448477 | Sus |  | CompanyInitiated¦Plannedcapital¦¦
24-0056606 | Company Initiated | Planned- capital |  |  | 2024 | Tier 2 | Distribution Circuit |  |  |  | 2449536 | Sus |  | CompanyInitiated¦Plannedcapital¦¦
24-0064074 | Unknown Cause | Patrol - not conducted |  |  | 2024 | Tier 2 | Distribution Circuit |  |  |  | 2449557 | Sus |  | UnknownCause¦Patrolnotconducted¦¦
24-0063980 | Wildfire Mitigation | Planned - WSIP/System Hardening |  |  | 2024 | Tier 2 | Transformer only |  |  |  | 2464036 | Sus |  | WildfireMitigation¦PlannedWSIPSystemHardening¦¦
24-0068561 | 3rd Party | Customer Equipment | Conductor- Overhead | Normal | 2024 | Tier 2 | Distribution Circuit |  |  |  | 2464742 | Sus |  | 3rdParty¦CustomerEquipment¦ConductorOverhead¦Normal
24-0068569 | Unknown Cause | Patrol - found nothing |  |  | 2024 | Tier 2 | Distribution Circuit |  |  |  | 2464771 | Sus |  | UnknownCause¦Patrolfoundnothing¦¦
24-0070016 | Animal | Other | Capacitor | Broken | 2024 | Tier 2 | Distribution Circuit |  |  |  | 2467539 | Sus |  | Animal¦Other¦Capacitor¦Broken
24-0062797 | Company Initiated | Planned- capital |  |  | 2024 | Tier 2 | Distribution Circuit |  |  |  | 2473039 | Sus |  | CompanyInitiated¦Plannedcapital¦¦
24-0061643 | Company Initiated | Planned- capital |  |  | 2024 | Tier 3 | Distribution Circuit |  |  |  | 2484271 | Sus |  | CompanyInitiated¦Plannedcapital¦¦
24-0071043 | Wildfire Mitigation | Planned - WSIP/System Hardening |  |  | 2024 | Tier 2 | Transformer only |  |  |  | 2485195 | Sus |  | WildfireMitigation¦PlannedWSIPSystemHardening¦¦
24-0061644 | Company Initiated | Planned- capital |  |  | 2024 | Tier 3 | Distribution Circuit |  |  |  | 2485287 | Sus |  | CompanyInitiated¦Plannedcapital¦¦
24-0075556 | Company Initiated | Planned- maintenance |  |  | 2024 | Tier 2 | Transformer only |  |  |  | 2487443 | Sus |  | CompanyInitiated¦Plannedmaintenance¦¦
24-0075559 | Company Initiated | Planned- maintenance |  |  | 2024 | Tier 2 | Transformer only |  |  |  | 2487931 | Sus |  | CompanyInitiated¦Plannedmaintenance¦¦
24-0075562 | Company Initiated | Planned- maintenance |  |  | 2024 | Tier 2 | Transformer only |  |  |  | 2487934 | Sus |  | CompanyInitiated¦Plannedmaintenance¦¦
24-0075560 | Company Initiated | Planned- maintenance |  |  | 2024 | Tier 2 | Transformer only |  |  |  | 2488008 | Sus |  | CompanyInitiated¦Plannedmaintenance¦¦
24-0076012 | Company Initiated | Planned- maintenance |  |  | 2024 | Tier 2 | Transformer only |  |  |  | 2489016 | Sus |  | CompanyInitiated¦Plannedmaintenance¦¦
24-0076016 | Company Initiated | Planned- maintenance |  |  | 2024 | Tier 2 | Transformer only |  |  |  | 2489202 | Sus |  | CompanyInitiated¦Plannedmaintenance¦¦
24-0076011 | Company Initiated | Planned- maintenance |  |  | 2024 | Tier 2 | Transformer only |  |  |  | 2489245 | Sus |  | CompanyInitiated¦Plannedmaintenance¦¦
24-0076017 | Company Initiated | Planned- maintenance |  |  | 2024 | Tier 2 | Transformer only |  |  |  | 2489352 | Sus |  | CompanyInitiated¦Plannedmaintenance¦¦
24-0076014 | Company Initiated | Planned- maintenance |  |  | 2024 | Tier 2 | Transformer only |  |  |  | 2489300 | Sus |  | CompanyInitiated¦Plannedmaintenance¦¦
24-0073265 | Company Initiated | Planned- maintenance |  |  | 2024 | Tier 2 | Distribution Circuit |  |  |  | 2489881 | Sus |  | CompanyInitiated¦Plannedmaintenance¦¦
24-0076040 | Company Initiated | Planned- maintenance |  |  | 2024 | Tier 2 | Transformer only |  |  |  | 2490638 | Sus |  | CompanyInitiated¦Plannedmaintenance¦¦
24-0076041 | Company Initiated | Planned- maintenance |  |  | 2024 | Tier 2 | Transformer only |  |  |  | 2490766 | Sus |  | CompanyInitiated¦Plannedmaintenance¦¦
24-0076044 | Company Initiated | Planned- maintenance |  |  | 2024 | Tier 2 | Transformer only |  |  |  | 2490831 | Sus |  | CompanyInitiated¦Plannedmaintenance¦¦
24-0069904 | Wildfire Mitigation | Planned - WSIP/System Hardening |  |  | 2024 | Tier 2 | Distribution Circuit |  |  |  | 2497657 | Sus |  | WildfireMitigation¦PlannedWSIPSystemHardening¦¦
24-0068968 | Company Initiated | Planned- capital |  |  | 2024 | Tier 2 | Distribution Circuit |  |  |  | 2512326 | Sus |  | CompanyInitiated¦Plannedcapital¦¦
24-0086126 | Wildfire Mitigation | Planned - WSIP/System Hardening |  |  | 2024 | Tier 2 | Distribution Circuit |  |  |  | 2524158 | Sus |  | WildfireMitigation¦PlannedWSIPSystemHardening¦¦
24-0092855 | Animal | Bird found | Conductor- Overhead | Normal | 2024 | Tier 2 | Distribution Circuit |  |  |  | 2528604 | Sus |  | Animal¦Birdfound¦ConductorOverhead¦Normal
24-0088303 | Company Initiated | Planned- capital |  |  | 2024 | Tier 2 | Distribution Circuit |  |  |  | 2532865 | Sus |  | CompanyInitiated¦Plannedcapital¦¦
24-0088303 | Company Initiated | Planned- capital |  |  | 2024 | Tier 2 | Distribution Circuit |  |  |  | 2533125 | Sus |  | CompanyInitiated¦Plannedcapital¦¦
24-0096400 | Wildfire Mitigation | Planned - WSIP/System Hardening |  |  | 2024 | Tier 2 | Distribution Circuit |  |  |  | 2546291 | Sus |  | WildfireMitigation¦PlannedWSIPSystemHardening¦¦
24-0107871 | 3rd Party | Customer Equipment | Customer Equipment | Malfunctioning | 2024 | Tier 2 | Distribution Circuit |  |  |  | 2560840 | Sus |  | 3rdParty¦CustomerEquipment¦CustomerEquipment¦Malfunctioning
24-0102300 | Wildfire Mitigation | Planned - WSIP/System Hardening |  |  | 2024 | Tier 2 | Distribution Circuit |  |  |  | 2564404 | Sus |  | WildfireMitigation¦PlannedWSIPSystemHardening¦¦
24-0104493 | Company Initiated | Planned- maintenance |  |  | 2024 | Tier 2 | Transformer only |  |  |  | 2567341 | Sus |  | CompanyInitiated¦Plannedmaintenance¦¦
24-0094093 | Company Initiated | Planned- capital |  |  | 2024 | Tier 2 | Distribution Circuit |  |  |  | 2568495 | Sus |  | CompanyInitiated¦Plannedcapital¦¦
24-0106989 | Company Initiated | Planned- maintenance |  |  | 2024 | Tier 2 | Transformer only |  |  |  | 2569655 | Sus |  | CompanyInitiated¦Plannedmaintenance¦¦
24-0106990 | Company Initiated | Planned- maintenance |  |  | 2024 | Tier 2 | Transformer only |  |  |  | 2569739 | Sus |  | CompanyInitiated¦Plannedmaintenance¦¦
24-0106991 | Company Initiated | Planned- maintenance |  |  | 2024 | Tier 2 | Transformer only |  |  |  | 2569820 | Sus |  | CompanyInitiated¦Plannedmaintenance¦¦
24-0107556 | Company Initiated | Planned- maintenance |  |  | 2024 | Tier 2 | Transformer only |  |  |  | 2570501 | Sus |  | CompanyInitiated¦Plannedmaintenance¦¦
24-0104929 | Wildfire Mitigation | Planned - WSIP/System Hardening |  |  | 2024 | Tier 2 | Transformer only |  |  |  | 2570691 | Sus |  | WildfireMitigation¦PlannedWSIPSystemHardening¦¦
24-0107562 | Company Initiated | Planned- maintenance |  |  | 2024 | Tier 2 | Transformer only |  |  |  | 2570821 | Sus |  | CompanyInitiated¦Plannedmaintenance¦¦
24-0107558 | Company Initiated | Planned- maintenance |  |  | 2024 | Tier 2 | Transformer only |  |  |  | 2570884 | Sus |  | CompanyInitiated¦Plannedmaintenance¦¦
24-0107764 | Company Initiated | Planned- maintenance |  |  | 2024 | Tier 2 | Transformer only |  |  |  | 2571986 | Sus |  | CompanyInitiated¦Plannedmaintenance¦¦
24-0107762 | Company Initiated | Planned- maintenance |  |  | 2024 | Tier 2 | Transformer only |  |  |  | 2571988 | Sus |  | CompanyInitiated¦Plannedmaintenance¦¦
24-0104945 | Wildfire Mitigation | Planned - WSIP/System Hardening |  |  | 2024 | Tier 2 | Transformer only |  |  |  | 2571562 | Sus |  | WildfireMitigation¦PlannedWSIPSystemHardening¦¦
24-0107773 | Company Initiated | Planned- maintenance |  |  | 2024 | Tier 2 | Transformer only |  |  |  | 2571990 | Sus |  | CompanyInitiated¦Plannedmaintenance¦¦
24-0107778 | Company Initiated | Planned- maintenance |  |  | 2024 | Tier 2 | Transformer only |  |  |  | 2571819 | Sus |  | CompanyInitiated¦Plannedmaintenance¦¦
24-0107812 | Company Initiated | Planned- maintenance |  |  | 2024 | Tier 2 | Transformer only |  |  |  | 2572296 | Sus |  | CompanyInitiated¦Plannedmaintenance¦¦
24-0107863 | Company Initiated | Planned- maintenance |  |  | 2024 | Tier 2 | Transformer only |  |  |  | 2572595 | Sus |  | CompanyInitiated¦Plannedmaintenance¦¦
24-0107867 | Company Initiated | Planned- maintenance |  |  | 2024 | Tier 2 | Transformer only |  |  |  | 2572590 | Sus |  | CompanyInitiated¦Plannedmaintenance¦¦
24-0107877 | Company Initiated | Planned- maintenance |  |  | 2024 | Tier 2 | Transformer only |  |  |  | 2572592 | Sus |  | CompanyInitiated¦Plannedmaintenance¦¦
24-0107901 | Company Initiated | Planned- maintenance |  |  | 2024 | Tier 2 | Transformer only |  |  |  | 2573229 | Sus |  | CompanyInitiated¦Plannedmaintenance¦¦
24-0107938 | Company Initiated | Planned- maintenance |  |  | 2024 | Tier 2 | Transformer only |  |  |  | 2573520 | Sus |  | CompanyInitiated¦Plannedmaintenance¦¦
24-0107951 | Company Initiated | Planned- maintenance |  |  | 2024 | Tier 2 | Transformer only |  |  |  | 2573541 | Sus |  | CompanyInitiated¦Plannedmaintenance¦¦
24-0107977 | Company Initiated | Planned- maintenance |  |  | 2024 | Tier 2 | Transformer only |  |  |  | 2573869 | Sus |  | CompanyInitiated¦Plannedmaintenance¦¦
24-0107980 | Company Initiated | Planned- maintenance |  |  | 2024 | Tier 2 | Transformer only |  |  |  | 2574053 | Sus |  | CompanyInitiated¦Plannedmaintenance¦¦
24-0094104 | Company Initiated | Planned- capital |  |  | 2024 | Tier 2 | Distribution Circuit |  |  |  | 2574333 | Sus |  | CompanyInitiated¦Plannedcapital¦¦
24-0094104 | Company Initiated | Planned- capital |  |  | 2024 | Tier 2 | Distribution Circuit |  |  |  | 2574342 | Sus |  | CompanyInitiated¦Plannedcapital¦¦
24-0114391 | Animal | Bird found | Conductor- Overhead | Normal | 2024 | Tier 2 | Distribution Circuit |  |  |  | 2575407 | Sus |  | Animal¦Birdfound¦ConductorOverhead¦Normal
24-0094110 | Company Initiated | Planned- capital |  |  | 2024 | Tier 2 | Distribution Circuit |  |  |  | 2580454 | Sus |  | CompanyInitiated¦Plannedcapital¦¦
24-0112917 | Wildfire Mitigation | Planned - WSIP/System Hardening |  |  | 2024 | Tier 2 | Transformer only |  |  |  | 2586621 | Sus |  | WildfireMitigation¦PlannedWSIPSystemHardening¦¦
24-0112922 | Company Initiated | Planned- maintenance |  |  | 2024 | Tier 2 | Transformer only |  |  |  | 2586785 | Sus |  | CompanyInitiated¦Plannedmaintenance¦¦
24-0094128 | Company Initiated | Planned- capital |  |  | 2024 | Tier 2 | Distribution Circuit |  |  |  | 2587113 | Sus |  | CompanyInitiated¦Plannedcapital¦¦
24-0115850 | Company Initiated | Planned- maintenance |  |  | 2024 | Tier 2 | Distribution Circuit |  |  |  | 2591323 | Sus |  | CompanyInitiated¦Plannedmaintenance¦¦
24-0115900 | Wildfire Mitigation | Planned - WSIP/System Hardening |  |  | 2024 | Tier 2 | Distribution Circuit |  |  |  | 2592155 | Sus |  | WildfireMitigation¦PlannedWSIPSystemHardening¦¦
24-0118693 | Company Initiated | Planned- maintenance |  |  | 2024 | Tier 2 | Transformer only |  |  |  | 2593964 | Sus |  | CompanyInitiated¦Plannedmaintenance¦¦
24-0118695 | Company Initiated | Planned- maintenance |  |  | 2024 | Tier 2 | Transformer only |  |  |  | 2594899 | Sus |  | CompanyInitiated¦Plannedmaintenance¦¦
24-0118696 | Company Initiated | Planned- maintenance |  |  | 2024 | Tier 2 | Transformer only |  |  |  | 2595326 | Sus |  | CompanyInitiated¦Plannedmaintenance¦¦
24-0119669 | Company Initiated | Planned- maintenance |  |  | 2024 | Tier 2 | Transformer only |  |  |  | 2595836 | Sus |  | CompanyInitiated¦Plannedmaintenance¦¦
24-0118484 | Wildfire Mitigation | Planned - WSIP/System Hardening |  |  | 2024 | Tier 2 | Transformer only |  |  |  | 2597457 | Sus |  | WildfireMitigation¦PlannedWSIPSystemHardening¦¦
24-0124807 | Unknown Cause | Patrol - found nothing |  |  | 2024 | Tier 2 | Distribution Circuit |  |  |  | 2598007 | Sus |  | UnknownCause¦Patrolfoundnothing¦¦
24-0119676 | Company Initiated | Planned- maintenance |  |  | 2024 | Tier 2 | Transformer only |  |  |  | 2599169 | Sus |  | CompanyInitiated¦Plannedmaintenance¦¦
24-0121490 | Company Initiated | Planned- maintenance |  |  | 2024 | Tier 2 | Transformer only |  |  |  | 2600070 | Sus |  | CompanyInitiated¦Plannedmaintenance¦¦
24-0121977 | Company Initiated | Planned- maintenance |  |  | 2024 | Tier 2 | Transformer only |  |  |  | 2600895 | Sus |  | CompanyInitiated¦Plannedmaintenance¦¦
24-0121980 | Company Initiated | Planned- maintenance |  |  | 2024 | Tier 2 | Transformer only |  |  |  | 2601330 | Sus |  | CompanyInitiated¦Plannedmaintenance¦¦
24-0126945 | 3rd Party | Customer Equipment | Customer Equipment | Broken | 2024 | Tier 2 | Distribution Circuit |  |  |  | 2602310 | Sus |  | 3rdParty¦CustomerEquipment¦CustomerEquipment¦Broken
24-0128158 | 3rd Party | Customer Equipment | Other | Malfunctioning | 2024 | Tier 2 | Distribution Circuit |  |  |  | 2604766 | Sus |  | 3rdParty¦CustomerEquipment¦Other¦Malfunctioning
24-0131073 | Equipment Failure/Involved | Overhead | Lightning Arrestor | Failed/Faulted | 2024 | Tier 2 | Distribution Circuit |  |  |  | 2612123 | Sus |  | EquipmentFailureInvolved¦Overhead¦LightningArrestor¦FailedFaulted
24-0126033 | Wildfire Mitigation | Planned - WSIP/System Hardening |  |  | 2024 | Tier 2 | Distribution Circuit |  |  |  | 2618710 | Sus |  | WildfireMitigation¦PlannedWSIPSystemHardening¦¦
24-0134269 | Unknown Cause | Patrol - not conducted |  |  | 2024 | Tier 2 | Distribution Circuit |  |  |  | 2621823 | Sus |  | UnknownCause¦Patrolnotconducted¦¦
24-0134330 | 3rd Party | Customer Equipment | Customer Equipment | Normal | 2024 | Tier 2 | Distribution Circuit |  |  |  | 2622128 | Sus |  | 3rdParty¦CustomerEquipment¦CustomerEquipment¦Normal
24-0129269 | Company Initiated | Planned- maintenance |  |  | 2024 | Tier 2 | Transformer only |  |  |  | 2623655 | Sus |  | CompanyInitiated¦Plannedmaintenance¦¦
24-0129270 | Company Initiated | Planned- maintenance |  |  | 2024 | Tier 2 | Transformer only |  |  |  | 2624091 | Sus |  | CompanyInitiated¦Plannedmaintenance¦¦
24-0129271 | Company Initiated | Planned- maintenance |  |  | 2024 | Tier 2 | Transformer only |  |  |  | 2624109 | Sus |  | CompanyInitiated¦Plannedmaintenance¦¦
24-0129276 | Company Initiated | Planned- maintenance |  |  | 2024 | Tier 2 | Transformer only |  |  |  | 2624722 | Sus |  | CompanyInitiated¦Plannedmaintenance¦¦
24-0129280 | Company Initiated | Planned- maintenance |  |  | 2024 | Tier 2 | Transformer only |  |  |  | 2625723 | Sus |  | CompanyInitiated¦Plannedmaintenance¦¦
24-0129282 | Company Initiated | Planned- maintenance |  |  | 2024 | Tier 2 | Transformer only |  |  |  | 2625901 | Sus |  | CompanyInitiated¦Plannedmaintenance¦¦
24-0129286 | Company Initiated | Planned- maintenance |  |  | 2024 | Tier 2 | Distribution Circuit |  |  |  | 2626122 | Sus |  | CompanyInitiated¦Plannedmaintenance¦¦
24-0129284 | Company Initiated | Planned- maintenance |  |  | 2024 | Tier 2 | Transformer only |  |  |  | 2626233 | Sus |  | CompanyInitiated¦Plannedmaintenance¦¦
24-0129373 | Company Initiated | Planned- maintenance |  |  | 2024 | Tier 2 | Transformer only |  |  |  | 2626901 | Sus |  | CompanyInitiated¦Plannedmaintenance¦¦
24-0129376 | Company Initiated | Planned- maintenance |  |  | 2024 | Tier 2 | Transformer only |  |  |  | 2626902 | Sus |  | CompanyInitiated¦Plannedmaintenance¦¦
24-0129374 | Company Initiated | Planned- maintenance |  |  | 2024 | Tier 2 | Transformer only |  |  |  | 2626965 | Sus |  | CompanyInitiated¦Plannedmaintenance¦¦
24-0133329 | Wildfire Mitigation | Planned - WSIP/System Hardening |  |  | 2024 | Tier 2 | Transformer only |  |  |  | 2629131 | Sus |  | WildfireMitigation¦PlannedWSIPSystemHardening¦¦
24-0133328 | Wildfire Mitigation | Planned - WSIP/System Hardening |  |  | 2024 | Tier 2 | Distribution Circuit |  |  |  | 2629146 | Sus |  | WildfireMitigation¦PlannedWSIPSystemHardening¦¦
24-0137307 | Animal | Squirrel | Fuse | Failed/Faulted | 2024 | Tier 2 | Distribution Circuit |  |  |  | 2629545 | Sus |  | Animal¦Squirrel¦Fuse¦FailedFaulted
24-0139431 | Unknown Cause | Patrol - found nothing |  |  | 2024 | Tier 2 | Distribution Circuit |  |  |  | 2635959 | Sus |  | UnknownCause¦Patrolfoundnothing¦¦
24-0139468 | Equipment Failure/Involved | Overhead | Jumper | Burned/flashed | 2024 | Tier 2 | Distribution Circuit |  |  |  | 2636147 | Sus |  | EquipmentFailureInvolved¦Overhead¦Jumper¦Burnedflashed
24-0137330 | Company Initiated | Planned- maintenance |  |  | 2024 | Tier 2 | Transformer only |  |  |  | 2642497 | Sus |  | CompanyInitiated¦Plannedmaintenance¦¦
24-0137447 | Company Initiated | Planned- maintenance |  |  | 2024 | Tier 2 | Distribution Circuit |  |  |  | 2642471 | Sus |  | CompanyInitiated¦Plannedmaintenance¦¦
24-0135402 | Company Initiated | Planned- capital |  |  | 2024 | Tier 2 | Distribution Circuit |  |  |  | 2645778 | Sus |  | CompanyInitiated¦Plannedcapital¦¦
24-0143782 | Equipment Failure/Involved | Overhead | Crossarm- Wood | Broken | 2024 | Tier 2 | Transformer only |  |  |  | 2647178 | Sus |  | EquipmentFailureInvolved¦Overhead¦CrossarmWood¦Broken
24-0143956 | Unknown Cause | Patrol - found nothing |  |  | 2024 | Tier 2 | Distribution Circuit |  |  |  | 2647769 | Sus |  | UnknownCause¦Patrolfoundnothing¦¦
24-0143773 | Wildfire Mitigation | Public Safety Power Shut-off | Conductor- Overhead | Normal | 2024 | Tier 2 | Distribution Circuit |  |  |  | 2648125 | Sus |  | WildfireMitigation¦PublicSafetyPowerShutoff¦ConductorOverhead¦Normal
24-0144605 | Unknown Cause | Patrol - found nothing |  |  | 2024 | Tier 2 | Distribution Circuit |  |  |  | 2650799 | Sus |  | UnknownCause¦Patrolfoundnothing¦¦
24-0140397 | Wildfire Mitigation | Planned - WSIP/System Hardening |  |  | 2024 | Tier 2 | Distribution Circuit |  |  |  | 2650877 | Sus |  | WildfireMitigation¦PlannedWSIPSystemHardening¦¦
24-0143372 | Company Initiated | Planned- maintenance |  |  | 2024 | Tier 2 | Distribution Circuit |  |  |  | 2666547 | Sus |  | CompanyInitiated¦Plannedmaintenance¦¦
24-0002573 | Wildfire Mitigation | Planned - WSIP/System Hardening |  |  | 2024 | Tier 2 | Transformer only |  |  |  | 2304592 | Sus |  | WildfireMitigation¦PlannedWSIPSystemHardening¦¦
24-0002448 | Wildfire Mitigation | Planned - WSIP/System Hardening |  |  | 2024 | Tier 2 | Distribution Circuit |  |  |  | 2304588 | Sus |  | WildfireMitigation¦PlannedWSIPSystemHardening¦¦
24-0001222 | Company Initiated | Planned- capital |  |  | 2024 | Tier 2 | Distribution Circuit |  |  |  | 2304615 | Sus |  | CompanyInitiated¦Plannedcapital¦¦
24-0001819 | Company Initiated | Planned- maintenance |  |  | 2024 | Tier 2 | Transformer only |  |  |  | 2304627 | Sus |  | CompanyInitiated¦Plannedmaintenance¦¦
24-0003913 | Company Initiated | Planned- maintenance |  |  | 2024 | Tier 2 | Distribution Circuit |  |  |  | 2304650 | Sus |  | CompanyInitiated¦Plannedmaintenance¦¦
24-0006359 | Unknown Cause | Patrol - not conducted |  |  | 2024 | Tier 2 | Distribution Circuit |  |  |  | 2305739 | Sus |  | UnknownCause¦Patrolnotconducted¦¦
24-0001821 | Company Initiated | Planned- maintenance |  |  | 2024 | Tier 2 | Transformer only |  |  |  | 2306137 | Sus |  | CompanyInitiated¦Plannedmaintenance¦¦
24-0002280 | Wildfire Mitigation | Planned - WSIP/System Hardening |  |  | 2024 | Tier 2 | Distribution Circuit |  |  |  | 2306131 | Sus |  | WildfireMitigation¦PlannedWSIPSystemHardening¦¦
24-0003050 | Wildfire Mitigation | Planned - WSIP/System Hardening |  |  | 2024 | Tier 2 | Distribution Circuit |  |  |  | 2306124 | Sus |  | WildfireMitigation¦PlannedWSIPSystemHardening¦¦
24-0006383 | Equipment Failure/Involved | Overhead | Conductor- Overhead | Normal | 2024 | Tier 2 | Distribution Circuit |  |  |  | 2306180 | Sus |  | EquipmentFailureInvolved¦Overhead¦ConductorOverhead¦Normal
24-0003278 | Wildfire Mitigation | Planned - WSIP/System Hardening |  |  | 2024 | Tier 2 | Transformer only |  |  |  | 2306885 | Sus |  | WildfireMitigation¦PlannedWSIPSystemHardening¦¦
24-0002314 | Company Initiated | Planned- maintenance |  |  | 2024 | Tier 2 | Transformer only |  |  |  | 2306908 | Sus |  | CompanyInitiated¦Plannedmaintenance¦¦
24-0003184 | Company Initiated | Planned- maintenance |  |  | 2024 | Tier 2 | Distribution Circuit |  |  |  | 2307629 | Sus |  | CompanyInitiated¦Plannedmaintenance¦¦
24-0001444 | Company Initiated | Planned- capital |  |  | 2024 | Tier 2 | Distribution Circuit |  |  |  | 2307688 | Sus |  | CompanyInitiated¦Plannedcapital¦¦
24-0002377 | Wildfire Mitigation | Planned - WSIP/System Hardening |  |  | 2024 | Tier 2 | Transformer only |  |  |  | 2307704 | Sus |  | WildfireMitigation¦PlannedWSIPSystemHardening¦¦
24-0002533 | Company Initiated | Planned- maintenance |  |  | 2024 | Tier 2 | Transformer only |  |  |  | 2307740 | Sus |  | CompanyInitiated¦Plannedmaintenance¦¦
24-0001491 | Company Initiated | Planned- maintenance |  |  | 2024 | Tier 2 | Distribution Circuit |  |  |  | 2307885 | Sus |  | CompanyInitiated¦Plannedmaintenance¦¦
24-0007361 | Equipment Failure/Involved | Underground | Transformer (UG) | Leaking | 2024 | Tier 3 | Distribution Circuit |  |  |  | 2307941 | Sus |  | EquipmentFailureInvolved¦Underground¦Transformer(UG)¦Leaking
24-0007594 | Equipment Failure/Involved | Overhead | Cutout- fuse holder | Broken | 2024 | Tier 2 | Transformer only |  |  |  | 2308574 | Sus |  | EquipmentFailureInvolved¦Overhead¦Cutoutfuseholder¦Broken
24-0005537 | Wildfire Mitigation | Planned - WSIP/System Hardening |  |  | 2024 | Tier 3 | Transformer only |  |  |  | 2310622 | Sus |  | WildfireMitigation¦PlannedWSIPSystemHardening¦¦
24-0008654 | Equipment Failure/Involved | Underground | Transformer (UG) | Leaking | 2024 | Tier 2 | Distribution Circuit |  |  |  | 2311049 | Sus |  | EquipmentFailureInvolved¦Underground¦Transformer(UG)¦Leaking
24-0003509 | Wildfire Mitigation | Planned - WSIP/System Hardening |  |  | 2024 | Tier 2 | Transformer only |  |  |  | 2311382 | Sus |  | WildfireMitigation¦PlannedWSIPSystemHardening¦¦
24-0002587 | Wildfire Mitigation | Planned - WSIP/System Hardening |  |  | 2024 | Tier 2 | Transformer only |  |  |  | 2311484 | Sus |  | WildfireMitigation¦PlannedWSIPSystemHardening¦¦
24-0003970 | Company Initiated | Planned- maintenance |  |  | 2024 | Tier 2 | Distribution Circuit |  |  |  | 2311579 | Sus |  | CompanyInitiated¦Plannedmaintenance¦¦
24-0009424 | Unknown Cause | Patrol - not conducted |  |  | 2024 | Tier 3 | Transformer only |  |  |  | 2312614 | Sus |  | UnknownCause¦Patrolnotconducted¦¦
24-0004366 | Company Initiated | Planned- capital |  |  | 2024 | Tier 2 | Distribution Circuit |  |  |  | 2312691 | Sus |  | CompanyInitiated¦Plannedcapital¦¦
24-0003871 | Wildfire Mitigation | Planned - WSIP/System Hardening |  |  | 2024 | Tier 2 | Distribution Circuit |  |  |  | 2313572 | Sus |  | WildfireMitigation¦PlannedWSIPSystemHardening¦¦
24-0004317 | Wildfire Mitigation | Planned - WSIP/System Hardening |  |  | 2024 | Tier 2 | Distribution Circuit |  |  |  | 2313579 | Sus |  | WildfireMitigation¦PlannedWSIPSystemHardening¦¦
24-0005637 | Wildfire Mitigation | Planned - WSIP/System Hardening |  |  | 2024 | Tier 2 | Distribution Circuit |  |  |  | 2313640 | Sus |  | WildfireMitigation¦PlannedWSIPSystemHardening¦¦
24-0006706 | Wildfire Mitigation | Planned - WSIP/System Hardening |  |  | 2024 | Tier 2 | Transformer only |  |  |  | 2313691 | Sus |  | WildfireMitigation¦PlannedWSIPSystemHardening¦¦
24-0007269 | Company Initiated | Planned- maintenance |  |  | 2024 | Tier 2 | Transformer only |  |  |  | 2313680 | Sus |  | CompanyInitiated¦Plannedmaintenance¦¦
24-0005535 | Wildfire Mitigation | Planned - WSIP/System Hardening |  |  | 2024 | Tier 2 | Distribution Circuit |  |  |  | 2313702 | Sus |  | WildfireMitigation¦PlannedWSIPSystemHardening¦¦
24-0010272 | Vegetation | Tree - branch fell on line | Conductor- Overhead | Broken- wire on ground | 2024 | Tier 2 | Transformer only |  |  |  | 2313829 | Sus |  | Vegetation¦Treebranchfellonline¦ConductorOverhead¦Brokenwireonground
24-0010245 | Unknown Cause | Patrol - found nothing |  |  | 2024 | Tier 2 | Distribution Circuit |  |  |  | 2314003 | Sus |  | UnknownCause¦Patrolfoundnothing¦¦
24-0010744 | Equipment Failure/Involved | Overhead | Transformer (OH) | Deteriorated | 2024 | Tier 2 | Transformer only |  |  |  | 2315584 | Sus |  | EquipmentFailureInvolved¦Overhead¦Transformer(OH)¦Deteriorated
24-0005672 | Wildfire Mitigation | Planned - WSIP/System Hardening |  |  | 2024 | Tier 2 | Transformer only |  |  |  | 2316133 | Sus |  | WildfireMitigation¦PlannedWSIPSystemHardening¦¦
24-0004370 | Wildfire Mitigation | Planned - WSIP/System Hardening |  |  | 2024 | Tier 2 | Distribution Circuit |  |  |  | 2316140 | Sus |  | WildfireMitigation¦PlannedWSIPSystemHardening¦¦
24-0005504 | Wildfire Mitigation | Planned - WSIP/System Hardening |  |  | 2024 | Tier 2 | Distribution Circuit |  |  |  | 2316232 | Sus |  | WildfireMitigation¦PlannedWSIPSystemHardening¦¦
24-0002290 | Company Initiated | Planned- maintenance |  |  | 2024 | Tier 3 | Distribution Circuit |  |  |  | 2316337 | Sus |  | CompanyInitiated¦Plannedmaintenance¦¦
24-0011045 | Equipment Failure/Involved | Overhead | Secondary | Broken | 2024 | Tier 2 | Transformer only |  |  |  | 2316508 | Sus |  | EquipmentFailureInvolved¦Overhead¦Secondary¦Broken
24-0011305 | Unknown Cause | Patrol - found nothing |  |  | 2024 | Tier 2 | Distribution Circuit |  |  |  | 2316696 | Sus |  | UnknownCause¦Patrolfoundnothing¦¦
24-0007497 | Wildfire Mitigation | Planned - WSIP/System Hardening |  |  | 2024 | Tier 2 | Distribution Circuit |  |  |  | 2317230 | Sus |  | WildfireMitigation¦PlannedWSIPSystemHardening¦¦
23-0141662 | Company Initiated | Planned- capital |  |  | 2024 | Tier 3 | Distribution Circuit |  |  |  | 2317309 | Sus |  | CompanyInitiated¦Plannedcapital¦¦
24-0002982 | Company Initiated | Planned- maintenance |  |  | 2024 | Tier 2 | Distribution Circuit |  |  |  | 2317417 | Sus |  | CompanyInitiated¦Plannedmaintenance¦¦
24-0005473 | Wildfire Mitigation | Planned - WSIP/System Hardening |  |  | 2024 | Tier 2 | Transformer only |  |  |  | 2317415 | Sus |  | WildfireMitigation¦PlannedWSIPSystemHardening¦¦
24-0005184 | Wildfire Mitigation | Planned - WSIP/System Hardening |  |  | 2024 | Tier 2 | Transformer only |  |  |  | 2317422 | Sus |  | WildfireMitigation¦PlannedWSIPSystemHardening¦¦
24-0005485 | Wildfire Mitigation | Planned - WSIP/System Hardening |  |  | 2024 | Tier 2 | Transformer only |  |  |  | 2317437 | Sus |  | WildfireMitigation¦PlannedWSIPSystemHardening¦¦
24-0011632 | Equipment Failure/Involved | Overhead | Transformer (OH) | Failed/Faulted | 2024 | Tier 2 | Transformer only |  |  |  | 2317372 | Sus |  | EquipmentFailureInvolved¦Overhead¦Transformer(OH)¦FailedFaulted
24-0006128 | Wildfire Mitigation | Planned - WSIP/System Hardening |  |  | 2024 | Tier 2 | Transformer only |  |  |  | 2317493 | Sus |  | WildfireMitigation¦PlannedWSIPSystemHardening¦¦
24-0007501 | Wildfire Mitigation | Planned - WSIP/System Hardening |  |  | 2024 | Tier 2 | Distribution Circuit |  |  |  | 2318207 | Sus |  | WildfireMitigation¦PlannedWSIPSystemHardening¦¦
24-0007503 | Wildfire Mitigation | Planned - WSIP/System Hardening |  |  | 2024 | Tier 3 | Distribution Circuit |  |  |  | 2318198 | Sus |  | WildfireMitigation¦PlannedWSIPSystemHardening¦¦
24-0005203 | Wildfire Mitigation | Planned - WSIP/System Hardening |  |  | 2024 | Tier 2 | Transformer only |  |  |  | 2318963 | Sus |  | WildfireMitigation¦PlannedWSIPSystemHardening¦¦
24-0004594 | Wildfire Mitigation | Planned - WSIP/System Hardening |  |  | 2024 | Tier 2 | Transformer only |  |  |  | 2318995 | Sus |  | WildfireMitigation¦PlannedWSIPSystemHardening¦¦
24-0006050 | Wildfire Mitigation | Planned - WSIP/System Hardening |  |  | 2024 | Tier 2 | Distribution Circuit |  |  |  | 2319007 | Sus |  | WildfireMitigation¦PlannedWSIPSystemHardening¦¦
24-0012840 | Vegetation | Tree - bark fell into line | Conductor- Overhead | Normal | 2024 | Tier 2 | Distribution Circuit |  |  |  | 2319464 | Sus |  | Vegetation¦Treebarkfellintoline¦ConductorOverhead¦Normal
24-0006368 | Company Initiated | Planned- maintenance |  |  | 2024 | Tier 2 | Transformer only |  |  |  | 2321182 | Sus |  | CompanyInitiated¦Plannedmaintenance¦¦
24-0013645 | Unknown Cause | Patrol - found nothing |  |  | 2024 | Tier 2 | Distribution Circuit |  |  |  | 2321861 | Sus |  | UnknownCause¦Patrolfoundnothing¦¦
24-0013834 | Company Initiated | Planned- maintenance | Conductor- Underground | Normal | 2024 | Tier 2 | Transformer only |  |  |  | 2322153 | Sus |  | CompanyInitiated¦Plannedmaintenance¦ConductorUnderground¦Normal
24-0003642 | Company Initiated | Planned- capital |  |  | 2024 | Tier 2 | Distribution Circuit |  |  |  | 2322256 | Sus |  | CompanyInitiated¦Plannedcapital¦¦
24-0013869 | Company Initiated | Construction Activity/equip- company | Secondary | Normal | 2024 | Tier 2 | Transformer only |  |  |  | 2322361 | Sus |  | CompanyInitiated¦ConstructionActivityequipcompany¦Secondary¦Normal
24-0012465 | Wildfire Mitigation | Planned - WSIP/System Hardening |  |  | 2024 | Tier 2 | Distribution Circuit |  |  |  | 2322917 | Sus |  | WildfireMitigation¦PlannedWSIPSystemHardening¦¦
24-0014447 | Unknown Cause | Patrol - found nothing |  |  | 2024 | Tier 2 | Distribution Circuit |  |  |  | 2323088 | Sus |  | UnknownCause¦Patrolfoundnothing¦¦
24-0010350 | Wildfire Mitigation | Planned - WSIP/System Hardening |  |  | 2024 | Tier 2 | Distribution Circuit |  |  |  | 2323675 | Sus |  | WildfireMitigation¦PlannedWSIPSystemHardening¦¦
24-0004658 | Company Initiated | Planned- capital |  |  | 2024 | Tier 2 | Distribution Circuit |  |  |  | 2323724 | Sus |  | CompanyInitiated¦Plannedcapital¦¦
24-0010349 | Wildfire Mitigation | Planned - WSIP/System Hardening |  |  | 2024 | Tier 2 | Transformer only |  |  |  | 2323728 | Sus |  | WildfireMitigation¦PlannedWSIPSystemHardening¦¦
24-0010531 | Wildfire Mitigation | Planned - WSIP/System Hardening |  |  | 2024 | Tier 2 | Distribution Circuit |  |  |  | 2325392 | Sus |  | WildfireMitigation¦PlannedWSIPSystemHardening¦¦
24-0008987 | Wildfire Mitigation | Planned - WSIP/System Hardening |  |  | 2024 | Tier 2 | Transformer only |  |  |  | 2327151 | Sus |  | WildfireMitigation¦PlannedWSIPSystemHardening¦¦
24-0008043 | Company Initiated | Planned- maintenance |  |  | 2024 | Tier 2 | Transformer only |  |  |  | 2327097 | Sus |  | CompanyInitiated¦Plannedmaintenance¦¦
24-0009567 | Wildfire Mitigation | Planned - WSIP/System Hardening |  |  | 2024 | Tier 2 | Transformer only |  |  |  | 2327145 | Sus |  | WildfireMitigation¦PlannedWSIPSystemHardening¦¦
24-0010394 | Wildfire Mitigation | Planned - WSIP/System Hardening |  |  | 2024 | Tier 2 | Transformer only |  |  |  | 2327156 | Sus |  | WildfireMitigation¦PlannedWSIPSystemHardening¦¦
24-0010445 | Wildfire Mitigation | Planned - WSIP/System Hardening |  |  | 2024 | Tier 3 | Distribution Circuit |  |  |  | 2327149 | Sus |  | WildfireMitigation¦PlannedWSIPSystemHardening¦¦
24-0010263 | Company Initiated | Planned- maintenance |  |  | 2024 | Tier 2 | Transformer only |  |  |  | 2327173 | Sus |  | CompanyInitiated¦Plannedmaintenance¦¦
24-0016651 | Vegetation | Tree - branch fell on line | Service conductor | Broken- wire on ground | 2024 | Tier 2 | Transformer only |  |  |  | 2327919 | Sus |  | Vegetation¦Treebranchfellonline¦Serviceconductor¦Brokenwireonground
24-0007030 | Company Initiated | Planned- capital |  |  | 2024 | Tier 3 | Distribution Circuit |  |  |  | 2328018 | Sus |  | CompanyInitiated¦Plannedcapital¦¦
24-0008770 | Wildfire Mitigation | Planned - WSIP/System Hardening |  |  | 2024 | Tier 3 | Distribution Circuit |  |  |  | 2328077 | Sus |  | WildfireMitigation¦PlannedWSIPSystemHardening¦¦
24-0010659 | Wildfire Mitigation | Planned - WSIP/System Hardening |  |  | 2024 | Tier 3 | Distribution Circuit |  |  |  | 2329083 | Sus |  | WildfireMitigation¦PlannedWSIPSystemHardening¦¦
24-0008774 | Wildfire Mitigation | Planned - WSIP/System Hardening |  |  | 2024 | Tier 3 | Transformer only |  |  |  | 2329205 | Sus |  | WildfireMitigation¦PlannedWSIPSystemHardening¦¦
24-0007956 | Wildfire Mitigation | Planned - WSIP/System Hardening |  |  | 2024 | Tier 2 | Distribution Circuit |  |  |  | 2329236 | Sus |  | WildfireMitigation¦PlannedWSIPSystemHardening¦¦
24-0011497 | Wildfire Mitigation | Planned - WSIP/System Hardening |  |  | 2024 | Tier 2 | Distribution Circuit |  |  |  | 2329338 | Sus |  | WildfireMitigation¦PlannedWSIPSystemHardening¦¦
24-0017553 | Vegetation | Tree - fell into line | Conductor- Overhead | Normal | 2024 | Tier 2 | Distribution Circuit |  |  |  | 2330089 | Sus |  | Vegetation¦Treefellintoline¦ConductorOverhead¦Normal
24-0017994 | Equipment Failure/Involved | Overhead | Pole-Wood | Broken | 2024 | Tier 2 | Distribution Circuit |  |  |  | 2331257 | Sus |  | EquipmentFailureInvolved¦Overhead¦PoleWood¦Broken
24-0018092 | Equipment Failure/Involved | Overhead | Pole-Wood | Broken | 2024 | Tier 2 | Distribution Circuit |  |  |  | 2331405 | Sus |  | EquipmentFailureInvolved¦Overhead¦PoleWood¦Broken
24-0018414 | 3rd Party | Vehicle | Anchor or Guy | Normal | 2024 | Tier 2 | Distribution Circuit |  |  |  | 2332114 | Sus |  | 3rdParty¦Vehicle¦AnchororGuy¦Normal
24-0010671 | Wildfire Mitigation | Planned - WSIP/System Hardening |  |  | 2024 | Tier 2 | Transformer only |  |  |  | 2332244 | Sus |  | WildfireMitigation¦PlannedWSIPSystemHardening¦¦
24-0009088 | Wildfire Mitigation | Planned - WSIP/System Hardening |  |  | 2024 | Tier 2 | Distribution Circuit |  |  |  | 2332278 | Sus |  | WildfireMitigation¦PlannedWSIPSystemHardening¦¦
24-0012005 | Wildfire Mitigation | Planned - WSIP/System Hardening |  |  | 2024 | Tier 2 | Distribution Circuit |  |  |  | 2332295 | Sus |  | WildfireMitigation¦PlannedWSIPSystemHardening¦¦
24-0013713 | Wildfire Mitigation | Planned - WSIP/System Hardening |  |  | 2024 | Tier 2 | Transformer only |  |  |  | 2332349 | Sus |  | WildfireMitigation¦PlannedWSIPSystemHardening¦¦
24-0009076 | Company Initiated | Planned- maintenance |  |  | 2024 | Tier 2 | Transformer only |  |  |  | 2332427 | Sus |  | CompanyInitiated¦Plannedmaintenance¦¦
24-0018459 | Equipment Failure/Involved | Overhead | Transformer | Deteriorated | 2024 | Tier 2 | Transformer only |  |  |  | 2333536 | Sus |  | EquipmentFailureInvolved¦Overhead¦Transformer¦Deteriorated
24-0018947 | Equipment Failure/Involved | Overhead | Connector or Splice (OH) | Burned Open | 2024 | Tier 2 | Distribution Circuit |  |  |  | 2333720 | Sus |  | EquipmentFailureInvolved¦Overhead¦ConnectororSplice(OH)¦BurnedOpen
24-0019135 | Unknown Cause | Patrol - found nothing |  |  | 2024 | Tier 2 | Distribution Circuit |  |  |  | 2334287 | Sus |  | UnknownCause¦Patrolfoundnothing¦¦
24-0019236 | Unknown Cause | Patrol - found nothing |  |  | 2024 | Tier 2 | Distribution Circuit |  |  |  | 2334689 | Sus |  | UnknownCause¦Patrolfoundnothing¦¦
24-0020193 | Unknown Cause | Patrol - found nothing |  |  | 2024 | Tier 2 | Distribution Circuit |  |  |  | 2335671 | Sus |  | UnknownCause¦Patrolfoundnothing¦¦
24-0019340 | Vegetation | Tree - fell into line | Conductor- Overhead | Broken- wire on ground | 2024 | Tier 2 | Distribution Circuit |  |  |  | 2335801 | Sus |  | Vegetation¦Treefellintoline¦ConductorOverhead¦Brokenwireonground
24-0019457 | Equipment Failure/Involved | Overhead | Conductor- Overhead | Normal | 2024 | Tier 2 | Distribution Circuit |  |  |  | 2336821 | Sus |  | EquipmentFailureInvolved¦Overhead¦ConductorOverhead¦Normal
24-0020128 | Unknown Cause | Patrol - found nothing |  |  | 2024 | Tier 2 | Distribution Circuit |  |  |  | 2336924 | Sus |  | UnknownCause¦Patrolfoundnothing¦¦
24-0020637 | Equipment Failure/Involved | Overhead | Conductor- Overhead | Together | 2024 | Tier 2 | Distribution Circuit |  |  |  | 2338285 | Sus |  | EquipmentFailureInvolved¦Overhead¦ConductorOverhead¦Together
24-0020617 | Vegetation | Tree - branch fell on line | Conductor- Overhead | Broken- wire on ground | 2024 | Tier 2 | Distribution Circuit |  |  |  | 2339282 | Sus |  | Vegetation¦Treebranchfellonline¦ConductorOverhead¦Brokenwireonground
24-0020458 | Unknown Cause | Patrol - found nothing |  |  | 2024 | Tier 3 | Distribution Circuit |  |  |  | 2344389 | Sus |  | UnknownCause¦Patrolfoundnothing¦¦
24-0019340 | Company Initiated | Return Circuit Normal | Conductor- Overhead | Normal | 2024 | Tier 2 | Distribution Circuit |  |  |  | 2351560 | Sus |  | CompanyInitiated¦ReturnCircuitNormal¦ConductorOverhead¦Normal
24-0021866 | Equipment Failure/Involved | Underground | Elbow | Burned/flashed | 2024 | Tier 2 | Distribution Circuit |  |  |  | 2358850 | Sus |  | EquipmentFailureInvolved¦Underground¦Elbow¦Burnedflashed
24-0021829 | Equipment Failure/Involved | Overhead | Insulator | Broken | 2024 | Tier 2 | Distribution Circuit |  |  |  | 2359016 | Sus |  | EquipmentFailureInvolved¦Overhead¦Insulator¦Broken
24-0022312 | Unknown Cause | Patrol - found nothing |  |  | 2024 | Tier 2 | Distribution Circuit |  |  |  | 2360720 | Sus |  | UnknownCause¦Patrolfoundnothing¦¦
24-0022313 | 3rd Party | Other | Crossarm- Wood | Broken | 2024 | Tier 2 | Distribution Circuit |  |  |  | 2360730 | Sus |  | 3rdParty¦Other¦CrossarmWood¦Broken
24-0019324 | Company Initiated | Return Circuit Normal | Conductor- Overhead | Normal | 2024 | Tier 2 | Distribution Circuit |  |  |  | 2361746 | Sus |  | CompanyInitiated¦ReturnCircuitNormal¦ConductorOverhead¦Normal
24-0023096 | Equipment Failure/Involved | Overhead | Transformer (OH) | Failed/Faulted | 2024 | Tier 2 | Distribution Circuit |  |  |  | 2363674 | Sus |  | EquipmentFailureInvolved¦Overhead¦Transformer(OH)¦FailedFaulted
24-0023130 | Equipment Failure/Involved | Overhead | Pole-Wood | Broken | 2024 | Tier 2 | Distribution Circuit |  |  |  | 2363762 | Sus |  | EquipmentFailureInvolved¦Overhead¦PoleWood¦Broken
24-0023348 | Unknown Cause | Patrol - found nothing |  |  | 2024 | Tier 2 | Distribution Circuit |  |  |  | 2364333 | Sus |  | UnknownCause¦Patrolfoundnothing¦¦
24-0023619 | Unknown Cause | Patrol - found nothing |  |  | 2024 | Tier 2 | Distribution Circuit |  |  |  | 2364708 | Sus |  | UnknownCause¦Patrolfoundnothing¦¦
24-0021866 | Equipment Failure/Involved | Underground | Elbow | Burned/flashed | 2024 | Tier 2 | Distribution Circuit |  |  |  | 2365045 | Sus |  | EquipmentFailureInvolved¦Underground¦Elbow¦Burnedflashed
24-0023821 | Equipment Failure/Involved | Overhead | Pole-Wood | Broken | 2024 | Tier 2 | Distribution Circuit |  |  |  | 2364934 | Sus |  | EquipmentFailureInvolved¦Overhead¦PoleWood¦Broken
24-0023917 | Equipment Failure/Involved | Overhead | Transformer (OH) | Failed/Faulted | 2024 | Tier 3 | Transformer only |  |  |  | 2365907 | Sus |  | EquipmentFailureInvolved¦Overhead¦Transformer(OH)¦FailedFaulted
24-0024512 | Vegetation | Tree - branch fell on line | Conductor- Overhead | Normal | 2024 | Tier 2 | Distribution Circuit |  |  |  | 2368091 | Sus |  | Vegetation¦Treebranchfellonline¦ConductorOverhead¦Normal
24-0025999 | Unknown Cause | Patrol - found nothing |  |  | 2024 | Tier 2 | Distribution Circuit |  |  |  | 2369260 | Sus |  | UnknownCause¦Patrolfoundnothing¦¦
24-0026468 | Unknown Cause | Patrol - found nothing |  |  | 2024 | Tier 3 | Transformer only |  |  |  | 2369909 | Sus |  | UnknownCause¦Patrolfoundnothing¦¦
24-0026578 | Equipment Failure/Involved | Overhead | Jumper | Arcing | 2024 | Tier 2 | Distribution Circuit |  |  |  | 2370870 | Sus |  | EquipmentFailureInvolved¦Overhead¦Jumper¦Arcing
24-0013479 | Wildfire Mitigation | Planned - WSIP/System Hardening |  |  | 2024 | Tier 2 | Distribution Circuit |  |  |  | 2372524 | Sus |  | WildfireMitigation¦PlannedWSIPSystemHardening¦¦
24-0027730 | 3rd Party | Vehicle | Pole-Wood | Broken- wire on ground | 2024 | Tier 2 | Distribution Circuit |  |  |  | 2373569 | Sus |  | 3rdParty¦Vehicle¦PoleWood¦Brokenwireonground
24-0027749 | Equipment Failure/Involved | Overhead | Connector or Splice (OH) | Broken- wire on ground | 2024 | Tier 2 | Distribution Circuit |  |  |  | 2373641 | Sus |  | EquipmentFailureInvolved¦Overhead¦ConnectororSplice(OH)¦Brokenwireonground
24-0013786 | Company Initiated | Planned- capital |  |  | 2024 | Tier 2 | Distribution Circuit |  |  |  | 2373759 | Sus |  | CompanyInitiated¦Plannedcapital¦¦
24-0017420 | Wildfire Mitigation | Planned - WSIP/System Hardening |  |  | 2024 | Tier 2 | Transformer only |  |  |  | 2374149 | Sus |  | WildfireMitigation¦PlannedWSIPSystemHardening¦¦
24-0017438 | Wildfire Mitigation | Planned - WSIP/System Hardening |  |  | 2024 | Tier 3 | Transformer only |  |  |  | 2373970 | Sus |  | WildfireMitigation¦PlannedWSIPSystemHardening¦¦
24-0028022 | Equipment Failure/Involved | Overhead | Transformer (OH) | Broken | 2024 | Tier 2 | Distribution Circuit |  |  |  | 2373911 | Sus |  | EquipmentFailureInvolved¦Overhead¦Transformer(OH)¦Broken
24-0015706 | Wildfire Mitigation | Planned - WSIP/System Hardening |  |  | 2024 | Tier 2 | Distribution Circuit |  |  |  | 2374625 | Sus |  | WildfireMitigation¦PlannedWSIPSystemHardening¦¦
24-0016502 | Wildfire Mitigation | Planned - WSIP/System Hardening |  |  | 2024 | Tier 2 | Distribution Circuit |  |  |  | 2374776 | Sus |  | WildfireMitigation¦PlannedWSIPSystemHardening¦¦
24-0016520 | Wildfire Mitigation | Planned - WSIP/System Hardening |  |  | 2024 | Tier 2 | Transformer only |  |  |  | 2375973 | Sus |  | WildfireMitigation¦PlannedWSIPSystemHardening¦¦
24-0017463 | Wildfire Mitigation | Planned - WSIP/System Hardening |  |  | 2024 | Tier 2 | Distribution Circuit |  |  |  | 2375801 | Sus |  | WildfireMitigation¦PlannedWSIPSystemHardening¦¦
24-0018158 | Wildfire Mitigation | Planned - WSIP/System Hardening |  |  | 2024 | Tier 2 | Transformer only |  |  |  | 2375987 | Sus |  | WildfireMitigation¦PlannedWSIPSystemHardening¦¦
24-0017253 | Company Initiated | Planned- maintenance |  |  | 2024 | Tier 2 | Transformer only |  |  |  | 2376035 | Sus |  | CompanyInitiated¦Plannedmaintenance¦¦
24-0028775 | Equipment Failure/Involved | Underground | Secondary | Broken | 2024 | Tier 2 | Transformer only |  |  |  | 2376065 | Sus |  | EquipmentFailureInvolved¦Underground¦Secondary¦Broken
24-0029165 | Unknown Cause | Patrol - found nothing |  |  | 2024 | Tier 2 | Distribution Circuit |  |  |  | 2376229 | Sus |  | UnknownCause¦Patrolfoundnothing¦¦
24-0018021 | Wildfire Mitigation | Planned - WSIP/System Hardening |  |  | 2024 | Tier 2 | Transformer only |  |  |  | 2377979 | Sus |  | WildfireMitigation¦PlannedWSIPSystemHardening¦¦
24-0030416 | Equipment Failure/Involved | Fire- pole | Pole-Wood | Burned/flashed | 2024 | Tier 2 | Distribution Circuit |  |  |  | 2379494 | Sus |  | EquipmentFailureInvolved¦Firepole¦PoleWood¦Burnedflashed
24-0030612 | Unknown Cause | Patrol - found nothing |  |  | 2024 | Tier 3 | Distribution Circuit |  |  |  | 2380261 | Sus |  | UnknownCause¦Patrolfoundnothing¦¦
24-0030629 | Equipment Failure/Involved | Overhead | Pole-Wood | Broken- wire on ground | 2024 | Tier 2 | Distribution Circuit |  |  |  | 2380281 | Sus |  | EquipmentFailureInvolved¦Overhead¦PoleWood¦Brokenwireonground
24-0030700 | Environmental/External | Water | Pole-Wood | Normal | 2024 | Tier 2 | Distribution Circuit |  |  |  | 2380814 | Sus |  | EnvironmentalExternal¦Water¦PoleWood¦Normal
24-0024487 | Wildfire Mitigation | Planned - WSIP/System Hardening |  |  | 2024 | Tier 2 | Transformer only |  |  |  | 2382511 | Sus |  | WildfireMitigation¦PlannedWSIPSystemHardening¦¦
24-0015409 | Wildfire Mitigation | Planned - WSIP/System Hardening |  |  | 2024 | Tier 3 | Transformer only |  |  |  | 2382648 | Sus |  | WildfireMitigation¦PlannedWSIPSystemHardening¦¦
24-0031652 | Vegetation | Tree - branch fell on line | Fuse | Failed/Faulted | 2024 | Tier 2 | Transformer only |  |  |  | 2383095 | Sus |  | Vegetation¦Treebranchfellonline¦Fuse¦FailedFaulted
24-0015257 | Wildfire Mitigation | Planned - WSIP/System Hardening |  |  | 2024 | Tier 2 | Distribution Circuit |  |  |  | 2383798 | Sus |  | WildfireMitigation¦PlannedWSIPSystemHardening¦¦
24-0017068 | Wildfire Mitigation | Planned - WSIP/System Hardening |  |  | 2024 | Tier 3 | Distribution Circuit |  |  |  | 2383769 | Sus |  | WildfireMitigation¦PlannedWSIPSystemHardening¦¦
24-0023972 | Wildfire Mitigation | Planned - WSIP/System Hardening |  |  | 2024 | Tier 2 | Distribution Circuit |  |  |  | 2383915 | Sus |  | WildfireMitigation¦PlannedWSIPSystemHardening¦¦
24-0023995 | Wildfire Mitigation | Planned - WSIP/System Hardening |  |  | 2024 | Tier 2 | Transformer only |  |  |  | 2384165 | Sus |  | WildfireMitigation¦PlannedWSIPSystemHardening¦¦
24-0012489 | Company Initiated | Planned- maintenance |  |  | 2024 | Tier 3 | Distribution Circuit |  |  |  | 2385033 | Sus |  | CompanyInitiated¦Plannedmaintenance¦¦
24-0024044 | Company Initiated | Planned- maintenance |  |  | 2024 | Tier 2 | Transformer only |  |  |  | 2385036 | Sus |  | CompanyInitiated¦Plannedmaintenance¦¦
24-0017070 | Wildfire Mitigation | Planned - WSIP/System Hardening |  |  | 2024 | Tier 2 | Distribution Circuit |  |  |  | 2385035 | Sus |  | WildfireMitigation¦PlannedWSIPSystemHardening¦¦
24-0024623 | Wildfire Mitigation | Planned - WSIP/System Hardening |  |  | 2024 | Tier 2 | Transformer only |  |  |  | 2385078 | Sus |  | WildfireMitigation¦PlannedWSIPSystemHardening¦¦
24-0024057 | Wildfire Mitigation | Planned - WSIP/System Hardening |  |  | 2024 | Tier 2 | Transformer only |  |  |  | 2385108 | Sus |  | WildfireMitigation¦PlannedWSIPSystemHardening¦¦
24-0018001 | Wildfire Mitigation | Planned - WSIP/System Hardening |  |  | 2024 | Tier 2 | Distribution Circuit |  |  |  | 2385946 | Sus |  | WildfireMitigation¦PlannedWSIPSystemHardening¦¦
24-0023981 | Company Initiated | Planned- maintenance |  |  | 2024 | Tier 3 | Transformer only |  |  |  | 2386046 | Sus |  | CompanyInitiated¦Plannedmaintenance¦¦
24-0018053 | Wildfire Mitigation | Planned - WSIP/System Hardening |  |  | 2024 | Tier 3 | Distribution Circuit |  |  |  | 2386051 | Sus |  | WildfireMitigation¦PlannedWSIPSystemHardening¦¦
24-0026439 | Wildfire Mitigation | Planned - WSIP/System Hardening |  |  | 2024 | Tier 2 | Distribution Circuit |  |  |  | 2385860 | Sus |  | WildfireMitigation¦PlannedWSIPSystemHardening¦¦
24-0016519 | Wildfire Mitigation | Planned - WSIP/System Hardening |  |  | 2024 | Tier 2 | Transformer only |  |  |  | 2386263 | Sus |  | WildfireMitigation¦PlannedWSIPSystemHardening¦¦
24-0015448 | Wildfire Mitigation | Planned - WSIP/System Hardening |  |  | 2024 | Tier 2 | Distribution Circuit |  |  |  | 2386264 | Sus |  | WildfireMitigation¦PlannedWSIPSystemHardening¦¦
24-0022525 | Wildfire Mitigation | Planned - WSIP/System Hardening |  |  | 2024 | Tier 2 | Transformer only |  |  |  | 2387343 | Sus |  | WildfireMitigation¦PlannedWSIPSystemHardening¦¦
24-0033765 | Animal | Bird found | Conductor- Overhead | Normal | 2024 | Tier 3 | Distribution Circuit |  |  |  | 2387707 | Sus |  | Animal¦Birdfound¦ConductorOverhead¦Normal
24-0029116 | Wildfire Mitigation | Planned - WSIP/System Hardening |  |  | 2024 | Tier 2 | Distribution Circuit |  |  |  | 2387878 | Sus |  | WildfireMitigation¦PlannedWSIPSystemHardening¦¦
24-0018462 | Wildfire Mitigation | Planned - WSIP/System Hardening |  |  | 2024 | Tier 2 | Distribution Circuit |  |  |  | 2387885 | Sus |  | WildfireMitigation¦PlannedWSIPSystemHardening¦¦
24-0028256 | Wildfire Mitigation | Planned - WSIP/System Hardening |  |  | 2024 | Tier 2 | Distribution Circuit |  |  |  | 2387967 | Sus |  | WildfireMitigation¦PlannedWSIPSystemHardening¦¦
24-0029594 | Wildfire Mitigation | Planned - WSIP/System Hardening |  |  | 2024 | Tier 2 | Distribution Circuit |  |  |  | 2389189 | Sus |  | WildfireMitigation¦PlannedWSIPSystemHardening¦¦
24-0028729 | Wildfire Mitigation | Planned - WSIP/System Hardening |  |  | 2024 | Tier 3 | Transformer only |  |  |  | 2389825 | Sus |  | WildfireMitigation¦PlannedWSIPSystemHardening¦¦
24-0023952 | Wildfire Mitigation | Planned - WSIP/System Hardening |  |  | 2024 | Tier 2 | Transformer only |  |  |  | 2389832 | Sus |  | WildfireMitigation¦PlannedWSIPSystemHardening¦¦
24-0030042 | Company Initiated | Planned- maintenance |  |  | 2024 | Tier 2 | Distribution Circuit |  |  |  | 2389864 | Sus |  | CompanyInitiated¦Plannedmaintenance¦¦
24-0028778 | Wildfire Mitigation | Planned - WSIP/System Hardening |  |  | 2024 | Tier 2 | Distribution Circuit |  |  |  | 2389875 | Sus |  | WildfireMitigation¦PlannedWSIPSystemHardening¦¦
24-0028788 | Wildfire Mitigation | Planned - WSIP/System Hardening |  |  | 2024 | Tier 2 | Transformer only |  |  |  | 2389885 | Sus |  | WildfireMitigation¦PlannedWSIPSystemHardening¦¦
24-0035211 | Unknown Cause | Patrol - found nothing |  |  | 2024 | Tier 2 | Distribution Circuit |  |  |  | 2390485 | Sus |  | UnknownCause¦Patrolfoundnothing¦¦
24-0029686 | Company Initiated | Planned- maintenance |  |  | 2024 | Tier 2 | Distribution Circuit |  |  |  | 2390542 | Sus |  | CompanyInitiated¦Plannedmaintenance¦¦
24-0031213 | Wildfire Mitigation | Planned - WSIP/System Hardening |  |  | 2024 | Tier 2 | Transformer only |  |  |  | 2390829 | Sus |  | WildfireMitigation¦PlannedWSIPSystemHardening¦¦
24-0023359 | Wildfire Mitigation | Planned - WSIP/System Hardening |  |  | 2024 | Tier 2 | Distribution Circuit |  |  |  | 2390836 | Sus |  | WildfireMitigation¦PlannedWSIPSystemHardening¦¦
24-0030943 | Wildfire Mitigation | Planned - WSIP/System Hardening |  |  | 2024 | Tier 2 | Distribution Circuit |  |  |  | 2390926 | Sus |  | WildfireMitigation¦PlannedWSIPSystemHardening¦¦
24-0023206 | Wildfire Mitigation | Planned - WSIP/System Hardening |  |  | 2024 | Tier 2 | Transformer only |  |  |  | 2390955 | Sus |  | WildfireMitigation¦PlannedWSIPSystemHardening¦¦
24-0031232 | Wildfire Mitigation | Planned - WSIP/System Hardening |  |  | 2024 | Tier 2 | Transformer only |  |  |  | 2390984 | Sus |  | WildfireMitigation¦PlannedWSIPSystemHardening¦¦
24-0035559 | Company Initiated | Planned- capital | Fuse | Normal | 2024 | Tier 3 | Distribution Circuit |  |  |  | 2391426 | Sus |  | CompanyInitiated¦Plannedcapital¦Fuse¦Normal
24-0036128 | Equipment Failure/Involved | Underground | Transformer (UG) | Failed/Faulted | 2024 | Tier 2 | Distribution Circuit |  |  |  | 2391991 | Sus |  | EquipmentFailureInvolved¦Underground¦Transformer(UG)¦FailedFaulted
24-0036987 | Unknown Cause | Patrol - found nothing |  |  | 2024 | Tier 2 | Distribution Circuit |  |  |  | 2394867 | Sus |  | UnknownCause¦Patrolfoundnothing¦¦
24-0036999 | Equipment Failure/Involved | Overhead | Transformer (OH) | Failed/Faulted | 2024 | Tier 2 | Transformer only |  |  |  | 2395032 | Sus |  | EquipmentFailureInvolved¦Overhead¦Transformer(OH)¦FailedFaulted
24-0037177 | Equipment Failure/Involved | Overhead | Pole-Wood | Broken | 2024 | Tier 2 | Distribution Circuit |  |  |  | 2396010 | Sus |  | EquipmentFailureInvolved¦Overhead¦PoleWood¦Broken
24-0026915 | Wildfire Mitigation | Planned - WSIP/System Hardening |  |  | 2024 | Tier 2 | Transformer only |  |  |  | 2396594 | Sus |  | WildfireMitigation¦PlannedWSIPSystemHardening¦¦
24-0026898 | Wildfire Mitigation | Planned - WSIP/System Hardening |  |  | 2024 | Tier 2 | Transformer only |  |  |  | 2396597 | Sus |  | WildfireMitigation¦PlannedWSIPSystemHardening¦¦
24-0028897 | Wildfire Mitigation | Planned - WSIP/System Hardening |  |  | 2024 | Tier 2 | Transformer only |  |  |  | 2396598 | Sus |  | WildfireMitigation¦PlannedWSIPSystemHardening¦¦
24-0037773 | Equipment Failure/Involved | Overhead | Conductor- Overhead | Together | 2024 | Tier 2 | Distribution Circuit |  |  |  | 2397060 | Sus |  | EquipmentFailureInvolved¦Overhead¦ConductorOverhead¦Together
24-0017853 | Wildfire Mitigation | Planned - WSIP/System Hardening |  |  | 2024 | Tier 2 | Distribution Circuit |  |  |  | 2397419 | Sus |  | WildfireMitigation¦PlannedWSIPSystemHardening¦¦
24-0013870 | Company Initiated | Planned- capital |  |  | 2024 | Tier 2 | Distribution Circuit |  |  |  | 2397414 | Sus |  | CompanyInitiated¦Plannedcapital¦¦
24-0026148 | Wildfire Mitigation | Planned - WSIP/System Hardening |  |  | 2024 | Tier 2 | Transformer only |  |  |  | 2397444 | Sus |  | WildfireMitigation¦PlannedWSIPSystemHardening¦¦
24-0030859 | Wildfire Mitigation | Planned - WSIP/System Hardening |  |  | 2024 | Tier 2 | Distribution Circuit |  |  |  | 2397502 | Sus |  | WildfireMitigation¦PlannedWSIPSystemHardening¦¦
24-0038410 | Unknown Cause | Patrol - found nothing |  |  | 2024 | Tier 2 | Distribution Circuit |  |  |  | 2398013 | Sus |  | UnknownCause¦Patrolfoundnothing¦¦
24-0030659 | Wildfire Mitigation | Planned - WSIP/System Hardening |  |  | 2024 | Tier 3 | Distribution Circuit |  |  |  | 2398615 | Sus |  | WildfireMitigation¦PlannedWSIPSystemHardening¦¦
24-0027773 | Company Initiated | Planned- maintenance |  |  | 2024 | Tier 2 | Distribution Circuit |  |  |  | 2398288 | Sus |  | CompanyInitiated¦Plannedmaintenance¦¦
24-0030648 | Wildfire Mitigation | Planned - WSIP/System Hardening |  |  | 2024 | Tier 2 | Distribution Circuit |  |  |  | 2398289 | Sus |  | WildfireMitigation¦PlannedWSIPSystemHardening¦¦
24-0033180 | Wildfire Mitigation | Planned - WSIP/System Hardening |  |  | 2024 | Tier 2 | Distribution Circuit |  |  |  | 2399022 | Sus |  | WildfireMitigation¦PlannedWSIPSystemHardening¦¦
24-0030883 | Wildfire Mitigation | Planned - WSIP/System Hardening |  |  | 2024 | Tier 2 | Transformer only |  |  |  | 2399491 | Sus |  | WildfireMitigation¦PlannedWSIPSystemHardening¦¦
24-0030808 | Wildfire Mitigation | Planned - WSIP/System Hardening |  |  | 2024 | Tier 2 | Transformer only |  |  |  | 2399300 | Sus |  | WildfireMitigation¦PlannedWSIPSystemHardening¦¦
24-0028860 | Wildfire Mitigation | Planned - WSIP/System Hardening |  |  | 2024 | Tier 2 | Distribution Circuit |  |  |  | 2400005 | Sus |  | WildfireMitigation¦PlannedWSIPSystemHardening¦¦
24-0040049 | Equipment Failure/Involved | Underground | Conductor- Underground | Broken | 2024 | Tier 2 | Distribution Circuit |  |  |  | 2400516 | Sus |  | EquipmentFailureInvolved¦Underground¦ConductorUnderground¦Broken
24-0015086 | Company Initiated | Planned- maintenance |  |  | 2024 | Tier 2 | Distribution Circuit |  |  |  | 2401121 | Sus |  | CompanyInitiated¦Plannedmaintenance¦¦
24-0040190 | Unknown Cause | Patrol - found nothing |  |  | 2024 | Tier 2 | Distribution Circuit |  |  |  | 2401174 | Sus |  | UnknownCause¦Patrolfoundnothing¦¦
24-0031200 | Wildfire Mitigation | Planned - WSIP/System Hardening |  |  | 2024 | Tier 2 | Transformer only |  |  |  | 2401521 | Sus |  | WildfireMitigation¦PlannedWSIPSystemHardening¦¦
24-0031187 | Wildfire Mitigation | Planned - WSIP/System Hardening |  |  | 2024 | Tier 2 | Transformer only |  |  |  | 2401518 | Sus |  | WildfireMitigation¦PlannedWSIPSystemHardening¦¦
24-0033049 | Wildfire Mitigation | Planned - WSIP/System Hardening |  |  | 2024 | Tier 2 | Distribution Circuit |  |  |  | 2401537 | Sus |  | WildfireMitigation¦PlannedWSIPSystemHardening¦¦
24-0032609 | Wildfire Mitigation | Planned - WSIP/System Hardening |  |  | 2024 | Tier 2 | Distribution Circuit |  |  |  | 2401547 | Sus |  | WildfireMitigation¦PlannedWSIPSystemHardening¦¦
24-0032563 | Wildfire Mitigation | Planned - WSIP/System Hardening |  |  | 2024 | Tier 2 | Distribution Circuit |  |  |  | 2401591 | Sus |  | WildfireMitigation¦PlannedWSIPSystemHardening¦¦
24-0034293 | Company Initiated | Planned- maintenance |  |  | 2024 | Tier 2 | Transformer only |  |  |  | 2402496 | Sus |  | CompanyInitiated¦Plannedmaintenance¦¦
24-0032582 | Wildfire Mitigation | Planned - WSIP/System Hardening |  |  | 2024 | Tier 2 | Distribution Circuit |  |  |  | 2402522 | Sus |  | WildfireMitigation¦PlannedWSIPSystemHardening¦¦
24-0032578 | Wildfire Mitigation | Planned - WSIP/System Hardening |  |  | 2024 | Tier 2 | Distribution Circuit |  |  |  | 2402511 | Sus |  | WildfireMitigation¦PlannedWSIPSystemHardening¦¦
24-0033726 | Wildfire Mitigation | Planned - WSIP/System Hardening |  |  | 2024 | Tier 2 | Distribution Circuit |  |  |  | 2402566 | Sus |  | WildfireMitigation¦PlannedWSIPSystemHardening¦¦
24-0032588 | Wildfire Mitigation | Planned - WSIP/System Hardening |  |  | 2024 | Tier 2 | Transformer only |  |  |  | 2403334 | Sus |  | WildfireMitigation¦PlannedWSIPSystemHardening¦¦
24-0032972 | Company Initiated | Planned- capital |  |  | 2024 | Tier 2 | Distribution Circuit |  |  |  | 2403306 | Sus |  | CompanyInitiated¦Plannedcapital¦¦
24-0041562 | Equipment Failure/Involved | Overhead | Conductor- Overhead | Broken | 2024 | Tier 3 | Distribution Circuit |  |  |  | 2403645 | Sus |  | EquipmentFailureInvolved¦Overhead¦ConductorOverhead¦Broken
24-0041734 | Unknown Cause | Patrol - found nothing |  |  | 2024 | Tier 2 | Distribution Circuit |  |  |  | 2403892 | Sus |  | UnknownCause¦Patrolfoundnothing¦¦
24-0033031 | Company Initiated | Planned- maintenance |  |  | 2024 | Tier 2 | Transformer only |  |  |  | 2404521 | Sus |  | CompanyInitiated¦Plannedmaintenance¦¦
24-0036238 | Wildfire Mitigation | Planned - WSIP/System Hardening |  |  | 2024 | Tier 2 | Distribution Circuit |  |  |  | 2405999 | Sus |  | WildfireMitigation¦PlannedWSIPSystemHardening¦¦
24-0036705 | Wildfire Mitigation | Planned - WSIP/System Hardening |  |  | 2024 | Tier 2 | Transformer only |  |  |  | 2406058 | Sus |  | WildfireMitigation¦PlannedWSIPSystemHardening¦¦
24-0033738 | Company Initiated | Planned- capital |  |  | 2024 | Tier 2 | Distribution Circuit |  |  |  | 2406394 | Sus |  | CompanyInitiated¦Plannedcapital¦¦
24-0042839 | 3rd Party | Customer Equipment | Pole-Wood | Broken | 2024 | Tier 2 | Distribution Circuit |  |  |  | 2406607 | Sus |  | 3rdParty¦CustomerEquipment¦PoleWood¦Broken
24-0038028 | Company Initiated | Planned- maintenance |  |  | 2024 | Tier 2 | Distribution Circuit |  |  |  | 2407044 | Sus |  | CompanyInitiated¦Plannedmaintenance¦¦
24-0036564 | Wildfire Mitigation | Planned - WSIP/System Hardening |  |  | 2024 | Tier 2 | Transformer only |  |  |  | 2407099 | Sus |  | WildfireMitigation¦PlannedWSIPSystemHardening¦¦
24-0015050 | Company Initiated | Planned- capital |  |  | 2024 | Tier 2 | Distribution Circuit |  |  |  | 2407619 | Sus |  | CompanyInitiated¦Plannedcapital¦¦
24-0034376 | Company Initiated | Planned- maintenance |  |  | 2024 | Tier 2 | Transformer only |  |  |  | 2407671 | Sus |  | CompanyInitiated¦Plannedmaintenance¦¦
24-0034362 | Company Initiated | Planned- maintenance |  |  | 2024 | Tier 2 | Distribution Circuit |  |  |  | 2407668 | Sus |  | CompanyInitiated¦Plannedmaintenance¦¦
24-0037627 | Wildfire Mitigation | Planned - WSIP/System Hardening |  |  | 2024 | Tier 2 | Distribution Circuit |  |  |  | 2407953 | Sus |  | WildfireMitigation¦PlannedWSIPSystemHardening¦¦
24-0037626 | Wildfire Mitigation | Planned - WSIP/System Hardening |  |  | 2024 | Tier 2 | Transformer only |  |  |  | 2407994 | Sus |  | WildfireMitigation¦PlannedWSIPSystemHardening¦¦
24-0038803 | Wildfire Mitigation | Planned - WSIP/System Hardening |  |  | 2024 | Tier 2 | Distribution Circuit |  |  |  | 2407999 | Sus |  | WildfireMitigation¦PlannedWSIPSystemHardening¦¦
24-0035854 | Company Initiated | Planned- maintenance |  |  | 2024 | Tier 2 | Distribution Circuit |  |  |  | 2408036 | Sus |  | CompanyInitiated¦Plannedmaintenance¦¦
24-0035924 | Wildfire Mitigation | Planned - WSIP/System Hardening |  |  | 2024 | Tier 3 | Transformer only |  |  |  | 2408277 | Sus |  | WildfireMitigation¦PlannedWSIPSystemHardening¦¦
24-0034701 | Wildfire Mitigation | Planned - WSIP/System Hardening |  |  | 2024 | Tier 2 | Distribution Circuit |  |  |  | 2408404 | Sus |  | WildfireMitigation¦PlannedWSIPSystemHardening¦¦
24-0037372 | Company Initiated | Planned- maintenance |  |  | 2024 | Tier 2 | Distribution Circuit |  |  |  | 2409071 | Sus |  | CompanyInitiated¦Plannedmaintenance¦¦
24-0016754 | Company Initiated | Planned- capital |  |  | 2024 | Tier 2 | Distribution Circuit |  |  |  | 2409016 | Sus |  | CompanyInitiated¦Plannedcapital¦¦
24-0038175 | Wildfire Mitigation | Planned - WSIP/System Hardening |  |  | 2024 | Tier 2 | Distribution Circuit |  |  |  | 2408939 | Sus |  | WildfireMitigation¦PlannedWSIPSystemHardening¦¦
24-0035883 | Company Initiated | Planned- maintenance |  |  | 2024 | Tier 2 | Distribution Circuit |  |  |  | 2409122 | Sus |  | CompanyInitiated¦Plannedmaintenance¦¦
24-0033082 | Wildfire Mitigation | Planned - WSIP/System Hardening |  |  | 2024 | Tier 2 | Distribution Circuit |  |  |  | 2409136 | Sus |  | WildfireMitigation¦PlannedWSIPSystemHardening¦¦
24-0038131 | Wildfire Mitigation | Planned - WSIP/System Hardening |  |  | 2024 | Tier 2 | Transformer only |  |  |  | 2409406 | Sus |  | WildfireMitigation¦PlannedWSIPSystemHardening¦¦
24-0044414 | Unknown Cause | Patrol - found nothing |  |  | 2024 | Tier 2 | Distribution Circuit |  |  |  | 2409808 | Sus |  | UnknownCause¦Patrolfoundnothing¦¦
24-0009051 | Company Initiated | Planned- maintenance |  |  | 2024 | Tier 2 | Distribution Circuit |  |  |  | 2409928 | Sus |  | CompanyInitiated¦Plannedmaintenance¦¦
24-0034269 | Wildfire Mitigation | Planned - WSIP/System Hardening |  |  | 2024 | Tier 2 | Distribution Circuit |  |  |  | 2410005 | Sus |  | WildfireMitigation¦PlannedWSIPSystemHardening¦¦
24-0029976 | Company Initiated | Planned- maintenance |  |  | 2024 | Tier 2 | Distribution Circuit |  |  |  | 2410051 | Sus |  | CompanyInitiated¦Plannedmaintenance¦¦
24-0044880 | Equipment Failure/Involved | Overhead | Transformer (OH) | Failed/Faulted | 2024 | Tier 2 | Transformer only |  |  |  | 2410534 | Sus |  | EquipmentFailureInvolved¦Overhead¦Transformer(OH)¦FailedFaulted
24-0040040 | Wildfire Mitigation | Planned - WSIP/System Hardening |  |  | 2024 | Tier 2 | Distribution Circuit |  |  |  | 2410973 | Sus |  | WildfireMitigation¦PlannedWSIPSystemHardening¦¦
24-0045015 | Equipment Failure/Involved | Underground | Transformer (UG) | Deteriorated | 2024 | Tier 2 | Distribution Circuit |  |  |  | 2411143 | Sus |  | EquipmentFailureInvolved¦Underground¦Transformer(UG)¦Deteriorated
24-0037534 | Wildfire Mitigation | Planned - WSIP/System Hardening |  |  | 2024 | Tier 2 | Transformer only |  |  |  | 2411735 | Sus |  | WildfireMitigation¦PlannedWSIPSystemHardening¦¦
24-0037348 | Company Initiated | Planned- maintenance |  |  | 2024 | Tier 2 | Distribution Circuit |  |  |  | 2411731 | Sus |  | CompanyInitiated¦Plannedmaintenance¦¦
24-0034468 | Wildfire Mitigation | Planned - WSIP/System Hardening |  |  | 2024 | Tier 2 | Transformer only |  |  |  | 2411754 | Sus |  | WildfireMitigation¦PlannedWSIPSystemHardening¦¦
24-0038015 | Wildfire Mitigation | Planned - WSIP/System Hardening |  |  | 2024 | Tier 2 | Distribution Circuit |  |  |  | 2411977 | Sus |  | WildfireMitigation¦PlannedWSIPSystemHardening¦¦
24-0040043 | Wildfire Mitigation | Planned - WSIP/System Hardening |  |  | 2024 | Tier 2 | Distribution Circuit |  |  |  | 2412611 | Sus |  | WildfireMitigation¦PlannedWSIPSystemHardening¦¦
24-0039466 | Wildfire Mitigation | Planned - WSIP/System Hardening |  |  | 2024 | Tier 2 | Transformer only |  |  |  | 2412691 | Sus |  | WildfireMitigation¦PlannedWSIPSystemHardening¦¦
24-0046013 | Equipment Failure/Involved | Overhead | Transformer (OH) | Broken | 2024 | Tier 2 | Transformer only |  |  |  | 2412848 | Sus |  | EquipmentFailureInvolved¦Overhead¦Transformer(OH)¦Broken
24-0046155 | Unknown Cause | Patrol - found nothing |  |  | 2024 | Tier 2 | Distribution Circuit |  |  |  | 2413243 | Sus |  | UnknownCause¦Patrolfoundnothing¦¦
24-0014631 | Company Initiated | Planned- capital |  |  | 2024 | Tier 2 | Distribution Circuit |  |  |  | 2413285 | Sus |  | CompanyInitiated¦Plannedcapital¦¦
24-0046276 | Equipment Failure/Involved | Overhead | Cutout- fuse holder | Broken | 2024 | Tier 2 | Transformer only |  |  |  | 2413623 | Sus |  | EquipmentFailureInvolved¦Overhead¦Cutoutfuseholder¦Broken
24-0041584 | Wildfire Mitigation | Planned - WSIP/System Hardening |  |  | 2024 | Tier 3 | Distribution Circuit |  |  |  | 2413759 | Sus |  | WildfireMitigation¦PlannedWSIPSystemHardening¦¦
24-0039384 | Wildfire Mitigation | Planned - WSIP/System Hardening |  |  | 2024 | Tier 2 | Distribution Circuit |  |  |  | 2414037 | Sus |  | WildfireMitigation¦PlannedWSIPSystemHardening¦¦
24-0041687 | Wildfire Mitigation | Planned - WSIP/System Hardening |  |  | 2024 | Tier 2 | Distribution Circuit |  |  |  | 2413737 | Sus |  | WildfireMitigation¦PlannedWSIPSystemHardening¦¦
24-0039110 | Wildfire Mitigation | Planned - WSIP/System Hardening |  |  | 2024 | Tier 2 | Distribution Circuit |  |  |  | 2413923 | Sus |  | WildfireMitigation¦PlannedWSIPSystemHardening¦¦
24-0046737 | Animal | Bird found | Conductor- Overhead | Normal | 2024 | Tier 2 | Distribution Circuit |  |  |  | 2414576 | Sus |  | Animal¦Birdfound¦ConductorOverhead¦Normal
24-0039689 | Wildfire Mitigation | Planned - WSIP/System Hardening |  |  | 2024 | Tier 2 | Distribution Circuit |  |  |  | 2415056 | Sus |  | WildfireMitigation¦PlannedWSIPSystemHardening¦¦
24-0039741 | Wildfire Mitigation | Planned - WSIP/System Hardening |  |  | 2024 | Tier 2 | Distribution Circuit |  |  |  | 2415471 | Sus |  | WildfireMitigation¦PlannedWSIPSystemHardening¦¦
24-0047151 | Unknown Cause | Patrol - found nothing |  |  | 2024 | Tier 2 | Distribution Circuit |  |  |  | 2415974 | Sus |  | UnknownCause¦Patrolfoundnothing¦¦
24-0042335 | Wildfire Mitigation | Planned - WSIP/System Hardening |  |  | 2024 | Tier 3 | Distribution Circuit |  |  |  | 2416222 | Sus |  | WildfireMitigation¦PlannedWSIPSystemHardening¦¦
24-0039897 | Wildfire Mitigation | Planned - WSIP/System Hardening |  |  | 2024 | Tier 2 | Distribution Circuit |  |  |  | 2416400 | Sus |  | WildfireMitigation¦PlannedWSIPSystemHardening¦¦
24-0035234 | Company Initiated | Planned- capital |  |  | 2024 | Tier 3 | Distribution Circuit |  |  |  | 2417100 | Sus |  | CompanyInitiated¦Plannedcapital¦¦
24-0040333 | Wildfire Mitigation | Planned - WSIP/System Hardening |  |  | 2024 | Tier 2 | Distribution Circuit |  |  |  | 2417166 | Sus |  | WildfireMitigation¦PlannedWSIPSystemHardening¦¦
24-0041324 | Company Initiated | Planned- maintenance |  |  | 2024 | Tier 2 | Transformer only |  |  |  | 2417188 | Sus |  | CompanyInitiated¦Plannedmaintenance¦¦
24-0039728 | Wildfire Mitigation | Planned - WSIP/System Hardening |  |  | 2024 | Tier 2 | Distribution Circuit |  |  |  | 2417186 | Sus |  | WildfireMitigation¦PlannedWSIPSystemHardening¦¦
24-0042908 | Wildfire Mitigation | Planned - WSIP/System Hardening |  |  | 2024 | Tier 2 | Distribution Circuit |  |  |  | 2417199 | Sus |  | WildfireMitigation¦PlannedWSIPSystemHardening¦¦
24-0043122 | Wildfire Mitigation | Planned - WSIP/System Hardening |  |  | 2024 | Tier 2 | Distribution Circuit |  |  |  | 2417198 | Sus |  | WildfireMitigation¦PlannedWSIPSystemHardening¦¦
24-0034183 | Company Initiated | Planned- capital |  |  | 2024 | Tier 2 | Distribution Circuit |  |  |  | 2417223 | Sus |  | CompanyInitiated¦Plannedcapital¦¦
24-0040643 | Company Initiated | Planned- maintenance |  |  | 2024 | Tier 2 | Transformer only |  |  |  | 2417832 | Sus |  | CompanyInitiated¦Plannedmaintenance¦¦
24-0045586 | Wildfire Mitigation | Planned - WSIP/System Hardening |  |  | 2024 | Tier 2 | Distribution Circuit |  |  |  | 2417890 | Sus |  | WildfireMitigation¦PlannedWSIPSystemHardening¦¦
24-0042958 | Wildfire Mitigation | Planned - WSIP/System Hardening |  |  | 2024 | Tier 3 | Distribution Circuit |  |  |  | 2418083 | Sus |  | WildfireMitigation¦PlannedWSIPSystemHardening¦¦
24-0048594 | Vegetation | Tree - fell into line | Conductor- Overhead | Broken- wire on ground | 2024 | Tier 2 | Distribution Circuit |  |  |  | 2418471 | Sus |  | Vegetation¦Treefellintoline¦ConductorOverhead¦Brokenwireonground
24-0048710 | Equipment Failure/Involved | Overhead | Insulator | Broken | 2024 | Tier 2 | Distribution Circuit |  |  |  | 2418913 | Sus |  | EquipmentFailureInvolved¦Overhead¦Insulator¦Broken
24-0049019 | Unknown Cause | Patrol - not conducted |  |  | 2024 | Tier 3 | Distribution Circuit |  |  |  | 2419834 | Sus |  | UnknownCause¦Patrolnotconducted¦¦
24-0040285 | Company Initiated | Planned- maintenance |  |  | 2024 | Tier 2 | Transformer only |  |  |  | 2419912 | Sus |  | CompanyInitiated¦Plannedmaintenance¦¦
24-0049034 | Animal | Bird found | Conductor- Overhead | Normal | 2024 | Tier 3 | Distribution Circuit |  |  |  | 2419971 | Sus |  | Animal¦Birdfound¦ConductorOverhead¦Normal
24-0049035 | Equipment Failure/Involved | Overhead | Pole-Wood | Deteriorated | 2024 | Tier 2 | Distribution Circuit |  |  |  | 2419973 | Sus |  | EquipmentFailureInvolved¦Overhead¦PoleWood¦Deteriorated
24-0049352 | Equipment Failure/Involved | Overhead | Pole-Wood | Deteriorated | 2024 | Tier 2 | Distribution Circuit |  |  |  | 2420438 | Sus |  | EquipmentFailureInvolved¦Overhead¦PoleWood¦Deteriorated
24-0049459 | Unknown Cause | Patrol - found nothing |  |  | 2024 | Tier 2 | Distribution Circuit |  |  |  | 2420613 | Sus |  | UnknownCause¦Patrolfoundnothing¦¦
24-0043652 | Company Initiated | Planned- maintenance |  |  | 2024 | Tier 2 | Distribution Circuit |  |  |  | 2420669 | Sus |  | CompanyInitiated¦Plannedmaintenance¦¦
24-0040375 | Wildfire Mitigation | Planned - WSIP/System Hardening |  |  | 2024 | Tier 2 | Transformer only |  |  |  | 2420839 | Sus |  | WildfireMitigation¦PlannedWSIPSystemHardening¦¦
24-0039757 | Company Initiated | Planned- capital |  |  | 2024 | Tier 2 | Distribution Circuit |  |  |  | 2420819 | Sus |  | CompanyInitiated¦Plannedcapital¦¦
24-0045006 | Wildfire Mitigation | Planned - WSIP/System Hardening |  |  | 2024 | Tier 2 | Transformer only |  |  |  | 2421610 | Sus |  | WildfireMitigation¦PlannedWSIPSystemHardening¦¦
24-0040315 | Wildfire Mitigation | Planned - WSIP/System Hardening |  |  | 2024 | Tier 2 | Distribution Circuit |  |  |  | 2421612 | Sus |  | WildfireMitigation¦PlannedWSIPSystemHardening¦¦
24-0038086 | Company Initiated | Planned- capital |  |  | 2024 | Tier 2 | Distribution Circuit |  |  |  | 2421627 | Sus |  | CompanyInitiated¦Plannedcapital¦¦
24-0041502 | Company Initiated | Planned- maintenance |  |  | 2024 | Tier 3 | Distribution Circuit |  |  |  | 2422285 | Sus |  | CompanyInitiated¦Plannedmaintenance¦¦
24-0041495 | Company Initiated | Planned- maintenance |  |  | 2024 | Tier 2 | Distribution Circuit |  |  |  | 2422389 | Sus |  | CompanyInitiated¦Plannedmaintenance¦¦
24-0051096 | Equipment Failure/Involved | Overhead | Crossarm- Wood | Broken | 2024 | Tier 2 | Distribution Circuit |  |  |  | 2423332 | Sus |  | EquipmentFailureInvolved¦Overhead¦CrossarmWood¦Broken
24-0045365 | Company Initiated | Planned- maintenance |  |  | 2024 | Tier 2 | Distribution Circuit |  |  |  | 2423609 | Sus |  | CompanyInitiated¦Plannedmaintenance¦¦
24-0051354 | Environmental/External | Lightning | Transformer (OH) | Burned/flashed | 2024 | Tier 3 | Distribution Circuit |  |  |  | 2423902 | Sus |  | EnvironmentalExternal¦Lightning¦Transformer(OH)¦Burnedflashed
24-0051577 | Unknown Cause | Patrol - found nothing |  |  | 2024 | Tier 3 | Distribution Circuit |  |  |  | 2424607 | Sus |  | UnknownCause¦Patrolfoundnothing¦¦
24-0051880 | Equipment Failure/Involved | Overhead | Transformer (OH) | Failed/Faulted | 2024 | Tier 2 | Transformer only |  |  |  | 2425635 | Sus |  | EquipmentFailureInvolved¦Overhead¦Transformer(OH)¦FailedFaulted
24-0051865 | Unknown Cause | Patrol - found nothing |  |  | 2024 | Tier 2 | Distribution Circuit |  |  |  | 2425563 | Sus |  | UnknownCause¦Patrolfoundnothing¦¦
24-0046300 | Wildfire Mitigation | Planned - WSIP/System Hardening |  |  | 2024 | Tier 3 | Distribution Circuit |  |  |  | 2426107 | Sus |  | WildfireMitigation¦PlannedWSIPSystemHardening¦¦
24-0046294 | Wildfire Mitigation | Planned - WSIP/System Hardening |  |  | 2024 | Tier 2 | Distribution Circuit |  |  |  | 2426843 | Sus |  | WildfireMitigation¦PlannedWSIPSystemHardening¦¦
24-0045509 | Company Initiated | Planned- maintenance |  |  | 2024 | Tier 2 | Transformer only |  |  |  | 2426857 | Sus |  | CompanyInitiated¦Plannedmaintenance¦¦
24-0044524 | Wildfire Mitigation | Planned - WSIP/System Hardening |  |  | 2024 | Tier 2 | Transformer only |  |  |  | 2426860 | Sus |  | WildfireMitigation¦PlannedWSIPSystemHardening¦¦
24-0042852 | Wildfire Mitigation | Planned - WSIP/System Hardening |  |  | 2024 | Tier 2 | Transformer only |  |  |  | 2427128 | Sus |  | WildfireMitigation¦PlannedWSIPSystemHardening¦¦
24-0044530 | Wildfire Mitigation | Planned - WSIP/System Hardening |  |  | 2024 | Tier 2 | Transformer only |  |  |  | 2427052 | Sus |  | WildfireMitigation¦PlannedWSIPSystemHardening¦¦
24-0046379 | Wildfire Mitigation | Planned - WSIP/System Hardening |  |  | 2024 | Tier 2 | Distribution Circuit |  |  |  | 2427502 | Sus |  | WildfireMitigation¦PlannedWSIPSystemHardening¦¦
24-0044583 | Wildfire Mitigation | Planned - WSIP/System Hardening |  |  | 2024 | Tier 2 | Transformer only |  |  |  | 2427667 | Sus |  | WildfireMitigation¦PlannedWSIPSystemHardening¦¦
24-0046975 | Wildfire Mitigation | Planned - WSIP/System Hardening |  |  | 2024 | Tier 3 | Transformer only |  |  |  | 2427888 | Sus |  | WildfireMitigation¦PlannedWSIPSystemHardening¦¦
24-0046591 | Wildfire Mitigation | Planned - WSIP/System Hardening |  |  | 2024 | Tier 2 | Transformer only |  |  |  | 2428267 | Sus |  | WildfireMitigation¦PlannedWSIPSystemHardening¦¦
24-0042815 | Wildfire Mitigation | Planned - WSIP/System Hardening |  |  | 2024 | Tier 2 | Distribution Circuit |  |  |  | 2428341 | Sus |  | WildfireMitigation¦PlannedWSIPSystemHardening¦¦
24-0046835 | Wildfire Mitigation | Planned - WSIP/System Hardening |  |  | 2024 | Tier 2 | Distribution Circuit |  |  |  | 2428414 | Sus |  | WildfireMitigation¦PlannedWSIPSystemHardening¦¦
24-0045514 | Wildfire Mitigation | Planned - WSIP/System Hardening |  |  | 2024 | Tier 2 | Transformer only |  |  |  | 2428452 | Sus |  | WildfireMitigation¦PlannedWSIPSystemHardening¦¦
24-0047890 | Wildfire Mitigation | Planned - WSIP/System Hardening |  |  | 2024 | Tier 2 | Distribution Circuit |  |  |  | 2429098 | Sus |  | WildfireMitigation¦PlannedWSIPSystemHardening¦¦
24-0045196 | Wildfire Mitigation | Planned - WSIP/System Hardening |  |  | 2024 | Tier 2 | Distribution Circuit |  |  |  | 2429211 | Sus |  | WildfireMitigation¦PlannedWSIPSystemHardening¦¦
24-0041467 | Wildfire Mitigation | Planned - WSIP/System Hardening |  |  | 2024 | Tier 2 | Distribution Circuit |  |  |  | 2429279 | Sus |  | WildfireMitigation¦PlannedWSIPSystemHardening¦¦
24-0054156 | 3rd Party | Customer Equipment | Customer Equipment | Failed/Faulted | 2024 | Tier 2 | Transformer only |  |  |  | 2429549 | Sus |  | 3rdParty¦CustomerEquipment¦CustomerEquipment¦FailedFaulted
24-0054321 | Unknown Cause | Patrol - found nothing |  |  | 2024 | Tier 2 | Distribution Circuit |  |  |  | 2430101 | Sus |  | UnknownCause¦Patrolfoundnothing¦¦
24-0047668 | Wildfire Mitigation | Planned - WSIP/System Hardening |  |  | 2024 | Tier 2 | Distribution Circuit |  |  |  | 2431578 | Sus |  | WildfireMitigation¦PlannedWSIPSystemHardening¦¦
24-0043924 | Company Initiated | Planned- maintenance |  |  | 2024 | Tier 2 | Transformer only |  |  |  | 2431727 | Sus |  | CompanyInitiated¦Plannedmaintenance¦¦
24-0047024 | Wildfire Mitigation | Planned - WSIP/System Hardening |  |  | 2024 | Tier 2 | Transformer only |  |  |  | 2432424 | Sus |  | WildfireMitigation¦PlannedWSIPSystemHardening¦¦
24-0044039 | Company Initiated | Planned- maintenance |  |  | 2024 | Tier 2 | Transformer only |  |  |  | 2432520 | Sus |  | CompanyInitiated¦Plannedmaintenance¦¦
24-0046335 | Wildfire Mitigation | Planned - WSIP/System Hardening |  |  | 2024 | Tier 2 | Distribution Circuit |  |  |  | 2432567 | Sus |  | WildfireMitigation¦PlannedWSIPSystemHardening¦¦
24-0042127 | Wildfire Mitigation | Planned - WSIP/System Hardening |  |  | 2024 | Tier 3 | Distribution Circuit |  |  |  | 2432616 | Sus |  | WildfireMitigation¦PlannedWSIPSystemHardening¦¦
24-0050126 | Wildfire Mitigation | Planned - WSIP/System Hardening |  |  | 2024 | Tier 2 | Distribution Circuit |  |  |  | 2433126 | Sus |  | WildfireMitigation¦PlannedWSIPSystemHardening¦¦
24-0049090 | Wildfire Mitigation | Planned - WSIP/System Hardening |  |  | 2024 | Tier 2 | Distribution Circuit |  |  |  | 2433135 | Sus |  | WildfireMitigation¦PlannedWSIPSystemHardening¦¦
24-0045211 | Wildfire Mitigation | Planned - WSIP/System Hardening |  |  | 2024 | Tier 2 | Distribution Circuit |  |  |  | 2433282 | Sus |  | WildfireMitigation¦PlannedWSIPSystemHardening¦¦
24-0050177 | Wildfire Mitigation | Planned - WSIP/System Hardening |  |  | 2024 | Tier 3 | Distribution Circuit |  |  |  | 2433125 | Sus |  | WildfireMitigation¦PlannedWSIPSystemHardening¦¦
24-0050152 | Wildfire Mitigation | Planned - WSIP/System Hardening |  |  | 2024 | Tier 3 | Transformer only |  |  |  | 2433592 | Sus |  | WildfireMitigation¦PlannedWSIPSystemHardening¦¦
24-0056204 | Unknown Cause | Patrol - found nothing |  |  | 2024 | Tier 2 | Distribution Circuit |  |  |  | 2433923 | Sus |  | UnknownCause¦Patrolfoundnothing¦¦
24-0049138 | Wildfire Mitigation | Planned - WSIP/System Hardening |  |  | 2024 | Tier 2 | Distribution Circuit |  |  |  | 2433931 | Sus |  | WildfireMitigation¦PlannedWSIPSystemHardening¦¦
24-0049134 | Wildfire Mitigation | Planned - WSIP/System Hardening |  |  | 2024 | Tier 2 | Transformer only |  |  |  | 2433964 | Sus |  | WildfireMitigation¦PlannedWSIPSystemHardening¦¦
24-0049242 | Wildfire Mitigation | Planned - WSIP/System Hardening |  |  | 2024 | Tier 3 | Distribution Circuit |  |  |  | 2433947 | Sus |  | WildfireMitigation¦PlannedWSIPSystemHardening¦¦
24-0056414 | Equipment Failure/Involved | Overhead | Crossarm- Wood | Broken | 2024 | Tier 2 | Distribution Circuit |  |  |  | 2434215 | Sus |  | EquipmentFailureInvolved¦Overhead¦CrossarmWood¦Broken
24-0056730 | 3rd Party | Vehicle | Pole-Wood | Broken- wire on ground | 2024 | Tier 2 | Distribution Circuit |  |  |  | 2434667 | Sus |  | 3rdParty¦Vehicle¦PoleWood¦Brokenwireonground
24-0044025 | Wildfire Mitigation | Planned - WSIP/System Hardening |  |  | 2024 | Tier 2 | Distribution Circuit |  |  |  | 2434752 | Sus |  | WildfireMitigation¦PlannedWSIPSystemHardening¦¦
24-0043983 | Company Initiated | Planned- maintenance |  |  | 2024 | Tier 2 | Transformer only |  |  |  | 2434769 | Sus |  | CompanyInitiated¦Plannedmaintenance¦¦
24-0044020 | Wildfire Mitigation | Planned - WSIP/System Hardening |  |  | 2024 | Tier 2 | Transformer only |  |  |  | 2434783 | Sus |  | WildfireMitigation¦PlannedWSIPSystemHardening¦¦
24-0055868 | Company Initiated | Planned- customer | Transformer | Normal | 2024 | Tier 2 | Transformer only |  |  |  | 2435386 | Sus |  | CompanyInitiated¦Plannedcustomer¦Transformer¦Normal
24-0057142 | Equipment Failure/Involved | Overhead | Transformer (OH) | Deteriorated | 2024 | Tier 2 | Transformer only |  |  |  | 2435484 | Sus |  | EquipmentFailureInvolved¦Overhead¦Transformer(OH)¦Deteriorated
24-0050221 | Wildfire Mitigation | Planned - WSIP/System Hardening |  |  | 2024 | Tier 2 | Transformer only |  |  |  | 2436209 | Sus |  | WildfireMitigation¦PlannedWSIPSystemHardening¦¦
24-0051337 | Wildfire Mitigation | Planned - WSIP/System Hardening |  |  | 2024 | Tier 2 | Distribution Circuit |  |  |  | 2436281 | Sus |  | WildfireMitigation¦PlannedWSIPSystemHardening¦¦
24-0053036 | Wildfire Mitigation | Planned - WSIP/System Hardening |  |  | 2024 | Tier 3 | Distribution Circuit |  |  |  | 2436162 | Sus |  | WildfireMitigation¦PlannedWSIPSystemHardening¦¦
24-0052967 | Wildfire Mitigation | Planned - WSIP/System Hardening |  |  | 2024 | Tier 2 | Distribution Circuit |  |  |  | 2436333 | Sus |  | WildfireMitigation¦PlannedWSIPSystemHardening¦¦
24-0043574 | Wildfire Mitigation | Planned - WSIP/System Hardening |  |  | 2024 | Tier 2 | Transformer only |  |  |  | 2436402 | Sus |  | WildfireMitigation¦PlannedWSIPSystemHardening¦¦
24-0057711 | Animal | Bird found | Conductor- Overhead | Normal | 2024 | Tier 2 | Distribution Circuit |  |  |  | 2436756 | Sus |  | Animal¦Birdfound¦ConductorOverhead¦Normal
24-0056378 | Wildfire Mitigation | Planned - WSIP/System Hardening |  |  | 2024 | Tier 3 | Transformer only |  |  |  | 2437174 | Sus |  | WildfireMitigation¦PlannedWSIPSystemHardening¦¦
24-0050267 | Wildfire Mitigation | Planned - WSIP/System Hardening |  |  | 2024 | Tier 2 | Transformer only |  |  |  | 2437179 | Sus |  | WildfireMitigation¦PlannedWSIPSystemHardening¦¦
24-0049560 | Wildfire Mitigation | Planned - WSIP/System Hardening |  |  | 2024 | Tier 2 | Distribution Circuit |  |  |  | 2437270 | Sus |  | WildfireMitigation¦PlannedWSIPSystemHardening¦¦
24-0050237 | Wildfire Mitigation | Planned - WSIP/System Hardening |  |  | 2024 | Tier 2 | Transformer only |  |  |  | 2437583 | Sus |  | WildfireMitigation¦PlannedWSIPSystemHardening¦¦
24-0051217 | Company Initiated | Planned- capital |  |  | 2024 | Tier 3 | Distribution Circuit |  |  |  | 2437295 | Sus |  | CompanyInitiated¦Plannedcapital¦¦
24-0051549 | Wildfire Mitigation | Planned - WSIP/System Hardening |  |  | 2024 | Tier 2 | Distribution Circuit |  |  |  | 2437832 | Sus |  | WildfireMitigation¦PlannedWSIPSystemHardening¦¦
24-0045727 | Wildfire Mitigation | Planned - WSIP/System Hardening |  |  | 2024 | Tier 2 | Distribution Circuit |  |  |  | 2438039 | Sus |  | WildfireMitigation¦PlannedWSIPSystemHardening¦¦
24-0051291 | Wildfire Mitigation | Planned - WSIP/System Hardening |  |  | 2024 | Tier 2 | Distribution Circuit |  |  |  | 2438064 | Sus |  | WildfireMitigation¦PlannedWSIPSystemHardening¦¦
24-0058518 | Unknown Cause | Patrol - found nothing |  |  | 2024 | Tier 2 | Distribution Circuit |  |  |  | 2438218 | Sus |  | UnknownCause¦Patrolfoundnothing¦¦
24-0047953 | Wildfire Mitigation | Planned - WSIP/System Hardening |  |  | 2024 | Tier 2 | Distribution Circuit |  |  |  | 2438729 | Sus |  | WildfireMitigation¦PlannedWSIPSystemHardening¦¦
24-0054369 | Wildfire Mitigation | Planned - WSIP/System Hardening |  |  | 2024 | Tier 2 | Transformer only |  |  |  | 2438746 | Sus |  | WildfireMitigation¦PlannedWSIPSystemHardening¦¦
24-0054411 | Wildfire Mitigation | Planned - WSIP/System Hardening |  |  | 2024 | Tier 2 | Transformer only |  |  |  | 2438791 | Sus |  | WildfireMitigation¦PlannedWSIPSystemHardening¦¦
24-0053108 | Wildfire Mitigation | Planned - WSIP/System Hardening |  |  | 2024 | Tier 2 | Distribution Circuit |  |  |  | 2439489 | Sus |  | WildfireMitigation¦PlannedWSIPSystemHardening¦¦
24-0047997 | Wildfire Mitigation | Planned - WSIP/System Hardening |  |  | 2024 | Tier 2 | Transformer only |  |  |  | 2439649 | Sus |  | WildfireMitigation¦PlannedWSIPSystemHardening¦¦
24-0049094 | Wildfire Mitigation | Planned - WSIP/System Hardening |  |  | 2024 | Tier 2 | Transformer only |  |  |  | 2439686 | Sus |  | WildfireMitigation¦PlannedWSIPSystemHardening¦¦
24-0054191 | Company Initiated | Planned- capital |  |  | 2024 | Tier 2 | Distribution Circuit |  |  |  | 2439677 | Sus |  | CompanyInitiated¦Plannedcapital¦¦
24-0059340 | Unknown Cause | Patrol - found nothing |  |  | 2024 | Tier 2 | Distribution Circuit |  |  |  | 2439830 | Sus |  | UnknownCause¦Patrolfoundnothing¦¦
24-0043565 | Company Initiated | Planned- capital |  |  | 2024 | Tier 3 | Distribution Circuit |  |  |  | 2440468 | Sus |  | CompanyInitiated¦Plannedcapital¦¦
24-0054989 | Wildfire Mitigation | Planned - WSIP/System Hardening |  |  | 2024 | Tier 2 | Distribution Circuit |  |  |  | 2441301 | Sus |  | WildfireMitigation¦PlannedWSIPSystemHardening¦¦
24-0055120 | Company Initiated | Planned- maintenance |  |  | 2024 | Tier 2 | Distribution Circuit |  |  |  | 2441316 | Sus |  | CompanyInitiated¦Plannedmaintenance¦¦
24-0055113 | Wildfire Mitigation | Planned - WSIP/System Hardening |  |  | 2024 | Tier 2 | Transformer only |  |  |  | 2441349 | Sus |  | WildfireMitigation¦PlannedWSIPSystemHardening¦¦
24-0050941 | Wildfire Mitigation | Planned - WSIP/System Hardening |  |  | 2024 | Tier 2 | Distribution Circuit |  |  |  | 2441484 | Sus |  | WildfireMitigation¦PlannedWSIPSystemHardening¦¦
24-0053159 | Wildfire Mitigation | Planned - WSIP/System Hardening |  |  | 2024 | Tier 2 | Distribution Circuit |  |  |  | 2441648 | Sus |  | WildfireMitigation¦PlannedWSIPSystemHardening¦¦
24-0060115 | 3rd Party | Vehicle | Pole-Wood | Broken- wire on ground | 2024 | Tier 2 | Distribution Circuit |  |  |  | 2441881 | Sus |  | 3rdParty¦Vehicle¦PoleWood¦Brokenwireonground
24-0060220 | Animal | Other | Fuse | Failed/Faulted | 2024 | Tier 2 | Transformer only |  |  |  | 2442133 | Sus |  | Animal¦Other¦Fuse¦FailedFaulted
24-0055506 | Wildfire Mitigation | Planned - WSIP/System Hardening |  |  | 2024 | Tier 2 | Distribution Circuit |  |  |  | 2442298 | Sus |  | WildfireMitigation¦PlannedWSIPSystemHardening¦¦
24-0046849 | Company Initiated | Planned- capital |  |  | 2024 | Tier 2 | Distribution Circuit |  |  |  | 2442447 | Sus |  | CompanyInitiated¦Plannedcapital¦¦
24-0060612 | Animal | Bird found | Transformer (OH) | Normal | 2024 | Tier 2 | Distribution Circuit |  |  |  | 2442818 | Sus |  | Animal¦Birdfound¦Transformer(OH)¦Normal
24-0056015 | Wildfire Mitigation | Planned - WSIP/System Hardening |  |  | 2024 | Tier 3 | Transformer only |  |  |  | 2443117 | Sus |  | WildfireMitigation¦PlannedWSIPSystemHardening¦¦
24-0055978 | Wildfire Mitigation | Planned - WSIP/System Hardening |  |  | 2024 | Tier 3 | Distribution Circuit |  |  |  | 2443105 | Sus |  | WildfireMitigation¦PlannedWSIPSystemHardening¦¦
24-0052519 | Company Initiated | Planned- maintenance |  |  | 2024 | Tier 2 | Distribution Circuit |  |  |  | 2443156 | Sus |  | CompanyInitiated¦Plannedmaintenance¦¦
24-0053154 | Wildfire Mitigation | Planned - WSIP/System Hardening |  |  | 2024 | Tier 2 | Transformer only |  |  |  | 2443616 | Sus |  | WildfireMitigation¦PlannedWSIPSystemHardening¦¦
24-0055889 | Wildfire Mitigation | Planned - WSIP/System Hardening |  |  | 2024 | Tier 2 | Distribution Circuit |  |  |  | 2443182 | Sus |  | WildfireMitigation¦PlannedWSIPSystemHardening¦¦
24-0046816 | Wildfire Mitigation | Planned - WSIP/System Hardening |  |  | 2024 | Tier 2 | Distribution Circuit |  |  |  | 2443231 | Sus |  | WildfireMitigation¦PlannedWSIPSystemHardening¦¦
24-0052924 | Wildfire Mitigation | Planned - WSIP/System Hardening |  |  | 2024 | Tier 2 | Distribution Circuit |  |  |  | 2443320 | Sus |  | WildfireMitigation¦PlannedWSIPSystemHardening¦¦
24-0060918 | 3rd Party | Vehicle | Anchor or Guy | Broken | 2024 | Tier 2 | Distribution Circuit |  |  |  | 2443337 | Sus |  | 3rdParty¦Vehicle¦AnchororGuy¦Broken
24-0056022 | Wildfire Mitigation | Planned - WSIP/System Hardening |  |  | 2024 | Tier 3 | Transformer only |  |  |  | 2443478 | Sus |  | WildfireMitigation¦PlannedWSIPSystemHardening¦¦
24-0057595 | Wildfire Mitigation | Planned - WSIP/System Hardening |  |  | 2024 | Tier 2 | Distribution Circuit |  |  |  | 2443899 | Sus |  | WildfireMitigation¦PlannedWSIPSystemHardening¦¦
24-0056407 | Wildfire Mitigation | Planned - WSIP/System Hardening |  |  | 2024 | Tier 3 | Transformer only |  |  |  | 2443927 | Sus |  | WildfireMitigation¦PlannedWSIPSystemHardening¦¦
24-0049186 | Wildfire Mitigation | Planned - WSIP/System Hardening |  |  | 2024 | Tier 2 | Transformer only |  |  |  | 2444049 | Sus |  | WildfireMitigation¦PlannedWSIPSystemHardening¦¦
24-0055946 | Company Initiated | Planned- capital |  |  | 2024 | Tier 2 | Distribution Circuit |  |  |  | 2443998 | Sus |  | CompanyInitiated¦Plannedcapital¦¦
24-0046809 | Wildfire Mitigation | Planned - WSIP/System Hardening |  |  | 2024 | Tier 2 | Distribution Circuit |  |  |  | 2444031 | Sus |  | WildfireMitigation¦PlannedWSIPSystemHardening¦¦
24-0050919 | Wildfire Mitigation | Planned - WSIP/System Hardening |  |  | 2024 | Tier 2 | Distribution Circuit |  |  |  | 2444038 | Sus |  | WildfireMitigation¦PlannedWSIPSystemHardening¦¦
24-0055912 | Wildfire Mitigation | Planned - WSIP/System Hardening |  |  | 2024 | Tier 3 | Distribution Circuit |  |  |  | 2443877 | Sus |  | WildfireMitigation¦PlannedWSIPSystemHardening¦¦
24-0050209 | Company Initiated | Planned- capital |  |  | 2024 | Tier 2 | Distribution Circuit |  |  |  | 2444209 | Sus |  | CompanyInitiated¦Plannedcapital¦¦
24-0061286 | 3rd Party | Metallic Balloon | Conductor- Overhead | Normal | 2024 | Tier 2 | Distribution Circuit |  |  |  | 2444214 | Sus |  | 3rdParty¦MetallicBalloon¦ConductorOverhead¦Normal
24-0057611 | Wildfire Mitigation | Planned - WSIP/System Hardening |  |  | 2024 | Tier 2 | Distribution Circuit |  |  |  | 2444243 | Sus |  | WildfireMitigation¦PlannedWSIPSystemHardening¦¦
24-0061479 | Animal | Bird found | Conductor- Overhead | Normal | 2024 | Tier 2 | Distribution Circuit |  |  |  | 2444482 | Sus |  | Animal¦Birdfound¦ConductorOverhead¦Normal
24-0055950 | Wildfire Mitigation | Planned - WSIP/System Hardening |  |  | 2024 | Tier 2 | Distribution Circuit |  |  |  | 2444675 | Sus |  | WildfireMitigation¦PlannedWSIPSystemHardening¦¦
24-0056218 | Wildfire Mitigation | Planned - WSIP/System Hardening |  |  | 2024 | Tier 3 | Distribution Circuit |  |  |  | 2444691 | Sus |  | WildfireMitigation¦PlannedWSIPSystemHardening¦¦
24-0056806 | Company Initiated | Planned- capital |  |  | 2024 | Zone 1 | Distribution Circuit |  |  |  | 2444814 | Sus |  | CompanyInitiated¦Plannedcapital¦¦
24-0049277 | Wildfire Mitigation | Planned - WSIP/System Hardening |  |  | 2024 | Tier 2 | Distribution Circuit |  |  |  | 2444845 | Sus |  | WildfireMitigation¦PlannedWSIPSystemHardening¦¦
24-0055607 | Wildfire Mitigation | Planned - WSIP/System Hardening |  |  | 2024 | Tier 2 | Distribution Circuit |  |  |  | 2444884 | Sus |  | WildfireMitigation¦PlannedWSIPSystemHardening¦¦
24-0056440 | Wildfire Mitigation | Planned - WSIP/System Hardening |  |  | 2024 | Tier 3 | Transformer only |  |  |  | 2445122 | Sus |  | WildfireMitigation¦PlannedWSIPSystemHardening¦¦
24-0055959 | Wildfire Mitigation | Planned - WSIP/System Hardening |  |  | 2024 | Tier 3 | Distribution Circuit |  |  |  | 2444849 | Sus |  | WildfireMitigation¦PlannedWSIPSystemHardening¦¦
24-0062045 | Unknown Cause | Patrol - found nothing |  |  | 2024 | Tier 2 | Transformer only |  |  |  | 2445603 | Sus |  | UnknownCause¦Patrolfoundnothing¦¦
24-0062441 | Equipment Failure/Involved | Overhead | Pole-Wood | Broken | 2024 | Tier 2 | Distribution Circuit |  |  |  | 2446636 | Sus |  | EquipmentFailureInvolved¦Overhead¦PoleWood¦Broken
24-0057873 | Wildfire Mitigation | Planned - WSIP/System Hardening |  |  | 2024 | Tier 2 | Transformer only |  |  |  | 2446731 | Sus |  | WildfireMitigation¦PlannedWSIPSystemHardening¦¦
24-0057145 | Wildfire Mitigation | Planned - WSIP/System Hardening |  |  | 2024 | Tier 2 | Transformer only |  |  |  | 2446840 | Sus |  | WildfireMitigation¦PlannedWSIPSystemHardening¦¦
24-0055783 | Wildfire Mitigation | Planned - WSIP/System Hardening |  |  | 2024 | Tier 2 | Transformer only |  |  |  | 2447000 | Sus |  | WildfireMitigation¦PlannedWSIPSystemHardening¦¦
24-0059247 | Company Initiated | Planned- maintenance |  |  | 2024 | Tier 2 | Distribution Circuit |  |  |  | 2447004 | Sus |  | CompanyInitiated¦Plannedmaintenance¦¦
24-0058996 | Company Initiated | Planned- maintenance |  |  | 2024 | Tier 2 | Distribution Circuit |  |  |  | 2447620 | Sus |  | CompanyInitiated¦Plannedmaintenance¦¦
24-0052748 | Wildfire Mitigation | Planned - WSIP/System Hardening |  |  | 2024 | Tier 2 | Transformer only |  |  |  | 2447754 | Sus |  | WildfireMitigation¦PlannedWSIPSystemHardening¦¦
24-0055798 | Company Initiated | Planned- maintenance |  |  | 2024 | Tier 2 | Distribution Circuit |  |  |  | 2447728 | Sus |  | CompanyInitiated¦Plannedmaintenance¦¦
24-0050396 | Company Initiated | Planned- capital |  |  | 2024 | Tier 2 | Distribution Circuit |  |  |  | 2447743 | Sus |  | CompanyInitiated¦Plannedcapital¦¦
24-0053078 | Company Initiated | Planned- maintenance |  |  | 2024 | Tier 2 | Distribution Circuit |  |  |  | 2447768 | Sus |  | CompanyInitiated¦Plannedmaintenance¦¦
24-0063365 | Equipment Failure/Involved | Overhead | Secondary | Broken | 2024 | Tier 2 | Transformer only |  |  |  | 2448301 | Sus |  | EquipmentFailureInvolved¦Overhead¦Secondary¦Broken
24-0059299 | Company Initiated | Planned- maintenance |  |  | 2024 | Tier 2 | Transformer only |  |  |  | 2448455 | Sus |  | CompanyInitiated¦Plannedmaintenance¦¦
24-0058400 | Wildfire Mitigation | Planned - WSIP/System Hardening |  |  | 2024 | Tier 2 | Transformer only |  |  |  | 2448565 | Sus |  | WildfireMitigation¦PlannedWSIPSystemHardening¦¦
24-0059767 | Wildfire Mitigation | Planned - WSIP/System Hardening |  |  | 2024 | Tier 2 | Transformer only |  |  |  | 2447962 | Sus |  | WildfireMitigation¦PlannedWSIPSystemHardening¦¦
24-0051358 | Wildfire Mitigation | Planned - WSIP/System Hardening |  |  | 2024 | Tier 2 | Distribution Circuit |  |  |  | 2448599 | Sus |  | WildfireMitigation¦PlannedWSIPSystemHardening¦¦
24-0058330 | Wildfire Mitigation | Planned - WSIP/System Hardening |  |  | 2024 | Tier 2 | Transformer only |  |  |  | 2448603 | Sus |  | WildfireMitigation¦PlannedWSIPSystemHardening¦¦
24-0063765 | Equipment Failure/Involved | Overhead | Insulator | Burned/flashed | 2024 | Tier 3 | Distribution Circuit |  |  |  | 2448608 | Sus |  | EquipmentFailureInvolved¦Overhead¦Insulator¦Burnedflashed
24-0063565 | Equipment Failure/Involved | Underground | Transformer (UG) | Leaking | 2024 | Tier 2 | Distribution Circuit |  |  |  | 2448822 | Sus |  | EquipmentFailureInvolved¦Underground¦Transformer(UG)¦Leaking
24-0063896 | Unknown Cause | Patrol - found nothing |  |  | 2024 | Tier 2 | Distribution Circuit |  |  |  | 2449178 | Sus |  | UnknownCause¦Patrolfoundnothing¦¦
24-0058353 | Wildfire Mitigation | Planned - WSIP/System Hardening |  |  | 2024 | Tier 3 | Transformer only |  |  |  | 2449556 | Sus |  | WildfireMitigation¦PlannedWSIPSystemHardening¦¦
24-0059836 | Wildfire Mitigation | Planned - WSIP/System Hardening |  |  | 2024 | Tier 2 | Distribution Circuit |  |  |  | 2449576 | Sus |  | WildfireMitigation¦PlannedWSIPSystemHardening¦¦
24-0053934 | Wildfire Mitigation | Planned - WSIP/System Hardening |  |  | 2024 | Tier 2 | Distribution Circuit |  |  |  | 2449628 | Sus |  | WildfireMitigation¦PlannedWSIPSystemHardening¦¦
24-0057691 | Wildfire Mitigation | Planned - WSIP/System Hardening |  |  | 2024 | Tier 2 | Transformer only |  |  |  | 2449650 | Sus |  | WildfireMitigation¦PlannedWSIPSystemHardening¦¦
24-0060694 | Wildfire Mitigation | Planned - WSIP/System Hardening |  |  | 2024 | Tier 2 | Distribution Circuit |  |  |  | 2449673 | Sus |  | WildfireMitigation¦PlannedWSIPSystemHardening¦¦
24-0052410 | Wildfire Mitigation | Planned - WSIP/System Hardening |  |  | 2024 | Tier 2 | Distribution Circuit |  |  |  | 2449729 | Sus |  | WildfireMitigation¦PlannedWSIPSystemHardening¦¦
24-0058947 | Wildfire Mitigation | Planned - WSIP/System Hardening |  |  | 2024 | Tier 2 | Distribution Circuit |  |  |  | 2450305 | Sus |  | WildfireMitigation¦PlannedWSIPSystemHardening¦¦
24-0059768 | Wildfire Mitigation | Planned - WSIP/System Hardening |  |  | 2024 | Tier 2 | Distribution Circuit |  |  |  | 2450482 | Sus |  | WildfireMitigation¦PlannedWSIPSystemHardening¦¦
24-0059741 | Wildfire Mitigation | Planned - WSIP/System Hardening |  |  | 2024 | Tier 2 | Distribution Circuit |  |  |  | 2450523 | Sus |  | WildfireMitigation¦PlannedWSIPSystemHardening¦¦
24-0064790 | Equipment Failure/Involved | Overhead | Connector or Splice (OH) | Arcing | 2024 | Tier 2 | Transformer only |  |  |  | 2450869 | Sus |  | EquipmentFailureInvolved¦Overhead¦ConnectororSplice(OH)¦Arcing
24-0064836 | Unknown Cause | Patrol - found nothing |  |  | 2024 | Tier 2 | Distribution Circuit |  |  |  | 2450991 | Sus |  | UnknownCause¦Patrolfoundnothing¦¦
24-0060838 | Wildfire Mitigation | Planned - WSIP/System Hardening |  |  | 2024 | Tier 2 | Distribution Circuit |  |  |  | 2452394 | Sus |  | WildfireMitigation¦PlannedWSIPSystemHardening¦¦
24-0054216 | Company Initiated | Planned- maintenance |  |  | 2024 | Tier 3 | Distribution Circuit |  |  |  | 2452465 | Sus |  | CompanyInitiated¦Plannedmaintenance¦¦
24-0053854 | Wildfire Mitigation | Planned - WSIP/System Hardening |  |  | 2024 | Tier 2 | Distribution Circuit |  |  |  | 2452578 | Sus |  | WildfireMitigation¦PlannedWSIPSystemHardening¦¦
24-0065814 | Animal | Bird found | Transformer | On Ground | 2024 | Tier 2 | Transformer only |  |  |  | 2453230 | Sus |  | Animal¦Birdfound¦Transformer¦OnGround
24-0053913 | Wildfire Mitigation | Planned - WSIP/System Hardening |  |  | 2024 | Tier 2 | Transformer only |  |  |  | 2453324 | Sus |  | WildfireMitigation¦PlannedWSIPSystemHardening¦¦
24-0053902 | Wildfire Mitigation | Planned - WSIP/System Hardening |  |  | 2024 | Tier 2 | Transformer only |  |  |  | 2453476 | Sus |  | WildfireMitigation¦PlannedWSIPSystemHardening¦¦
24-0054491 | Wildfire Mitigation | Planned - WSIP/System Hardening |  |  | 2024 | Tier 3 | Distribution Circuit |  |  |  | 2453404 | Sus |  | WildfireMitigation¦PlannedWSIPSystemHardening¦¦
24-0057700 | Wildfire Mitigation | Planned - WSIP/System Hardening |  |  | 2024 | Tier 2 | Distribution Circuit |  |  |  | 2454025 | Sus |  | WildfireMitigation¦PlannedWSIPSystemHardening¦¦
24-0060085 | Wildfire Mitigation | Planned - WSIP/System Hardening |  |  | 2024 | Tier 3 | Transformer only |  |  |  | 2454081 | Sus |  | WildfireMitigation¦PlannedWSIPSystemHardening¦¦
24-0011733 | Company Initiated | Planned- capital |  |  | 2024 | Tier 2 | Distribution Circuit |  |  |  | 2454064 | Sus |  | CompanyInitiated¦Plannedcapital¦¦
24-0058616 | Company Initiated | Planned- maintenance |  |  | 2024 | Tier 2 | Distribution Circuit |  |  |  | 2454141 | Sus |  | CompanyInitiated¦Plannedmaintenance¦¦
24-0054498 | Wildfire Mitigation | Planned - WSIP/System Hardening |  |  | 2024 | Tier 2 | Transformer only |  |  |  | 2454280 | Sus |  | WildfireMitigation¦PlannedWSIPSystemHardening¦¦
24-0054785 | Wildfire Mitigation | Planned - WSIP/System Hardening |  |  | 2024 | Tier 2 | Transformer only |  |  |  | 2454239 | Sus |  | WildfireMitigation¦PlannedWSIPSystemHardening¦¦
24-0066513 | Equipment Failure/Involved | Overhead | Pole-Wood | Broken | 2024 | Tier 2 | Distribution Circuit |  |  |  | 2460447 | Sus |  | EquipmentFailureInvolved¦Overhead¦PoleWood¦Broken
24-0011802 | Company Initiated | Planned- capital |  |  | 2024 | Tier 2 | Distribution Circuit |  |  |  | 2461370 | Sus |  | CompanyInitiated¦Plannedcapital¦¦
24-0060969 | Company Initiated | Planned- capital |  |  | 2024 | Tier 2 | Distribution Circuit |  |  |  | 2461446 | Sus |  | CompanyInitiated¦Plannedcapital¦¦
24-0054473 | Wildfire Mitigation | Planned - WSIP/System Hardening |  |  | 2024 | Tier 2 | Transformer only |  |  |  | 2461458 | Sus |  | WildfireMitigation¦PlannedWSIPSystemHardening¦¦
24-0054505 | Wildfire Mitigation | Planned - WSIP/System Hardening |  |  | 2024 | Tier 3 | Distribution Circuit |  |  |  | 2461668 | Sus |  | WildfireMitigation¦PlannedWSIPSystemHardening¦¦
24-0067408 | Unknown Cause | Patrol - found nothing |  |  | 2024 | Tier 2 | Distribution Circuit |  |  |  | 2461765 | Sus |  | UnknownCause¦Patrolfoundnothing¦¦
24-0067473 | Equipment Failure/Involved | Overhead | Conductor- Overhead | Normal | 2024 | Tier 2 | Transformer only |  |  |  | 2462112 | Sus |  | EquipmentFailureInvolved¦Overhead¦ConductorOverhead¦Normal
24-0059991 | Wildfire Mitigation | Planned - WSIP/System Hardening |  |  | 2024 | Tier 2 | Transformer only |  |  |  | 2462956 | Sus |  | WildfireMitigation¦PlannedWSIPSystemHardening¦¦
24-0061773 | Wildfire Mitigation | Planned - WSIP/System Hardening |  |  | 2024 | Tier 2 | Transformer only |  |  |  | 2463053 | Sus |  | WildfireMitigation¦PlannedWSIPSystemHardening¦¦
24-0058877 | Company Initiated | Planned- maintenance |  |  | 2024 | Tier 2 | Transformer only |  |  |  | 2463106 | Sus |  | CompanyInitiated¦Plannedmaintenance¦¦
24-0057844 | Wildfire Mitigation | Planned - WSIP/System Hardening |  |  | 2024 | Tier 2 | Distribution Circuit |  |  |  | 2463307 | Sus |  | WildfireMitigation¦PlannedWSIPSystemHardening¦¦
24-0061655 | Company Initiated | Planned- capital |  |  | 2024 | Tier 2 | Distribution Circuit |  |  |  | 2462922 | Sus |  | CompanyInitiated¦Plannedcapital¦¦
24-0062489 | Wildfire Mitigation | Planned - WSIP/System Hardening |  |  | 2024 | Tier 2 | Transformer only |  |  |  | 2463140 | Sus |  | WildfireMitigation¦PlannedWSIPSystemHardening¦¦
24-0062639 | Wildfire Mitigation | Planned - WSIP/System Hardening |  |  | 2024 | Tier 2 | Distribution Circuit |  |  |  | 2463243 | Sus |  | WildfireMitigation¦PlannedWSIPSystemHardening¦¦
24-0062494 | Wildfire Mitigation | Planned - WSIP/System Hardening |  |  | 2024 | Tier 2 | Transformer only |  |  |  | 2463277 | Sus |  | WildfireMitigation¦PlannedWSIPSystemHardening¦¦
24-0056751 | Company Initiated | Planned- maintenance |  |  | 2024 | Tier 2 | Distribution Circuit |  |  |  | 2463360 | Sus |  | CompanyInitiated¦Plannedmaintenance¦¦
24-0067994 | Equipment Failure/Involved | Overhead | Pole-Wood | Deteriorated | 2024 | Tier 2 | Distribution Circuit |  |  |  | 2463418 | Sus |  | EquipmentFailureInvolved¦Overhead¦PoleWood¦Deteriorated
24-0061188 | Wildfire Mitigation | Planned - WSIP/System Hardening |  |  | 2024 | Tier 3 | Distribution Circuit |  |  |  | 2463940 | Sus |  | WildfireMitigation¦PlannedWSIPSystemHardening¦¦
24-0061661 | Wildfire Mitigation | Planned - WSIP/System Hardening |  |  | 2024 | Tier 2 | Distribution Circuit |  |  |  | 2464068 | Sus |  | WildfireMitigation¦PlannedWSIPSystemHardening¦¦
24-0058323 | Wildfire Mitigation | Planned - WSIP/System Hardening |  |  | 2024 | Tier 2 | Distribution Circuit |  |  |  | 2463970 | Sus |  | WildfireMitigation¦PlannedWSIPSystemHardening¦¦
24-0062943 | Wildfire Mitigation | Planned - WSIP/System Hardening |  |  | 2024 | Tier 2 | Transformer only |  |  |  | 2464135 | Sus |  | WildfireMitigation¦PlannedWSIPSystemHardening¦¦
24-0062579 | Wildfire Mitigation | Planned - WSIP/System Hardening |  |  | 2024 | Tier 2 | Transformer only |  |  |  | 2464179 | Sus |  | WildfireMitigation¦PlannedWSIPSystemHardening¦¦
24-0063746 | Wildfire Mitigation | Planned - WSIP/System Hardening |  |  | 2024 | Tier 2 | Transformer only |  |  |  | 2464381 | Sus |  | WildfireMitigation¦PlannedWSIPSystemHardening¦¦
24-0068552 | Unknown Cause | Patrol - found nothing |  |  | 2024 | Tier 3 | Distribution Circuit |  |  |  | 2464725 | Sus |  | UnknownCause¦Patrolfoundnothing¦¦
24-0062377 | Wildfire Mitigation | Planned - WSIP/System Hardening |  |  | 2024 | Tier 2 | Distribution Circuit |  |  |  | 2464869 | Sus |  | WildfireMitigation¦PlannedWSIPSystemHardening¦¦
24-0063569 | Wildfire Mitigation | Planned - WSIP/System Hardening |  |  | 2024 | Tier 2 | Distribution Circuit |  |  |  | 2464962 | Sus |  | WildfireMitigation¦PlannedWSIPSystemHardening¦¦
24-0062382 | Wildfire Mitigation | Planned - WSIP/System Hardening |  |  | 2024 | Tier 2 | Transformer only |  |  |  | 2465146 | Sus |  | WildfireMitigation¦PlannedWSIPSystemHardening¦¦
24-0068997 | Equipment Failure/Involved | Overhead | Conductor- Overhead | Broken- wire on ground | 2024 | Tier 3 | Distribution Circuit |  |  |  | 2465480 | Sus |  | EquipmentFailureInvolved¦Overhead¦ConductorOverhead¦Brokenwireonground
24-0063707 | Wildfire Mitigation | Planned - WSIP/System Hardening |  |  | 2024 | Tier 2 | Distribution Circuit |  |  |  | 2465540 | Sus |  | WildfireMitigation¦PlannedWSIPSystemHardening¦¦
24-0063830 | Wildfire Mitigation | Planned - WSIP/System Hardening |  |  | 2024 | Tier 2 | Distribution Circuit |  |  |  | 2465544 | Sus |  | WildfireMitigation¦PlannedWSIPSystemHardening¦¦
24-0062076 | Wildfire Mitigation | Planned - WSIP/System Hardening |  |  | 2024 | Tier 2 | Distribution Circuit |  |  |  | 2465645 | Sus |  | WildfireMitigation¦PlannedWSIPSystemHardening¦¦
24-0060900 | Wildfire Mitigation | Planned - WSIP/System Hardening |  |  | 2024 | Tier 2 | Distribution Circuit |  |  |  | 2465724 | Sus |  | WildfireMitigation¦PlannedWSIPSystemHardening¦¦
24-0059420 | Wildfire Mitigation | Planned - WSIP/System Hardening |  |  | 2024 | Tier 2 | Transformer only |  |  |  | 2465799 | Sus |  | WildfireMitigation¦PlannedWSIPSystemHardening¦¦
24-0059449 | Wildfire Mitigation | Planned - WSIP/System Hardening |  |  | 2024 | Tier 2 | Transformer only |  |  |  | 2466031 | Sus |  | WildfireMitigation¦PlannedWSIPSystemHardening¦¦
24-0064627 | Wildfire Mitigation | Planned - WSIP/System Hardening |  |  | 2024 | Tier 3 | Distribution Circuit |  |  |  | 2466359 | Sus |  | WildfireMitigation¦PlannedWSIPSystemHardening¦¦
24-0060936 | Wildfire Mitigation | Planned - WSIP/System Hardening |  |  | 2024 | Tier 2 | Distribution Circuit |  |  |  | 2466438 | Sus |  | WildfireMitigation¦PlannedWSIPSystemHardening¦¦
24-0067178 | Wildfire Mitigation | Planned - WSIP/System Hardening |  |  | 2024 | Tier 2 | Transformer only |  |  |  | 2466489 | Sus |  | WildfireMitigation¦PlannedWSIPSystemHardening¦¦
24-0063887 | Wildfire Mitigation | Planned - WSIP/System Hardening |  |  | 2024 | Tier 3 | Distribution Circuit |  |  |  | 2466375 | Sus |  | WildfireMitigation¦PlannedWSIPSystemHardening¦¦
24-0060967 | Wildfire Mitigation | Planned - WSIP/System Hardening |  |  | 2024 | Tier 2 | Distribution Circuit |  |  |  | 2466762 | Sus |  | WildfireMitigation¦PlannedWSIPSystemHardening¦¦
24-0070302 | Animal | Bird found | Transformer (OH) | Normal | 2024 | Tier 2 | Distribution Circuit |  |  |  | 2468502 | Sus |  | Animal¦Birdfound¦Transformer(OH)¦Normal
24-0067385 | Wildfire Mitigation | Planned - WSIP/System Hardening |  |  | 2024 | Tier 2 | Distribution Circuit |  |  |  | 2468470 | Sus |  | WildfireMitigation¦PlannedWSIPSystemHardening¦¦
24-0065378 | Wildfire Mitigation | Planned - WSIP/System Hardening |  |  | 2024 | Tier 3 | Transformer only |  |  |  | 2468582 | Sus |  | WildfireMitigation¦PlannedWSIPSystemHardening¦¦
24-0066531 | Wildfire Mitigation | Planned - WSIP/System Hardening |  |  | 2024 | Tier 2 | Distribution Circuit |  |  |  | 2468824 | Sus |  | WildfireMitigation¦PlannedWSIPSystemHardening¦¦
24-0066531 | Wildfire Mitigation | Planned - WSIP/System Hardening |  |  | 2024 | Tier 2 | Distribution Circuit |  |  |  | 2468825 | Sus |  | WildfireMitigation¦PlannedWSIPSystemHardening¦¦
24-0062081 | Wildfire Mitigation | Planned - WSIP/System Hardening |  |  | 2024 | Tier 2 | Transformer only |  |  |  | 2468699 | Sus |  | WildfireMitigation¦PlannedWSIPSystemHardening¦¦
24-0062541 | Wildfire Mitigation | Planned - WSIP/System Hardening |  |  | 2024 | Tier 2 | Distribution Circuit |  |  |  | 2468706 | Sus |  | WildfireMitigation¦PlannedWSIPSystemHardening¦¦
24-0065690 | Wildfire Mitigation | Planned - WSIP/System Hardening |  |  | 2024 | Tier 3 | Distribution Circuit |  |  |  | 2468647 | Sus |  | WildfireMitigation¦PlannedWSIPSystemHardening¦¦
24-0066655 | Wildfire Mitigation | Planned - WSIP/System Hardening |  |  | 2024 | Tier 2 | Transformer only |  |  |  | 2468952 | Sus |  | WildfireMitigation¦PlannedWSIPSystemHardening¦¦
24-0065395 | Wildfire Mitigation | Planned - WSIP/System Hardening |  |  | 2024 | Tier 2 | Transformer only |  |  |  | 2468985 | Sus |  | WildfireMitigation¦PlannedWSIPSystemHardening¦¦
24-0070646 | Unknown Cause | Patrol - found nothing |  |  | 2024 | Tier 2 | Distribution Circuit |  |  |  | 2469145 | Sus |  | UnknownCause¦Patrolfoundnothing¦¦
24-0060293 | Wildfire Mitigation | Planned - WSIP/System Hardening |  |  | 2024 | Tier 2 | Distribution Circuit |  |  |  | 2469504 | Sus |  | WildfireMitigation¦PlannedWSIPSystemHardening¦¦
24-0066004 | Wildfire Mitigation | Planned - WSIP/System Hardening |  |  | 2024 | Tier 2 | Transformer only |  |  |  | 2469581 | Sus |  | WildfireMitigation¦PlannedWSIPSystemHardening¦¦
24-0065757 | Wildfire Mitigation | Planned - WSIP/System Hardening |  |  | 2024 | Tier 2 | Distribution Circuit |  |  |  | 2469485 | Sus |  | WildfireMitigation¦PlannedWSIPSystemHardening¦¦
24-0065711 | Wildfire Mitigation | Planned - WSIP/System Hardening |  |  | 2024 | Tier 3 | Distribution Circuit |  |  |  | 2469553 | Sus |  | WildfireMitigation¦PlannedWSIPSystemHardening¦¦
24-0062031 | Wildfire Mitigation | Planned - WSIP/System Hardening |  |  | 2024 | Tier 2 | Transformer only |  |  |  | 2469643 | Sus |  | WildfireMitigation¦PlannedWSIPSystemHardening¦¦
24-0062041 | Wildfire Mitigation | Planned - WSIP/System Hardening |  |  | 2024 | Tier 2 | Distribution Circuit |  |  |  | 2469656 | Sus |  | WildfireMitigation¦PlannedWSIPSystemHardening¦¦
24-0062034 | Wildfire Mitigation | Planned - WSIP/System Hardening |  |  | 2024 | Tier 2 | Transformer only |  |  |  | 2469653 | Sus |  | WildfireMitigation¦PlannedWSIPSystemHardening¦¦
24-0070863 | Unknown Cause | Patrol - found nothing |  |  | 2024 | Tier 2 | Distribution Circuit |  |  |  | 2469737 | Sus |  | UnknownCause¦Patrolfoundnothing¦¦
24-0066935 | Wildfire Mitigation | Planned - WSIP/System Hardening |  |  | 2024 | Tier 2 | Distribution Circuit |  |  |  | 2470518 | Sus |  | WildfireMitigation¦PlannedWSIPSystemHardening¦¦
24-0064300 | Wildfire Mitigation | Planned - WSIP/System Hardening |  |  | 2024 | Tier 2 | Distribution Circuit |  |  |  | 2470539 | Sus |  | WildfireMitigation¦PlannedWSIPSystemHardening¦¦
24-0066009 | Wildfire Mitigation | Planned - WSIP/System Hardening |  |  | 2024 | Tier 2 | Distribution Circuit |  |  |  | 2470529 | Sus |  | WildfireMitigation¦PlannedWSIPSystemHardening¦¦
24-0061200 | Wildfire Mitigation | Planned - WSIP/System Hardening |  |  | 2024 | Tier 2 | Distribution Circuit |  |  |  | 2470713 | Sus |  | WildfireMitigation¦PlannedWSIPSystemHardening¦¦
24-0062056 | Wildfire Mitigation | Planned - WSIP/System Hardening |  |  | 2024 | Tier 2 | Transformer only |  |  |  | 2470678 | Sus |  | WildfireMitigation¦PlannedWSIPSystemHardening¦¦
24-0063080 | Wildfire Mitigation | Planned - WSIP/System Hardening |  |  | 2024 | Tier 2 | Distribution Circuit |  |  |  | 2470676 | Sus |  | WildfireMitigation¦PlannedWSIPSystemHardening¦¦
24-0062858 | Company Initiated | Planned- capital |  |  | 2024 | Tier 2 | Distribution Circuit |  |  |  | 2470700 | Sus |  | CompanyInitiated¦Plannedcapital¦¦
24-0065930 | Wildfire Mitigation | Planned - WSIP/System Hardening |  |  | 2024 | Tier 3 | Distribution Circuit |  |  |  | 2471472 | Sus |  | WildfireMitigation¦PlannedWSIPSystemHardening¦¦
24-0064356 | Wildfire Mitigation | Planned - WSIP/System Hardening |  |  | 2024 | Tier 3 | Distribution Circuit |  |  |  | 2471464 | Sus |  | WildfireMitigation¦PlannedWSIPSystemHardening¦¦
24-0064595 | Wildfire Mitigation | Planned - WSIP/System Hardening |  |  | 2024 | Tier 2 | Distribution Circuit |  |  |  | 2471565 | Sus |  | WildfireMitigation¦PlannedWSIPSystemHardening¦¦
24-0062077 | Wildfire Mitigation | Planned - WSIP/System Hardening |  |  | 2024 | Tier 2 | Distribution Circuit |  |  |  | 2471617 | Sus |  | WildfireMitigation¦PlannedWSIPSystemHardening¦¦
24-0062070 | Wildfire Mitigation | Planned - WSIP/System Hardening |  |  | 2024 | Tier 2 | Transformer only |  |  |  | 2471616 | Sus |  | WildfireMitigation¦PlannedWSIPSystemHardening¦¦
24-0062073 | Wildfire Mitigation | Planned - WSIP/System Hardening |  |  | 2024 | Tier 2 | Transformer only |  |  |  | 2471805 | Sus |  | WildfireMitigation¦PlannedWSIPSystemHardening¦¦
24-0072013 | Company Initiated | Personnel- company | Conductor- Overhead | Normal | 2024 | Tier 2 | Distribution Circuit |  |  |  | 2471962 | Sus |  | CompanyInitiated¦Personnelcompany¦ConductorOverhead¦Normal
24-0067372 | Wildfire Mitigation | Planned - WSIP/System Hardening |  |  | 2024 | Tier 2 | Distribution Circuit |  |  |  | 2472545 | Sus |  | WildfireMitigation¦PlannedWSIPSystemHardening¦¦
24-0072468 | Animal | Bird found | Transformer (OH) | Failed/Faulted | 2024 | Tier 2 | Transformer only |  |  |  | 2473663 | Sus |  | Animal¦Birdfound¦Transformer(OH)¦FailedFaulted
24-0067877 | Wildfire Mitigation | Planned - WSIP/System Hardening |  |  | 2024 | Tier 3 | Distribution Circuit |  |  |  | 2473650 | Sus |  | WildfireMitigation¦PlannedWSIPSystemHardening¦¦
24-0067941 | Wildfire Mitigation | Planned - WSIP/System Hardening |  |  | 2024 | Tier 3 | Distribution Circuit |  |  |  | 2473613 | Sus |  | WildfireMitigation¦PlannedWSIPSystemHardening¦¦
24-0062086 | Wildfire Mitigation | Planned - WSIP/System Hardening |  |  | 2024 | Tier 2 | Distribution Circuit |  |  |  | 2473902 | Sus |  | WildfireMitigation¦PlannedWSIPSystemHardening¦¦
24-0060889 | Wildfire Mitigation | Planned - WSIP/System Hardening |  |  | 2024 | Tier 2 | Transformer only |  |  |  | 2473952 | Sus |  | WildfireMitigation¦PlannedWSIPSystemHardening¦¦
24-0067804 | Wildfire Mitigation | Planned - WSIP/System Hardening |  |  | 2024 | Tier 2 | Distribution Circuit |  |  |  | 2473925 | Sus |  | WildfireMitigation¦PlannedWSIPSystemHardening¦¦
24-0064032 | Company Initiated | Planned- capital |  |  | 2024 | Tier 2 | Distribution Circuit |  |  |  | 2473917 | Sus |  | CompanyInitiated¦Plannedcapital¦¦
24-0067816 | Wildfire Mitigation | Planned - WSIP/System Hardening |  |  | 2024 | Tier 2 | Transformer only |  |  |  | 2473996 | Sus |  | WildfireMitigation¦PlannedWSIPSystemHardening¦¦
24-0067829 | Wildfire Mitigation | Planned - WSIP/System Hardening |  |  | 2024 | Tier 2 | Transformer only |  |  |  | 2474098 | Sus |  | WildfireMitigation¦PlannedWSIPSystemHardening¦¦
24-0068439 | Wildfire Mitigation | Planned - WSIP/System Hardening |  |  | 2024 | Tier 2 | Transformer only |  |  |  | 2474673 | Sus |  | WildfireMitigation¦PlannedWSIPSystemHardening¦¦
24-0065909 | Wildfire Mitigation | Planned - WSIP/System Hardening |  |  | 2024 | Tier 2 | Transformer only |  |  |  | 2474720 | Sus |  | WildfireMitigation¦PlannedWSIPSystemHardening¦¦
24-0065920 | Wildfire Mitigation | Planned - WSIP/System Hardening |  |  | 2024 | Tier 2 | Distribution Circuit |  |  |  | 2474715 | Sus |  | WildfireMitigation¦PlannedWSIPSystemHardening¦¦
24-0072884 | Unknown Cause | Patrol - found nothing |  |  | 2024 | Tier 2 | Distribution Circuit |  |  |  | 2474746 | Sus |  | UnknownCause¦Patrolfoundnothing¦¦
24-0069286 | Company Initiated | Planned- maintenance |  |  | 2024 | Tier 3 | Transformer only |  |  |  | 2475239 | Sus |  | CompanyInitiated¦Plannedmaintenance¦¦
24-0064573 | Wildfire Mitigation | Planned - WSIP/System Hardening |  |  | 2024 | Tier 2 | Distribution Circuit |  |  |  | 2474793 | Sus |  | WildfireMitigation¦PlannedWSIPSystemHardening¦¦
24-0067815 | Wildfire Mitigation | Planned - WSIP/System Hardening |  |  | 2024 | Tier 2 | Transformer only |  |  |  | 2474806 | Sus |  | WildfireMitigation¦PlannedWSIPSystemHardening¦¦
24-0069293 | Wildfire Mitigation | Planned - WSIP/System Hardening |  |  | 2024 | Tier 2 | Transformer only |  |  |  | 2475237 | Sus |  | WildfireMitigation¦PlannedWSIPSystemHardening¦¦
24-0073077 | Company Initiated | Coordination failure | Recloser | Normal | 2024 | Tier 2 | Distribution Circuit |  |  |  | 2475134 | Sus |  | CompanyInitiated¦Coordinationfailure¦Recloser¦Normal
24-0068425 | Wildfire Mitigation | Planned - WSIP/System Hardening |  |  | 2024 | Tier 3 | Distribution Circuit |  |  |  | 2475775 | Sus |  | WildfireMitigation¦PlannedWSIPSystemHardening¦¦
24-0068755 | Wildfire Mitigation | Planned - WSIP/System Hardening |  |  | 2024 | Tier 2 | Distribution Circuit |  |  |  | 2475866 | Sus |  | WildfireMitigation¦PlannedWSIPSystemHardening¦¦
24-0067739 | Wildfire Mitigation | Planned - WSIP/System Hardening |  |  | 2024 | Tier 2 | Distribution Circuit |  |  |  | 2475951 | Sus |  | WildfireMitigation¦PlannedWSIPSystemHardening¦¦
24-0068480 | Company Initiated | Planned- maintenance |  |  | 2024 | Tier 3 | Transformer only |  |  |  | 2475989 | Sus |  | CompanyInitiated¦Plannedmaintenance¦¦
24-0069697 | Wildfire Mitigation | Planned - WSIP/System Hardening |  |  | 2024 | Tier 2 | Distribution Circuit |  |  |  | 2476291 | Sus |  | WildfireMitigation¦PlannedWSIPSystemHardening¦¦
24-0069684 | Wildfire Mitigation | Planned - WSIP/System Hardening |  |  | 2024 | Tier 2 | Distribution Circuit |  |  |  | 2475988 | Sus |  | WildfireMitigation¦PlannedWSIPSystemHardening¦¦
24-0064589 | Wildfire Mitigation | Planned - WSIP/System Hardening |  |  | 2024 | Tier 2 | Distribution Circuit |  |  |  | 2475923 | Sus |  | WildfireMitigation¦PlannedWSIPSystemHardening¦¦
24-0069301 | Wildfire Mitigation | Planned - WSIP/System Hardening |  |  | 2024 | Tier 2 | Transformer only |  |  |  | 2476056 | Sus |  | WildfireMitigation¦PlannedWSIPSystemHardening¦¦
24-0073484 | Company Initiated | Planned- capital |  |  | 2024 | Tier 2 | Transformer only |  |  |  | 2476076 | Sus |  | CompanyInitiated¦Plannedcapital¦¦
24-0068768 | Wildfire Mitigation | Planned - WSIP/System Hardening |  |  | 2024 | Tier 2 | Distribution Circuit |  |  |  | 2477329 | Sus |  | WildfireMitigation¦PlannedWSIPSystemHardening¦¦
24-0068941 | Wildfire Mitigation | Planned - WSIP/System Hardening |  |  | 2024 | Tier 2 | Distribution Circuit |  |  |  | 2477336 | Sus |  | WildfireMitigation¦PlannedWSIPSystemHardening¦¦
24-0068739 | Wildfire Mitigation | Planned - WSIP/System Hardening |  |  | 2024 | Tier 3 | Transformer only |  |  |  | 2477454 | Sus |  | WildfireMitigation¦PlannedWSIPSystemHardening¦¦
24-0065369 | Company Initiated | Planned- capital |  |  | 2024 | Tier 2 | Distribution Circuit |  |  |  | 2477429 | Sus |  | CompanyInitiated¦Plannedcapital¦¦
24-0069704 | Wildfire Mitigation | Planned - WSIP/System Hardening |  |  | 2024 | Tier 2 | Distribution Circuit |  |  |  | 2477835 | Sus |  | WildfireMitigation¦PlannedWSIPSystemHardening¦¦
24-0068937 | Wildfire Mitigation | Planned - WSIP/System Hardening |  |  | 2024 | Tier 2 | Transformer only |  |  |  | 2477857 | Sus |  | WildfireMitigation¦PlannedWSIPSystemHardening¦¦
24-0069228 | Wildfire Mitigation | Planned - WSIP/System Hardening |  |  | 2024 | Tier 2 | Transformer only |  |  |  | 2478926 | Sus |  | WildfireMitigation¦PlannedWSIPSystemHardening¦¦
24-0065392 | Company Initiated | Planned- capital |  |  | 2024 | Tier 2 | Distribution Circuit |  |  |  | 2478929 | Sus |  | CompanyInitiated¦Plannedcapital¦¦
24-0061665 | Company Initiated | Planned- maintenance |  |  | 2024 | Tier 2 | Distribution Circuit |  |  |  | 2478902 | Sus |  | CompanyInitiated¦Plannedmaintenance¦¦
24-0069256 | Wildfire Mitigation | Planned - WSIP/System Hardening |  |  | 2024 | Tier 3 | Distribution Circuit |  |  |  | 2478875 | Sus |  | WildfireMitigation¦PlannedWSIPSystemHardening¦¦
24-0067177 | Wildfire Mitigation | Planned - WSIP/System Hardening |  |  | 2024 | Tier 2 | Distribution Circuit |  |  |  | 2479015 | Sus |  | WildfireMitigation¦PlannedWSIPSystemHardening¦¦
24-0069810 | Wildfire Mitigation | Planned - WSIP/System Hardening |  |  | 2024 | Tier 2 | Distribution Circuit |  |  |  | 2479081 | Sus |  | WildfireMitigation¦PlannedWSIPSystemHardening¦¦
24-0068747 | Wildfire Mitigation | Planned - WSIP/System Hardening |  |  | 2024 | Tier 2 | Distribution Circuit |  |  |  | 2478877 | Sus |  | WildfireMitigation¦PlannedWSIPSystemHardening¦¦
24-0068743 | Wildfire Mitigation | Planned - WSIP/System Hardening |  |  | 2024 | Tier 2 | Transformer only |  |  |  | 2479161 | Sus |  | WildfireMitigation¦PlannedWSIPSystemHardening¦¦
24-0074933 | Animal | Bird found | Switch (OH) | Normal | 2024 | Tier 2 | Distribution Circuit |  |  |  | 2479960 | Sus |  | Animal¦Birdfound¦Switch(OH)¦Normal
24-0075001 | Unknown Cause | Patrol - found nothing |  |  | 2024 | Tier 2 | Distribution Circuit |  |  |  | 2480243 | Sus |  | UnknownCause¦Patrolfoundnothing¦¦
24-0070012 | Wildfire Mitigation | Planned - WSIP/System Hardening |  |  | 2024 | Tier 3 | Distribution Circuit |  |  |  | 2480909 | Sus |  | WildfireMitigation¦PlannedWSIPSystemHardening¦¦
24-0070521 | Wildfire Mitigation | Planned - WSIP/System Hardening |  |  | 2024 | Tier 3 | Distribution Circuit |  |  |  | 2480911 | Sus |  | WildfireMitigation¦PlannedWSIPSystemHardening¦¦
24-0067812 | Wildfire Mitigation | Planned - WSIP/System Hardening |  |  | 2024 | Tier 2 | Transformer only |  |  |  | 2481127 | Sus |  | WildfireMitigation¦PlannedWSIPSystemHardening¦¦
24-0067772 | Wildfire Mitigation | Planned - WSIP/System Hardening |  |  | 2024 | Tier 2 | Transformer only |  |  |  | 2481419 | Sus |  | WildfireMitigation¦PlannedWSIPSystemHardening¦¦
24-0066340 | Company Initiated | Planned- capital |  |  | 2024 | Tier 2 | Distribution Circuit |  |  |  | 2481969 | Sus |  | CompanyInitiated¦Plannedcapital¦¦
24-0066142 | Company Initiated | Planned- maintenance |  |  | 2024 | Tier 2 | Transformer only |  |  |  | 2482038 | Sus |  | CompanyInitiated¦Plannedmaintenance¦¦
24-0067845 | Wildfire Mitigation | Planned - WSIP/System Hardening |  |  | 2024 | Tier 2 | Distribution Circuit |  |  |  | 2482077 | Sus |  | WildfireMitigation¦PlannedWSIPSystemHardening¦¦
24-0069122 | Wildfire Mitigation | Planned - WSIP/System Hardening |  |  | 2024 | Tier 2 | Distribution Circuit |  |  |  | 2482111 | Sus |  | WildfireMitigation¦PlannedWSIPSystemHardening¦¦
24-0067802 | Wildfire Mitigation | Planned - WSIP/System Hardening |  |  | 2024 | Tier 3 | Transformer only |  |  |  | 2482122 | Sus |  | WildfireMitigation¦PlannedWSIPSystemHardening¦¦
24-0067784 | Wildfire Mitigation | Planned - WSIP/System Hardening |  |  | 2024 | Tier 2 | Transformer only |  |  |  | 2482141 | Sus |  | WildfireMitigation¦PlannedWSIPSystemHardening¦¦
24-0075724 | Unknown Cause | Patrol - found nothing |  |  | 2024 | Tier 2 | Distribution Circuit |  |  |  | 2482164 | Sus |  | UnknownCause¦Patrolfoundnothing¦¦
24-0053354 | Company Initiated | Planned- maintenance |  |  | 2024 | Tier 2 | Distribution Circuit |  |  |  | 2482921 | Sus |  | CompanyInitiated¦Plannedmaintenance¦¦
24-0066912 | Wildfire Mitigation | Planned - WSIP/System Hardening |  |  | 2024 | Tier 2 | Distribution Circuit |  |  |  | 2483061 | Sus |  | WildfireMitigation¦PlannedWSIPSystemHardening¦¦
24-0066500 | Company Initiated | Planned- capital |  |  | 2024 | Tier 2 | Distribution Circuit |  |  |  | 2483322 | Sus |  | CompanyInitiated¦Plannedcapital¦¦
24-0070831 | Wildfire Mitigation | Planned - WSIP/System Hardening |  |  | 2024 | Tier 2 | Distribution Circuit |  |  |  | 2483014 | Sus |  | WildfireMitigation¦PlannedWSIPSystemHardening¦¦
24-0069154 | Wildfire Mitigation | Planned - WSIP/System Hardening |  |  | 2024 | Tier 2 | Distribution Circuit |  |  |  | 2483358 | Sus |  | WildfireMitigation¦PlannedWSIPSystemHardening¦¦
24-0067807 | Wildfire Mitigation | Planned - WSIP/System Hardening |  |  | 2024 | Tier 2 | Distribution Circuit |  |  |  | 2483363 | Sus |  | WildfireMitigation¦PlannedWSIPSystemHardening¦¦
24-0076495 | Unknown Cause | Patrol - found nothing |  |  | 2024 | Tier 2 | Distribution Circuit |  |  |  | 2484099 | Sus |  | UnknownCause¦Patrolfoundnothing¦¦
24-0071842 | Wildfire Mitigation | Planned - WSIP/System Hardening |  |  | 2024 | Tier 3 | Distribution Circuit |  |  |  | 2484162 | Sus |  | WildfireMitigation¦PlannedWSIPSystemHardening¦¦
24-0071756 | Wildfire Mitigation | Planned - WSIP/System Hardening |  |  | 2024 | Tier 2 | Distribution Circuit |  |  |  | 2484168 | Sus |  | WildfireMitigation¦PlannedWSIPSystemHardening¦¦
24-0069993 | Wildfire Mitigation | Planned - WSIP/System Hardening |  |  | 2024 | Tier 2 | Distribution Circuit |  |  |  | 2484187 | Sus |  | WildfireMitigation¦PlannedWSIPSystemHardening¦¦
24-0066548 | Wildfire Mitigation | Planned - WSIP/System Hardening |  |  | 2024 | Tier 2 | Distribution Circuit |  |  |  | 2484307 | Sus |  | WildfireMitigation¦PlannedWSIPSystemHardening¦¦
24-0067351 | Company Initiated | Planned- capital |  |  | 2024 | Tier 2 | Transformer only |  |  |  | 2484427 | Sus |  | CompanyInitiated¦Plannedcapital¦¦
24-0067834 | Company Initiated | Planned- capital |  |  | 2024 | Tier 2 | Distribution Circuit |  |  |  | 2484391 | Sus |  | CompanyInitiated¦Plannedcapital¦¦
24-0076917 | Equipment Failure/Involved | Overhead | Fuse | Failed/Faulted | 2024 | Tier 2 | Transformer only |  |  |  | 2484982 | Sus |  | EquipmentFailureInvolved¦Overhead¦Fuse¦FailedFaulted
24-0076987 | Unknown Cause | Patrol - found nothing |  |  | 2024 | Tier 2 | Distribution Circuit |  |  |  | 2485236 | Sus |  | UnknownCause¦Patrolfoundnothing¦¦
24-0071879 | Wildfire Mitigation | Planned - WSIP/System Hardening |  |  | 2024 | Tier 3 | Distribution Circuit |  |  |  | 2485189 | Sus |  | WildfireMitigation¦PlannedWSIPSystemHardening¦¦
24-0066887 | Wildfire Mitigation | Planned - WSIP/System Hardening |  |  | 2024 | Tier 2 | Distribution Circuit |  |  |  | 2485237 | Sus |  | WildfireMitigation¦PlannedWSIPSystemHardening¦¦
24-0067702 | Wildfire Mitigation | Planned - WSIP/System Hardening |  |  | 2024 | Tier 2 | Transformer only |  |  |  | 2485310 | Sus |  | WildfireMitigation¦PlannedWSIPSystemHardening¦¦
24-0067775 | Wildfire Mitigation | Planned - WSIP/System Hardening |  |  | 2024 | Tier 2 | Distribution Circuit |  |  |  | 2485332 | Sus |  | WildfireMitigation¦PlannedWSIPSystemHardening¦¦
24-0070780 | Wildfire Mitigation | Planned - WSIP/System Hardening |  |  | 2024 | Tier 2 | Transformer only |  |  |  | 2485398 | Sus |  | WildfireMitigation¦PlannedWSIPSystemHardening¦¦
24-0071470 | Wildfire Mitigation | Planned - WSIP/System Hardening |  |  | 2024 | Tier 2 | Transformer only |  |  |  | 2485610 | Sus |  | WildfireMitigation¦PlannedWSIPSystemHardening¦¦
24-0071472 | Wildfire Mitigation | Planned - WSIP/System Hardening |  |  | 2024 | Tier 2 | Transformer only |  |  |  | 2485700 | Sus |  | WildfireMitigation¦PlannedWSIPSystemHardening¦¦
24-0077447 | Vegetation | Tree - bark fell into line | Conductor- Overhead | Normal | 2024 | Tier 2 | Distribution Circuit |  |  |  | 2486875 | Sus |  | Vegetation¦Treebarkfellintoline¦ConductorOverhead¦Normal
24-0077453 | Animal | Bird found | Transformer (OH) | Normal | 2024 | Tier 2 | Distribution Circuit |  |  |  | 2486904 | Sus |  | Animal¦Birdfound¦Transformer(OH)¦Normal
24-0077497 | Animal | Bird found | Fuse | Normal | 2024 | Tier 2 | Transformer only |  |  |  | 2487043 | Sus |  | Animal¦Birdfound¦Fuse¦Normal
24-0072629 | Wildfire Mitigation | Planned - WSIP/System Hardening |  |  | 2024 | Tier 2 | Distribution Circuit |  |  |  | 2487403 | Sus |  | WildfireMitigation¦PlannedWSIPSystemHardening¦¦
24-0071924 | Wildfire Mitigation | Planned - WSIP/System Hardening |  |  | 2024 | Tier 3 | Transformer only |  |  |  | 2488058 | Sus |  | WildfireMitigation¦PlannedWSIPSystemHardening¦¦
24-0077893 | Unknown Cause | Patrol - found nothing |  |  | 2024 | Tier 2 | Distribution Circuit |  |  |  | 2488660 | Sus |  | UnknownCause¦Patrolfoundnothing¦¦
24-0077917 | Animal | Bird found | Recloser | Normal | 2024 | Tier 2 | Distribution Circuit |  |  |  | 2488731 | Sus |  | Animal¦Birdfound¦Recloser¦Normal
24-0072603 | Wildfire Mitigation | Planned - WSIP/System Hardening |  |  | 2024 | Tier 2 | Distribution Circuit |  |  |  | 2488885 | Sus |  | WildfireMitigation¦PlannedWSIPSystemHardening¦¦
24-0073612 | Wildfire Mitigation | Planned - WSIP/System Hardening |  |  | 2024 | Tier 2 | Distribution Circuit |  |  |  | 2489011 | Sus |  | WildfireMitigation¦PlannedWSIPSystemHardening¦¦
24-0073610 | Wildfire Mitigation | Planned - WSIP/System Hardening |  |  | 2024 | Tier 2 | Transformer only |  |  |  | 2489043 | Sus |  | WildfireMitigation¦PlannedWSIPSystemHardening¦¦
24-0078360 | Animal | Bird found | Conductor- Overhead | Normal | 2024 | Tier 2 | Distribution Circuit |  |  |  | 2489729 | Sus |  | Animal¦Birdfound¦ConductorOverhead¦Normal
24-0072662 | Wildfire Mitigation | Planned - WSIP/System Hardening |  |  | 2024 | Tier 2 | Distribution Circuit |  |  |  | 2489782 | Sus |  | WildfireMitigation¦PlannedWSIPSystemHardening¦¦
24-0072903 | Wildfire Mitigation | Planned - WSIP/System Hardening |  |  | 2024 | Tier 3 | Distribution Circuit |  |  |  | 2489759 | Sus |  | WildfireMitigation¦PlannedWSIPSystemHardening¦¦
24-0073732 | Wildfire Mitigation | Planned - WSIP/System Hardening |  |  | 2024 | Tier 2 | Distribution Circuit |  |  |  | 2489885 | Sus |  | WildfireMitigation¦PlannedWSIPSystemHardening¦¦
24-0073162 | Wildfire Mitigation | Planned - WSIP/System Hardening |  |  | 2024 | Tier 2 | Transformer only |  |  |  | 2489992 | Sus |  | WildfireMitigation¦PlannedWSIPSystemHardening¦¦
24-0073040 | Wildfire Mitigation | Planned - WSIP/System Hardening |  |  | 2024 | Tier 2 | Distribution Circuit |  |  |  | 2490534 | Sus |  | WildfireMitigation¦PlannedWSIPSystemHardening¦¦
24-0073044 | Wildfire Mitigation | Planned - WSIP/System Hardening |  |  | 2024 | Tier 2 | Distribution Circuit |  |  |  | 2490535 | Sus |  | WildfireMitigation¦PlannedWSIPSystemHardening¦¦
24-0072671 | Wildfire Mitigation | Planned - WSIP/System Hardening |  |  | 2024 | Tier 2 | Distribution Circuit |  |  |  | 2490533 | Sus |  | WildfireMitigation¦PlannedWSIPSystemHardening¦¦
24-0072696 | Wildfire Mitigation | Planned - WSIP/System Hardening |  |  | 2024 | Tier 2 | Distribution Circuit |  |  |  | 2490547 | Sus |  | WildfireMitigation¦PlannedWSIPSystemHardening¦¦
24-0073210 | Wildfire Mitigation | Planned - WSIP/System Hardening |  |  | 2024 | Tier 2 | Transformer only |  |  |  | 2490774 | Sus |  | WildfireMitigation¦PlannedWSIPSystemHardening¦¦
24-0073176 | Wildfire Mitigation | Planned - WSIP/System Hardening |  |  | 2024 | Tier 2 | Transformer only |  |  |  | 2491014 | Sus |  | WildfireMitigation¦PlannedWSIPSystemHardening¦¦
24-0072454 | Company Initiated | Planned- maintenance |  |  | 2024 | Tier 2 | Transformer only |  |  |  | 2491359 | Sus |  | CompanyInitiated¦Plannedmaintenance¦¦
24-0073690 | Wildfire Mitigation | Planned - WSIP/System Hardening |  |  | 2024 | Tier 2 | Transformer only |  |  |  | 2491357 | Sus |  | WildfireMitigation¦PlannedWSIPSystemHardening¦¦
24-0073434 | Wildfire Mitigation | Planned - WSIP/System Hardening |  |  | 2024 | Tier 2 | Transformer only |  |  |  | 2491386 | Sus |  | WildfireMitigation¦PlannedWSIPSystemHardening¦¦
24-0072549 | Wildfire Mitigation | Planned - WSIP/System Hardening |  |  | 2024 | Tier 2 | Distribution Circuit |  |  |  | 2491371 | Sus |  | WildfireMitigation¦PlannedWSIPSystemHardening¦¦
24-0074006 | Wildfire Mitigation | Planned - WSIP/System Hardening |  |  | 2024 | Tier 2 | Transformer only |  |  |  | 2491437 | Sus |  | WildfireMitigation¦PlannedWSIPSystemHardening¦¦
24-0072713 | Wildfire Mitigation | Planned - WSIP/System Hardening |  |  | 2024 | Tier 3 | Distribution Circuit |  |  |  | 2491266 | Sus |  | WildfireMitigation¦PlannedWSIPSystemHardening¦¦
24-0072721 | Wildfire Mitigation | Planned - WSIP/System Hardening |  |  | 2024 | Tier 2 | Distribution Circuit |  |  |  | 2491379 | Sus |  | WildfireMitigation¦PlannedWSIPSystemHardening¦¦
24-0068354 | Wildfire Mitigation | Planned - WSIP/System Hardening |  |  | 2024 | Tier 2 | Distribution Circuit |  |  |  | 2491557 | Sus |  | WildfireMitigation¦PlannedWSIPSystemHardening¦¦
24-0072519 | Wildfire Mitigation | Planned - WSIP/System Hardening |  |  | 2024 | Tier 2 | Distribution Circuit |  |  |  | 2491551 | Sus |  | WildfireMitigation¦PlannedWSIPSystemHardening¦¦
24-0073462 | Company Initiated | Planned- maintenance | Transformer | Normal | 2024 | Tier 2 | Transformer only |  |  |  | 2491655 | Sus |  | CompanyInitiated¦Plannedmaintenance¦Transformer¦Normal
24-0079086 | Equipment Failure/Involved | Overhead | Transformer (OH) | Leaking | 2024 | Tier 2 | Transformer only |  |  |  | 2491741 | Sus |  | EquipmentFailureInvolved¦Overhead¦Transformer(OH)¦Leaking
24-0074173 | Wildfire Mitigation | Planned - WSIP/System Hardening |  |  | 2024 | Tier 2 | Distribution Circuit |  |  |  | 2492889 | Sus |  | WildfireMitigation¦PlannedWSIPSystemHardening¦¦
24-0065441 | Company Initiated | Planned- capital |  |  | 2024 | Tier 2 | Distribution Circuit |  |  |  | 2492926 | Sus |  | CompanyInitiated¦Plannedcapital¦¦
24-0075396 | Wildfire Mitigation | Planned - WSIP/System Hardening |  |  | 2024 | Tier 3 | Transformer only |  |  |  | 2493404 | Sus |  | WildfireMitigation¦PlannedWSIPSystemHardening¦¦
24-0073004 | Wildfire Mitigation | Planned - WSIP/System Hardening |  |  | 2024 | Tier 2 | Transformer only |  |  |  | 2493403 | Sus |  | WildfireMitigation¦PlannedWSIPSystemHardening¦¦
24-0075401 | Wildfire Mitigation | Planned - WSIP/System Hardening |  |  | 2024 | Tier 2 | Transformer only |  |  |  | 2493399 | Sus |  | WildfireMitigation¦PlannedWSIPSystemHardening¦¦
24-0072525 | Wildfire Mitigation | Planned - WSIP/System Hardening |  |  | 2024 | Tier 2 | Transformer only |  |  |  | 2493587 | Sus |  | WildfireMitigation¦PlannedWSIPSystemHardening¦¦
24-0070625 | Company Initiated | Planned- maintenance |  |  | 2024 | Tier 2 | Transformer only |  |  |  | 2493590 | Sus |  | CompanyInitiated¦Plannedmaintenance¦¦
24-0071702 | Wildfire Mitigation | Planned - WSIP/System Hardening |  |  | 2024 | Tier 2 | Transformer only |  |  |  | 2493790 | Sus |  | WildfireMitigation¦PlannedWSIPSystemHardening¦¦
24-0080120 | Company Initiated | Personnel- company | Transformer (OH) | Broken | 2024 | Tier 2 | Distribution Circuit |  |  |  | 2494936 | Sus |  | CompanyInitiated¦Personnelcompany¦Transformer(OH)¦Broken
24-0072962 | Wildfire Mitigation | Planned - WSIP/System Hardening |  |  | 2024 | Tier 2 | Transformer only |  |  |  | 2495016 | Sus |  | WildfireMitigation¦PlannedWSIPSystemHardening¦¦
24-0072952 | Wildfire Mitigation | Planned - WSIP/System Hardening |  |  | 2024 | Tier 2 | Distribution Circuit |  |  |  | 2495021 | Sus |  | WildfireMitigation¦PlannedWSIPSystemHardening¦¦
24-0074228 | Wildfire Mitigation | Planned - WSIP/System Hardening |  |  | 2024 | Tier 2 | Transformer only |  |  |  | 2495194 | Sus |  | WildfireMitigation¦PlannedWSIPSystemHardening¦¦
24-0073009 | Wildfire Mitigation | Planned - WSIP/System Hardening |  |  | 2024 | Tier 2 | Transformer only |  |  |  | 2495020 | Sus |  | WildfireMitigation¦PlannedWSIPSystemHardening¦¦
24-0073669 | Wildfire Mitigation | Planned - WSIP/System Hardening |  |  | 2024 | Tier 3 | Distribution Circuit |  |  |  | 2494975 | Sus |  | WildfireMitigation¦PlannedWSIPSystemHardening¦¦
24-0075452 | Wildfire Mitigation | Planned - WSIP/System Hardening |  |  | 2024 | Tier 2 | Transformer only |  |  |  | 2495725 | Sus |  | WildfireMitigation¦PlannedWSIPSystemHardening¦¦
24-0072436 | Wildfire Mitigation | Planned - WSIP/System Hardening |  |  | 2024 | Tier 2 | Transformer only |  |  |  | 2495186 | Sus |  | WildfireMitigation¦PlannedWSIPSystemHardening¦¦
24-0073002 | Company Initiated | Planned- capital |  |  | 2024 | Tier 2 | Distribution Circuit |  |  |  | 2495253 | Sus |  | CompanyInitiated¦Plannedcapital¦¦
24-0073980 | Wildfire Mitigation | Planned - WSIP/System Hardening |  |  | 2024 | Tier 2 | Distribution Circuit |  |  |  | 2495180 | Sus |  | WildfireMitigation¦PlannedWSIPSystemHardening¦¦
24-0080315 | Equipment Failure/Involved | Overhead | Transformer (OH) | Failed/Faulted | 2024 | Tier 2 | Distribution Circuit |  |  |  | 2495290 | Sus |  | EquipmentFailureInvolved¦Overhead¦Transformer(OH)¦FailedFaulted
24-0080415 | Equipment Failure/Involved | Overhead | Cutout- fuse holder | Broken | 2024 | Tier 3 | Distribution Circuit |  |  |  | 2495449 | Sus |  | EquipmentFailureInvolved¦Overhead¦Cutoutfuseholder¦Broken
24-0080652 | Equipment Failure/Involved | Overhead | Transformer (OH) | Failed/Faulted | 2024 | Tier 2 | Transformer only |  |  |  | 2496074 | Sus |  | EquipmentFailureInvolved¦Overhead¦Transformer(OH)¦FailedFaulted
24-0072996 | Wildfire Mitigation | Planned - WSIP/System Hardening |  |  | 2024 | Tier 2 | Transformer only |  |  |  | 2496350 | Sus |  | WildfireMitigation¦PlannedWSIPSystemHardening¦¦
24-0074035 | Wildfire Mitigation | Planned - WSIP/System Hardening |  |  | 2024 | Tier 2 | Distribution Circuit |  |  |  | 2496288 | Sus |  | WildfireMitigation¦PlannedWSIPSystemHardening¦¦
24-0075783 | Wildfire Mitigation | Planned - WSIP/System Hardening |  |  | 2024 | Tier 2 | Distribution Circuit |  |  |  | 2496127 | Sus |  | WildfireMitigation¦PlannedWSIPSystemHardening¦¦
24-0072990 | Wildfire Mitigation | Planned - WSIP/System Hardening |  |  | 2024 | Tier 3 | Distribution Circuit |  |  |  | 2496346 | Sus |  | WildfireMitigation¦PlannedWSIPSystemHardening¦¦
24-0075878 | Wildfire Mitigation | Planned - WSIP/System Hardening |  |  | 2024 | Tier 2 | Transformer only |  |  |  | 2496380 | Sus |  | WildfireMitigation¦PlannedWSIPSystemHardening¦¦
24-0072973 | Wildfire Mitigation | Planned - WSIP/System Hardening |  |  | 2024 | Tier 2 | Transformer only |  |  |  | 2496412 | Sus |  | WildfireMitigation¦PlannedWSIPSystemHardening¦¦
24-0072969 | Wildfire Mitigation | Planned - WSIP/System Hardening |  |  | 2024 | Tier 2 | Distribution Circuit |  |  |  | 2496415 | Sus |  | WildfireMitigation¦PlannedWSIPSystemHardening¦¦
24-0069119 | Wildfire Mitigation | Planned - WSIP/System Hardening |  |  | 2024 | Tier 2 | Distribution Circuit |  |  |  | 2496407 | Sus |  | WildfireMitigation¦PlannedWSIPSystemHardening¦¦
24-0073651 | Wildfire Mitigation | Planned - WSIP/System Hardening |  |  | 2024 | Tier 2 | Transformer only |  |  |  | 2496427 | Sus |  | WildfireMitigation¦PlannedWSIPSystemHardening¦¦
24-0075868 | Wildfire Mitigation | Planned - WSIP/System Hardening |  |  | 2024 | Tier 2 | Transformer only |  |  |  | 2496853 | Sus |  | WildfireMitigation¦PlannedWSIPSystemHardening¦¦
24-0075834 | Wildfire Mitigation | Planned - WSIP/System Hardening |  |  | 2024 | Tier 3 | Distribution Circuit |  |  |  | 2497348 | Sus |  | WildfireMitigation¦PlannedWSIPSystemHardening¦¦
24-0075928 | Wildfire Mitigation | Planned - WSIP/System Hardening |  |  | 2024 | Tier 3 | Transformer only |  |  |  | 2497611 | Sus |  | WildfireMitigation¦PlannedWSIPSystemHardening¦¦
24-0072978 | Wildfire Mitigation | Planned - WSIP/System Hardening |  |  | 2024 | Tier 2 | Transformer only |  |  |  | 2497412 | Sus |  | WildfireMitigation¦PlannedWSIPSystemHardening¦¦
24-0045387 | Company Initiated | Planned- maintenance |  |  | 2024 | Tier 3 | Distribution Circuit |  |  |  | 2497460 | Sus |  | CompanyInitiated¦Plannedmaintenance¦¦
24-0075883 | Wildfire Mitigation | Planned - WSIP/System Hardening |  |  | 2024 | Tier 3 | Transformer only |  |  |  | 2497673 | Sus |  | WildfireMitigation¦PlannedWSIPSystemHardening¦¦
24-0075890 | Wildfire Mitigation | Planned - WSIP/System Hardening |  |  | 2024 | Tier 3 | Transformer only |  |  |  | 2497801 | Sus |  | WildfireMitigation¦PlannedWSIPSystemHardening¦¦
24-0077064 | Wildfire Mitigation | Planned - WSIP/System Hardening |  |  | 2024 | Tier 2 | Distribution Circuit |  |  |  | 2497652 | Sus |  | WildfireMitigation¦PlannedWSIPSystemHardening¦¦
24-0075897 | Wildfire Mitigation | Planned - WSIP/System Hardening |  |  | 2024 | Tier 2 | Transformer only |  |  |  | 2498616 | Sus |  | WildfireMitigation¦PlannedWSIPSystemHardening¦¦
24-0045388 | Company Initiated | Planned- maintenance |  |  | 2024 | Tier 3 | Distribution Circuit |  |  |  | 2498317 | Sus |  | CompanyInitiated¦Plannedmaintenance¦¦
24-0081972 | Unknown Cause | Patrol - found nothing |  |  | 2024 | Tier 2 | Distribution Circuit |  |  |  | 2499005 | Sus |  | UnknownCause¦Patrolfoundnothing¦¦
24-0082596 | Unknown Cause | Patrol - found nothing |  |  | 2024 | Tier 2 | Transformer only |  |  |  | 2500858 | Sus |  | UnknownCause¦Patrolfoundnothing¦¦
24-0082710 | Equipment Failure/Involved | Overhead | Cutout- fuse holder | Broken | 2024 | Tier 2 | Transformer only |  |  |  | 2501189 | Sus |  | EquipmentFailureInvolved¦Overhead¦Cutoutfuseholder¦Broken
24-0074521 | Company Initiated | Planned- maintenance |  |  | 2024 | Tier 2 | Distribution Circuit |  |  |  | 2501633 | Sus |  | CompanyInitiated¦Plannedmaintenance¦¦
24-0075866 | Wildfire Mitigation | Planned - WSIP/System Hardening |  |  | 2024 | Tier 2 | Transformer only |  |  |  | 2501660 | Sus |  | WildfireMitigation¦PlannedWSIPSystemHardening¦¦
24-0073132 | Wildfire Mitigation | Planned - WSIP/System Hardening |  |  | 2024 | Tier 2 | Distribution Circuit |  |  |  | 2501608 | Sus |  | WildfireMitigation¦PlannedWSIPSystemHardening¦¦
24-0082988 | Equipment Failure/Involved | Overhead | Connector or Splice (OH) | Arcing | 2024 | Tier 2 | Distribution Circuit |  |  |  | 2501902 | Sus |  | EquipmentFailureInvolved¦Overhead¦ConnectororSplice(OH)¦Arcing
24-0081687 | Wildfire Mitigation | Planned - WSIP/System Hardening |  |  | 2024 | Tier 2 | Distribution Circuit |  |  |  | 2503548 | Sus |  | WildfireMitigation¦PlannedWSIPSystemHardening¦¦
24-0073987 | Wildfire Mitigation | Planned - WSIP/System Hardening |  |  | 2024 | Tier 3 | Distribution Circuit |  |  |  | 2503466 | Sus |  | WildfireMitigation¦PlannedWSIPSystemHardening¦¦
24-0075845 | Wildfire Mitigation | Planned - WSIP/System Hardening |  |  | 2024 | Tier 2 | Transformer only |  |  |  | 2503732 | Sus |  | WildfireMitigation¦PlannedWSIPSystemHardening¦¦
24-0083991 | Equipment Failure/Involved | Overhead | Jumper | Burned Open | 2024 | Tier 2 | Distribution Circuit |  |  |  | 2504999 | Sus |  | EquipmentFailureInvolved¦Overhead¦Jumper¦BurnedOpen
24-0075205 | Wildfire Mitigation | Planned - WSIP/System Hardening |  |  | 2024 | Tier 2 | Transformer only |  |  |  | 2505810 | Sus |  | WildfireMitigation¦PlannedWSIPSystemHardening¦¦
24-0084283 | Equipment Failure/Involved | Overhead | Secondary | Deteriorated | 2024 | Tier 2 | Transformer only |  |  |  | 2505933 | Sus |  | EquipmentFailureInvolved¦Overhead¦Secondary¦Deteriorated
24-0084415 | Company Initiated | Personnel- company | Conductor- Overhead | Annealed | 2024 | Tier 2 | Distribution Circuit |  |  |  | 2506463 | Sus |  | CompanyInitiated¦Personnelcompany¦ConductorOverhead¦Annealed
24-0084425 | 3rd Party | Fire- house or bldg. | Customer Equipment | Contaminated | 2024 | Tier 3 | Distribution Circuit |  |  |  | 2506545 | Sus |  | 3rdParty¦Firehouseorbldg¦CustomerEquipment¦Contaminated
24-0084725 | Unknown Cause | Patrol - found nothing |  |  | 2024 | Tier 2 | Distribution Circuit |  |  |  | 2508393 | Sus |  | UnknownCause¦Patrolfoundnothing¦¦
24-0084796 | Environmental/External | Fire- Forest/Grass | Pole-Wood | Burned/flashed | 2024 | Tier 2 | Distribution Circuit |  |  |  | 2508616 | Sus |  | EnvironmentalExternal¦FireForestGrass¦PoleWood¦Burnedflashed
24-0084847 | Unknown Cause | Patrol - found nothing |  |  | 2024 | Tier 2 | Distribution Circuit |  |  |  | 2508869 | Sus |  | UnknownCause¦Patrolfoundnothing¦¦
24-0078611 | Wildfire Mitigation | Planned - WSIP/System Hardening |  |  | 2024 | Tier 2 | Distribution Circuit |  |  |  | 2509853 | Sus |  | WildfireMitigation¦PlannedWSIPSystemHardening¦¦
24-0078658 | Wildfire Mitigation | Planned - WSIP/System Hardening |  |  | 2024 | Tier 2 | Transformer only |  |  |  | 2509866 | Sus |  | WildfireMitigation¦PlannedWSIPSystemHardening¦¦
24-0078667 | Wildfire Mitigation | Planned - WSIP/System Hardening |  |  | 2024 | Tier 2 | Transformer only |  |  |  | 2509867 | Sus |  | WildfireMitigation¦PlannedWSIPSystemHardening¦¦
24-0078985 | Wildfire Mitigation | Planned - WSIP/System Hardening |  |  | 2024 | Tier 2 | Transformer only |  |  |  | 2509881 | Sus |  | WildfireMitigation¦PlannedWSIPSystemHardening¦¦
24-0078950 | Wildfire Mitigation | Planned - WSIP/System Hardening |  |  | 2024 | Tier 2 | Transformer only |  |  |  | 2509898 | Sus |  | WildfireMitigation¦PlannedWSIPSystemHardening¦¦
24-0075774 | Wildfire Mitigation | Planned - WSIP/System Hardening |  |  | 2024 | Tier 3 | Distribution Circuit |  |  |  | 2509816 | Sus |  | WildfireMitigation¦PlannedWSIPSystemHardening¦¦
24-0076561 | Company Initiated | Planned- capital |  |  | 2024 | Tier 2 | Distribution Circuit |  |  |  | 2510275 | Sus |  | CompanyInitiated¦Plannedcapital¦¦
24-0079682 | Wildfire Mitigation | Planned - WSIP/System Hardening |  |  | 2024 | Tier 2 | Distribution Circuit |  |  |  | 2511180 | Sus |  | WildfireMitigation¦PlannedWSIPSystemHardening¦¦
24-0085935 | 3rd Party | Vehicle | Pole-Wood | Broken- wire on ground | 2024 | Tier 3 | Distribution Circuit |  |  |  | 2512120 | Sus |  | 3rdParty¦Vehicle¦PoleWood¦Brokenwireonground
24-0076257 | Company Initiated | Planned- capital |  |  | 2024 | Tier 2 | Distribution Circuit |  |  |  | 2512135 | Sus |  | CompanyInitiated¦Plannedcapital¦¦
24-0076601 | Wildfire Mitigation | Planned - WSIP/System Hardening |  |  | 2024 | Tier 2 | Transformer only |  |  |  | 2512147 | Sus |  | WildfireMitigation¦PlannedWSIPSystemHardening¦¦
24-0078965 | Company Initiated | Planned- capital |  |  | 2024 | Tier 2 | Distribution Circuit |  |  |  | 2512149 | Sus |  | CompanyInitiated¦Plannedcapital¦¦
24-0079202 | Company Initiated | Planned- capital |  |  | 2024 | Tier 2 | Distribution Circuit |  |  |  | 2512133 | Sus |  | CompanyInitiated¦Plannedcapital¦¦
24-0077222 | Company Initiated | Planned- capital |  |  | 2024 | Tier 2 | Distribution Circuit |  |  |  | 2512164 | Sus |  | CompanyInitiated¦Plannedcapital¦¦
24-0076840 | Wildfire Mitigation | Planned - WSIP/System Hardening |  |  | 2024 | Tier 2 | Transformer only |  |  |  | 2512216 | Sus |  | WildfireMitigation¦PlannedWSIPSystemHardening¦¦
24-0079080 | Wildfire Mitigation | Planned - WSIP/System Hardening |  |  | 2024 | Tier 2 | Distribution Circuit |  |  |  | 2512176 | Sus |  | WildfireMitigation¦PlannedWSIPSystemHardening¦¦
24-0077126 | Wildfire Mitigation | Planned - WSIP/System Hardening |  |  | 2024 | Tier 2 | Transformer only |  |  |  | 2512333 | Sus |  | WildfireMitigation¦PlannedWSIPSystemHardening¦¦
24-0086262 | Company Initiated | Personnel- company | Conductor- Overhead | Normal | 2024 | Tier 2 | Distribution Circuit |  |  |  | 2512605 | Sus |  | CompanyInitiated¦Personnelcompany¦ConductorOverhead¦Normal
24-0079184 | Company Initiated | Planned- capital |  |  | 2024 | Tier 2 | Distribution Circuit |  |  |  | 2513223 | Sus |  | CompanyInitiated¦Plannedcapital¦¦
24-0078921 | Wildfire Mitigation | Planned - WSIP/System Hardening |  |  | 2024 | Tier 2 | Transformer only |  |  |  | 2513417 | Sus |  | WildfireMitigation¦PlannedWSIPSystemHardening¦¦
24-0077197 | Wildfire Mitigation | Planned - WSIP/System Hardening |  |  | 2024 | Tier 2 | Distribution Circuit |  |  |  | 2513174 | Sus |  | WildfireMitigation¦PlannedWSIPSystemHardening¦¦
24-0076973 | Wildfire Mitigation | Planned - WSIP/System Hardening |  |  | 2024 | Tier 2 | Distribution Circuit |  |  |  | 2513328 | Sus |  | WildfireMitigation¦PlannedWSIPSystemHardening¦¦
24-0077701 | Wildfire Mitigation | Planned - WSIP/System Hardening |  |  | 2024 | Tier 2 | Transformer only |  |  |  | 2513476 | Sus |  | WildfireMitigation¦PlannedWSIPSystemHardening¦¦
24-0077730 | Wildfire Mitigation | Planned - WSIP/System Hardening |  |  | 2024 | Tier 2 | Transformer only |  |  |  | 2513681 | Sus |  | WildfireMitigation¦PlannedWSIPSystemHardening¦¦
24-0087057 | Unknown Cause | Patrol - found nothing |  |  | 2024 | Tier 2 | Distribution Circuit |  |  |  | 2514659 | Sus |  | UnknownCause¦Patrolfoundnothing¦¦
24-0077810 | Wildfire Mitigation | Planned - WSIP/System Hardening |  |  | 2024 | Tier 2 | Transformer only |  |  |  | 2514834 | Sus |  | WildfireMitigation¦PlannedWSIPSystemHardening¦¦
24-0079619 | Wildfire Mitigation | Planned - WSIP/System Hardening |  |  | 2024 | Tier 2 | Distribution Circuit |  |  |  | 2514876 | Sus |  | WildfireMitigation¦PlannedWSIPSystemHardening¦¦
24-0078020 | Wildfire Mitigation | Planned - WSIP/System Hardening |  |  | 2024 | Tier 2 | Transformer only |  |  |  | 2514957 | Sus |  | WildfireMitigation¦PlannedWSIPSystemHardening¦¦
24-0087467 | Animal | Bird found | Conductor- Overhead | Normal | 2024 | Tier 2 | Distribution Circuit |  |  |  | 2515768 | Sus |  | Animal¦Birdfound¦ConductorOverhead¦Normal
24-0087552 | Unknown Cause | Patrol - found nothing |  |  | 2024 | Tier 2 | Distribution Circuit |  |  |  | 2516011 | Sus |  | UnknownCause¦Patrolfoundnothing¦¦
24-0065947 | Company Initiated | Planned- capital |  |  | 2024 | Tier 2 | Distribution Circuit |  |  |  | 2517053 | Sus |  | CompanyInitiated¦Plannedcapital¦¦
24-0088418 | Equipment Failure/Involved | Overhead | Transformer (OH) | Failed/Faulted | 2024 | Tier 2 | Distribution Circuit |  |  |  | 2517937 | Sus |  | EquipmentFailureInvolved¦Overhead¦Transformer(OH)¦FailedFaulted
24-0070022 | Company Initiated | Planned- capital |  |  | 2024 | Tier 2 | Distribution Circuit |  |  |  | 2518038 | Sus |  | CompanyInitiated¦Plannedcapital¦¦
24-0082069 | Wildfire Mitigation | Planned - WSIP/System Hardening |  |  | 2024 | Tier 2 | Distribution Circuit |  |  |  | 2519110 | Sus |  | WildfireMitigation¦PlannedWSIPSystemHardening¦¦
24-0082066 | Wildfire Mitigation | Planned - WSIP/System Hardening |  |  | 2024 | Tier 2 | Transformer only |  |  |  | 2519590 | Sus |  | WildfireMitigation¦PlannedWSIPSystemHardening¦¦
24-0083271 | Wildfire Mitigation | Planned - WSIP/System Hardening |  |  | 2024 | Tier 2 | Distribution Circuit |  |  |  | 2519988 | Sus |  | WildfireMitigation¦PlannedWSIPSystemHardening¦¦
24-0083293 | Wildfire Mitigation | Planned - WSIP/System Hardening |  |  | 2024 | Tier 2 | Distribution Circuit |  |  |  | 2520049 | Sus |  | WildfireMitigation¦PlannedWSIPSystemHardening¦¦
24-0078796 | Wildfire Mitigation | Planned - WSIP/System Hardening |  |  | 2024 | Tier 3 | Distribution Circuit |  |  |  | 2519990 | Sus |  | WildfireMitigation¦PlannedWSIPSystemHardening¦¦
24-0080836 | Wildfire Mitigation | Planned - WSIP/System Hardening |  |  | 2024 | Tier 2 | Transformer only |  |  |  | 2520312 | Sus |  | WildfireMitigation¦PlannedWSIPSystemHardening¦¦
24-0083312 | Wildfire Mitigation | Planned - WSIP/System Hardening |  |  | 2024 | Tier 2 | Distribution Circuit |  |  |  | 2520206 | Sus |  | WildfireMitigation¦PlannedWSIPSystemHardening¦¦
24-0089584 | Company Initiated | Personnel- company | Conductor- Overhead | Normal | 2024 | Tier 2 | Distribution Circuit |  |  |  | 2520777 | Sus |  | CompanyInitiated¦Personnelcompany¦ConductorOverhead¦Normal
24-0083258 | Wildfire Mitigation | Planned - WSIP/System Hardening |  |  | 2024 | Tier 2 | Transformer only |  |  |  | 2520873 | Sus |  | WildfireMitigation¦PlannedWSIPSystemHardening¦¦
24-0083261 | Wildfire Mitigation | Planned - WSIP/System Hardening |  |  | 2024 | Tier 2 | Transformer only |  |  |  | 2520886 | Sus |  | WildfireMitigation¦PlannedWSIPSystemHardening¦¦
24-0080939 | Wildfire Mitigation | Planned - WSIP/System Hardening |  |  | 2024 | Tier 2 | Transformer only |  |  |  | 2520828 | Sus |  | WildfireMitigation¦PlannedWSIPSystemHardening¦¦
24-0082802 | Wildfire Mitigation | Planned - WSIP/System Hardening |  |  | 2024 | Tier 3 | Distribution Circuit |  |  |  | 2520845 | Sus |  | WildfireMitigation¦PlannedWSIPSystemHardening¦¦
24-0082913 | Company Initiated | Planned- maintenance |  |  | 2024 | Tier 2 | Transformer only |  |  |  | 2520867 | Sus |  | CompanyInitiated¦Plannedmaintenance¦¦
24-0080908 | Wildfire Mitigation | Planned - WSIP/System Hardening |  |  | 2024 | Tier 3 | Distribution Circuit |  |  |  | 2520783 | Sus |  | WildfireMitigation¦PlannedWSIPSystemHardening¦¦
24-0079786 | Wildfire Mitigation | Planned - WSIP/System Hardening |  |  | 2024 | Tier 2 | Distribution Circuit |  |  |  | 2520932 | Sus |  | WildfireMitigation¦PlannedWSIPSystemHardening¦¦
24-0083265 | Wildfire Mitigation | Planned - WSIP/System Hardening |  |  | 2024 | Tier 2 | Transformer only |  |  |  | 2521126 | Sus |  | WildfireMitigation¦PlannedWSIPSystemHardening¦¦
24-0079438 | Wildfire Mitigation | Planned - WSIP/System Hardening |  |  | 2024 | Tier 2 | Distribution Circuit |  |  |  | 2520963 | Sus |  | WildfireMitigation¦PlannedWSIPSystemHardening¦¦
24-0090134 | Animal | Bird found | Conductor- Overhead | Normal | 2024 | Tier 2 | Distribution Circuit |  |  |  | 2522287 | Sus |  | Animal¦Birdfound¦ConductorOverhead¦Normal
24-0090204 | Animal | Squirrel | Pothead(Riser Termination) | Normal | 2024 | Tier 2 | Distribution Circuit |  |  |  | 2522506 | Sus |  | Animal¦Squirrel¦Pothead(RiserTermination)¦Normal
24-0084046 | Wildfire Mitigation | Planned - WSIP/System Hardening |  |  | 2024 | Tier 3 | Transformer only |  |  |  | 2522874 | Sus |  | WildfireMitigation¦PlannedWSIPSystemHardening¦¦
24-0084524 | Wildfire Mitigation | Planned - WSIP/System Hardening |  |  | 2024 | Tier 2 | Transformer only |  |  |  | 2522875 | Sus |  | WildfireMitigation¦PlannedWSIPSystemHardening¦¦
24-0085748 | Wildfire Mitigation | Planned - WSIP/System Hardening |  |  | 2024 | Tier 2 | Transformer only |  |  |  | 2522871 | Sus |  | WildfireMitigation¦PlannedWSIPSystemHardening¦¦
24-0084525 | Wildfire Mitigation | Planned - WSIP/System Hardening |  |  | 2024 | Tier 2 | Distribution Circuit |  |  |  | 2522884 | Sus |  | WildfireMitigation¦PlannedWSIPSystemHardening¦¦
24-0083409 | Wildfire Mitigation | Planned - WSIP/System Hardening |  |  | 2024 | Tier 2 | Transformer only |  |  |  | 2522908 | Sus |  | WildfireMitigation¦PlannedWSIPSystemHardening¦¦
24-0084523 | Wildfire Mitigation | Planned - WSIP/System Hardening |  |  | 2024 | Tier 3 | Transformer only |  |  |  | 2522921 | Sus |  | WildfireMitigation¦PlannedWSIPSystemHardening¦¦
24-0083826 | Wildfire Mitigation | Planned - WSIP/System Hardening |  |  | 2024 | Tier 2 | Transformer only |  |  |  | 2522937 | Sus |  | WildfireMitigation¦PlannedWSIPSystemHardening¦¦
24-0082293 | Wildfire Mitigation | Planned - WSIP/System Hardening |  |  | 2024 | Zone 1 | Distribution Circuit |  |  |  | 2522962 | Sus |  | WildfireMitigation¦PlannedWSIPSystemHardening¦¦
24-0081426 | Wildfire Mitigation | Planned - WSIP/System Hardening |  |  | 2024 | Tier 3 | Transformer only |  |  |  | 2522990 | Sus |  | WildfireMitigation¦PlannedWSIPSystemHardening¦¦
24-0082320 | Wildfire Mitigation | Planned - WSIP/System Hardening |  |  | 2024 | Tier 2 | Transformer only |  |  |  | 2522985 | Sus |  | WildfireMitigation¦PlannedWSIPSystemHardening¦¦
24-0079472 | Wildfire Mitigation | Planned - WSIP/System Hardening |  |  | 2024 | Tier 2 | Transformer only |  |  |  | 2523123 | Sus |  | WildfireMitigation¦PlannedWSIPSystemHardening¦¦
24-0084526 | Wildfire Mitigation | Planned - WSIP/System Hardening |  |  | 2024 | Tier 2 | Transformer only |  |  |  | 2523274 | Sus |  | WildfireMitigation¦PlannedWSIPSystemHardening¦¦
24-0084538 | Wildfire Mitigation | Planned - WSIP/System Hardening |  |  | 2024 | Tier 2 | Transformer only |  |  |  | 2523975 | Sus |  | WildfireMitigation¦PlannedWSIPSystemHardening¦¦
24-0081705 | Company Initiated | Planned- capital |  |  | 2024 | Tier 2 | Distribution Circuit |  |  |  | 2523968 | Sus |  | CompanyInitiated¦Plannedcapital¦¦
24-0083834 | Wildfire Mitigation | Planned - WSIP/System Hardening |  |  | 2024 | Tier 3 | Transformer only |  |  |  | 2524223 | Sus |  | WildfireMitigation¦PlannedWSIPSystemHardening¦¦
24-0084534 | Wildfire Mitigation | Planned - WSIP/System Hardening |  |  | 2024 | Tier 2 | Distribution Circuit |  |  |  | 2524043 | Sus |  | WildfireMitigation¦PlannedWSIPSystemHardening¦¦
24-0083843 | Wildfire Mitigation | Planned - WSIP/System Hardening |  |  | 2024 | Tier 3 | Transformer only |  |  |  | 2524411 | Sus |  | WildfireMitigation¦PlannedWSIPSystemHardening¦¦
24-0085772 | Wildfire Mitigation | Planned - WSIP/System Hardening |  |  | 2024 | Tier 3 | Transformer only |  |  |  | 2524070 | Sus |  | WildfireMitigation¦PlannedWSIPSystemHardening¦¦
24-0084601 | Wildfire Mitigation | Planned - WSIP/System Hardening |  |  | 2024 | Tier 3 | Distribution Circuit |  |  |  | 2523954 | Sus |  | WildfireMitigation¦PlannedWSIPSystemHardening¦¦
24-0084551 | Wildfire Mitigation | Planned - WSIP/System Hardening |  |  | 2024 | Tier 2 | Distribution Circuit |  |  |  | 2525897 | Sus |  | WildfireMitigation¦PlannedWSIPSystemHardening¦¦
24-0085932 | Wildfire Mitigation | Planned - WSIP/System Hardening |  |  | 2024 | Tier 2 | Distribution Circuit |  |  |  | 2525311 | Sus |  | WildfireMitigation¦PlannedWSIPSystemHardening¦¦
24-0082779 | Wildfire Mitigation | Planned - WSIP/System Hardening |  |  | 2024 | Tier 2 | Distribution Circuit |  |  |  | 2525340 | Sus |  | WildfireMitigation¦PlannedWSIPSystemHardening¦¦
24-0085799 | Wildfire Mitigation | Planned - WSIP/System Hardening |  |  | 2024 | Tier 3 | Distribution Circuit |  |  |  | 2525200 | Sus |  | WildfireMitigation¦PlannedWSIPSystemHardening¦¦
24-0084213 | Wildfire Mitigation | Planned - WSIP/System Hardening |  |  | 2024 | Tier 2 | Transformer only |  |  |  | 2525379 | Sus |  | WildfireMitigation¦PlannedWSIPSystemHardening¦¦
24-0082347 | Wildfire Mitigation | Planned - WSIP/System Hardening |  |  | 2024 | Tier 2 | Distribution Circuit |  |  |  | 2525248 | Sus |  | WildfireMitigation¦PlannedWSIPSystemHardening¦¦
24-0082780 | Wildfire Mitigation | Planned - WSIP/System Hardening |  |  | 2024 | Tier 2 | Distribution Circuit |  |  |  | 2525747 | Sus |  | WildfireMitigation¦PlannedWSIPSystemHardening¦¦
24-0091699 | Unknown Cause | Patrol - found nothing |  |  | 2024 | Tier 2 | Distribution Circuit |  |  |  | 2526101 | Sus |  | UnknownCause¦Patrolfoundnothing¦¦
24-0085812 | Wildfire Mitigation | Planned - WSIP/System Hardening |  |  | 2024 | Tier 3 | Transformer only |  |  |  | 2526345 | Sus |  | WildfireMitigation¦PlannedWSIPSystemHardening¦¦
24-0086103 | Wildfire Mitigation | Planned - WSIP/System Hardening |  |  | 2024 | Tier 2 | Distribution Circuit |  |  |  | 2526379 | Sus |  | WildfireMitigation¦PlannedWSIPSystemHardening¦¦
24-0085788 | Wildfire Mitigation | Planned - WSIP/System Hardening |  |  | 2024 | Tier 3 | Distribution Circuit |  |  |  | 2526309 | Sus |  | WildfireMitigation¦PlannedWSIPSystemHardening¦¦
24-0081925 | Company Initiated | Planned- capital |  |  | 2024 | Tier 2 | Distribution Circuit |  |  |  | 2526401 | Sus |  | CompanyInitiated¦Plannedcapital¦¦
24-0085808 | Wildfire Mitigation | Planned - WSIP/System Hardening |  |  | 2024 | Tier 3 | Distribution Circuit |  |  |  | 2526298 | Sus |  | WildfireMitigation¦PlannedWSIPSystemHardening¦¦
24-0085804 | Wildfire Mitigation | Planned - WSIP/System Hardening |  |  | 2024 | Tier 2 | Distribution Circuit |  |  |  | 2526314 | Sus |  | WildfireMitigation¦PlannedWSIPSystemHardening¦¦
24-0082388 | Wildfire Mitigation | Planned - WSIP/System Hardening |  |  | 2024 | Tier 2 | Transformer only |  |  |  | 2526622 | Sus |  | WildfireMitigation¦PlannedWSIPSystemHardening¦¦
24-0079442 | Wildfire Mitigation | Planned - WSIP/System Hardening |  |  | 2024 | Tier 2 | Transformer only |  |  |  | 2526549 | Sus |  | WildfireMitigation¦PlannedWSIPSystemHardening¦¦
24-0079476 | Wildfire Mitigation | Planned - WSIP/System Hardening |  |  | 2024 | Tier 2 | Distribution Circuit |  |  |  | 2526618 | Sus |  | WildfireMitigation¦PlannedWSIPSystemHardening¦¦
24-0085791 | Wildfire Mitigation | Planned - WSIP/System Hardening |  |  | 2024 | Tier 3 | Transformer only |  |  |  | 2526726 | Sus |  | WildfireMitigation¦PlannedWSIPSystemHardening¦¦
24-0085797 | Wildfire Mitigation | Planned - WSIP/System Hardening |  |  | 2024 | Tier 3 | Distribution Circuit |  |  |  | 2526700 | Sus |  | WildfireMitigation¦PlannedWSIPSystemHardening¦¦
24-0082968 | Wildfire Mitigation | Planned - WSIP/System Hardening |  |  | 2024 | Tier 2 | Distribution Circuit |  |  |  | 2527627 | Sus |  | WildfireMitigation¦PlannedWSIPSystemHardening¦¦
24-0081238 | Wildfire Mitigation | Planned - WSIP/System Hardening |  |  | 2024 | Tier 2 | Distribution Circuit |  |  |  | 2528216 | Sus |  | WildfireMitigation¦PlannedWSIPSystemHardening¦¦
24-0092836 | Equipment Failure/Involved | Underground | Conductor- Underground | Burned/flashed | 2024 | Tier 2 | Distribution Circuit |  |  |  | 2528504 | Sus |  | EquipmentFailureInvolved¦Underground¦ConductorUnderground¦Burnedflashed
24-0092957 | Animal | Bird found | Conductor- Overhead | Normal | 2024 | Tier 2 | Distribution Circuit |  |  |  | 2528836 | Sus |  | Animal¦Birdfound¦ConductorOverhead¦Normal
24-0092959 | Equipment Failure/Involved | Overhead | Anchor or Guy | Broken | 2024 | Tier 2 | Distribution Circuit |  |  |  | 2528851 | Sus |  | EquipmentFailureInvolved¦Overhead¦AnchororGuy¦Broken
24-0085168 | Company Initiated | Planned- maintenance |  |  | 2024 | Tier 2 | Transformer only |  |  |  | 2528880 | Sus |  | CompanyInitiated¦Plannedmaintenance¦¦
24-0088179 | Company Initiated | Planned- maintenance |  |  | 2024 | Tier 2 | Distribution Circuit |  |  |  | 2528886 | Sus |  | CompanyInitiated¦Plannedmaintenance¦¦
24-0088138 | Wildfire Mitigation | Planned - WSIP/System Hardening |  |  | 2024 | Tier 3 | Distribution Circuit |  |  |  | 2528871 | Sus |  | WildfireMitigation¦PlannedWSIPSystemHardening¦¦
24-0088138 | Wildfire Mitigation | Planned - WSIP/System Hardening |  |  | 2024 | Tier 3 | Distribution Circuit |  |  |  | 2528872 | Sus |  | WildfireMitigation¦PlannedWSIPSystemHardening¦¦
24-0087810 | Wildfire Mitigation | Planned - WSIP/System Hardening |  |  | 2024 | Tier 2 | Transformer only |  |  |  | 2529289 | Sus |  | WildfireMitigation¦PlannedWSIPSystemHardening¦¦
24-0093464 | Company Initiated | Coordination failure | Conductor- Overhead | Normal | 2024 | Zone 1 | Distribution Circuit |  |  |  | 2529864 | Sus |  | CompanyInitiated¦Coordinationfailure¦ConductorOverhead¦Normal
24-0093495 | Equipment Failure/Involved | Underground | Splice box | Failed/Faulted | 2024 | Tier 2 | Transformer only |  |  |  | 2529949 | Sus |  | EquipmentFailureInvolved¦Underground¦Splicebox¦FailedFaulted
24-0087861 | Company Initiated | Planned- maintenance |  |  | 2024 | Tier 2 | Transformer only |  |  |  | 2530028 | Sus |  | CompanyInitiated¦Plannedmaintenance¦¦
24-0081674 | Wildfire Mitigation | Planned - WSIP/System Hardening |  |  | 2024 | Tier 3 | Distribution Circuit |  |  |  | 2530383 | Sus |  | WildfireMitigation¦PlannedWSIPSystemHardening¦¦
24-0089313 | Wildfire Mitigation | Planned - WSIP/System Hardening |  |  | 2024 | Tier 2 | Distribution Circuit |  |  |  | 2530041 | Sus |  | WildfireMitigation¦PlannedWSIPSystemHardening¦¦
24-0084234 | Wildfire Mitigation | Planned - WSIP/System Hardening |  |  | 2024 | Tier 2 | Transformer only |  |  |  | 2530091 | Sus |  | WildfireMitigation¦PlannedWSIPSystemHardening¦¦
24-0086200 | Wildfire Mitigation | Planned - WSIP/System Hardening |  |  | 2024 | Tier 2 | Distribution Circuit |  |  |  | 2529994 | Sus |  | WildfireMitigation¦PlannedWSIPSystemHardening¦¦
24-0084273 | Company Initiated | Planned- maintenance |  |  | 2024 | Tier 2 | Distribution Circuit |  |  |  | 2529987 | Sus |  | CompanyInitiated¦Plannedmaintenance¦¦
24-0082061 | Company Initiated | Planned- capital |  |  | 2024 | Tier 2 | Distribution Circuit |  |  |  | 2530136 | Sus |  | CompanyInitiated¦Plannedcapital¦¦
24-0083839 | Wildfire Mitigation | Planned - WSIP/System Hardening |  |  | 2024 | Tier 2 | Distribution Circuit |  |  |  | 2530575 | Sus |  | WildfireMitigation¦PlannedWSIPSystemHardening¦¦
24-0079486 | Wildfire Mitigation | Planned - WSIP/System Hardening |  |  | 2024 | Tier 2 | Distribution Circuit |  |  |  | 2530255 | Sus |  | WildfireMitigation¦PlannedWSIPSystemHardening¦¦
24-0079488 | Wildfire Mitigation | Planned - WSIP/System Hardening |  |  | 2024 | Tier 2 | Transformer only |  |  |  | 2530260 | Sus |  | WildfireMitigation¦PlannedWSIPSystemHardening¦¦
24-0087946 | Wildfire Mitigation | Planned - WSIP/System Hardening |  |  | 2024 | Tier 2 | Distribution Circuit |  |  |  | 2530822 | Sus |  | WildfireMitigation¦PlannedWSIPSystemHardening¦¦
24-0087946 | Wildfire Mitigation | Planned - WSIP/System Hardening |  |  | 2024 | Tier 2 | Distribution Circuit |  |  |  | 2530823 | Sus |  | WildfireMitigation¦PlannedWSIPSystemHardening¦¦
24-0087932 | Wildfire Mitigation | Planned - WSIP/System Hardening |  |  | 2024 | Tier 3 | Distribution Circuit |  |  |  | 2530803 | Sus |  | WildfireMitigation¦PlannedWSIPSystemHardening¦¦
24-0084030 | Wildfire Mitigation | Planned - WSIP/System Hardening |  |  | 2024 | Tier 2 | Distribution Circuit |  |  |  | 2530849 | Sus |  | WildfireMitigation¦PlannedWSIPSystemHardening¦¦
24-0090181 | Company Initiated | Planned- maintenance |  |  | 2024 | Tier 2 | Transformer only |  |  |  | 2530894 | Sus |  | CompanyInitiated¦Plannedmaintenance¦¦
24-0086842 | Wildfire Mitigation | Planned - WSIP/System Hardening |  |  | 2024 | Tier 2 | Distribution Circuit |  |  |  | 2530917 | Sus |  | WildfireMitigation¦PlannedWSIPSystemHardening¦¦
24-0079490 | Wildfire Mitigation | Planned - WSIP/System Hardening |  |  | 2024 | Tier 2 | Distribution Circuit |  |  |  | 2531122 | Sus |  | WildfireMitigation¦PlannedWSIPSystemHardening¦¦
24-0088109 | Wildfire Mitigation | Planned - WSIP/System Hardening |  |  | 2024 | Tier 2 | Transformer only |  |  |  | 2531678 | Sus |  | WildfireMitigation¦PlannedWSIPSystemHardening¦¦
24-0088058 | Company Initiated | Planned- maintenance |  |  | 2024 | Tier 2 | Transformer only |  |  |  | 2531926 | Sus |  | CompanyInitiated¦Plannedmaintenance¦¦
24-0079454 | Wildfire Mitigation | Planned - WSIP/System Hardening |  |  | 2024 | Tier 2 | Distribution Circuit |  |  |  | 2531850 | Sus |  | WildfireMitigation¦PlannedWSIPSystemHardening¦¦
24-0083566 | Company Initiated | Planned- capital |  |  | 2024 | Tier 3 | Distribution Circuit |  |  |  | 2531859 | Sus |  | CompanyInitiated¦Plannedcapital¦¦
24-0079493 | Wildfire Mitigation | Planned - WSIP/System Hardening |  |  | 2024 | Tier 2 | Distribution Circuit |  |  |  | 2531920 | Sus |  | WildfireMitigation¦PlannedWSIPSystemHardening¦¦
24-0089448 | Wildfire Mitigation | Planned - WSIP/System Hardening |  |  | 2024 | Tier 2 | Distribution Circuit |  |  |  | 2532031 | Sus |  | WildfireMitigation¦PlannedWSIPSystemHardening¦¦
24-0088079 | Wildfire Mitigation | Planned - WSIP/System Hardening |  |  | 2024 | Tier 2 | Distribution Circuit |  |  |  | 2532048 | Sus |  | WildfireMitigation¦PlannedWSIPSystemHardening¦¦
24-0095003 | 3rd Party | Aircraft | Conductor- Overhead | Normal | 2024 | Tier 2 | Distribution Circuit |  |  |  | 2532720 | Sus |  | 3rdParty¦Aircraft¦ConductorOverhead¦Normal
24-0087147 | Company Initiated | Planned- capital |  |  | 2024 | Tier 2 | Distribution Circuit |  |  |  | 2532710 | Sus |  | CompanyInitiated¦Plannedcapital¦¦
24-0090174 | Wildfire Mitigation | Planned - WSIP/System Hardening |  |  | 2024 | Tier 2 | Transformer only |  |  |  | 2532747 | Sus |  | WildfireMitigation¦PlannedWSIPSystemHardening¦¦
24-0084359 | Company Initiated | Planned- maintenance |  |  | 2024 | Tier 2 | Distribution Circuit |  |  |  | 2532775 | Sus |  | CompanyInitiated¦Plannedmaintenance¦¦
24-0090173 | Wildfire Mitigation | Planned - WSIP/System Hardening |  |  | 2024 | Tier 2 | Distribution Circuit |  |  |  | 2532783 | Sus |  | WildfireMitigation¦PlannedWSIPSystemHardening¦¦
24-0085978 | Wildfire Mitigation | Planned - WSIP/System Hardening |  |  | 2024 | Tier 2 | Distribution Circuit |  |  |  | 2532781 | Sus |  | WildfireMitigation¦PlannedWSIPSystemHardening¦¦
24-0085978 | Wildfire Mitigation | Planned - WSIP/System Hardening |  |  | 2024 | Tier 2 | Distribution Circuit |  |  |  | 2532782 | Sus |  | WildfireMitigation¦PlannedWSIPSystemHardening¦¦
24-0088799 | Company Initiated | Planned- maintenance |  |  | 2024 | Tier 3 | Distribution Circuit |  |  |  | 2532792 | Sus |  | CompanyInitiated¦Plannedmaintenance¦¦
24-0095147 | Company Initiated | Personnel- company | Recloser | Normal | 2024 | Tier 2 | Distribution Circuit |  |  |  | 2533043 | Sus |  | CompanyInitiated¦Personnelcompany¦Recloser¦Normal
24-0095311 | Animal | Bird found | Other | Normal | 2024 | Tier 2 | Distribution Circuit |  |  |  | 2533275 | Sus |  | Animal¦Birdfound¦Other¦Normal
24-0095422 | Unknown Cause | Patrol - found nothing |  |  | 2024 | Tier 3 | Distribution Circuit |  |  |  | 2533699 | Sus |  | UnknownCause¦Patrolfoundnothing¦¦
24-0095541 | 3rd Party | Metallic Balloon | Conductor- Overhead | Normal | 2024 | Tier 2 | Distribution Circuit |  |  |  | 2534156 | Sus |  | 3rdParty¦MetallicBalloon¦ConductorOverhead¦Normal
24-0088347 | Wildfire Mitigation | Planned - WSIP/System Hardening |  |  | 2024 | Tier 3 | Distribution Circuit |  |  |  | 2534595 | Sus |  | WildfireMitigation¦PlannedWSIPSystemHardening¦¦
24-0088461 | Wildfire Mitigation | Planned - WSIP/System Hardening |  |  | 2024 | Tier 3 | Distribution Circuit |  |  |  | 2534610 | Sus |  | WildfireMitigation¦PlannedWSIPSystemHardening¦¦
24-0086774 | Wildfire Mitigation | Planned - WSIP/System Hardening |  |  | 2024 | Tier 2 | Transformer only |  |  |  | 2534709 | Sus |  | WildfireMitigation¦PlannedWSIPSystemHardening¦¦
24-0088399 | Wildfire Mitigation | Planned - WSIP/System Hardening |  |  | 2024 | Tier 2 | Transformer only |  |  |  | 2535013 | Sus |  | WildfireMitigation¦PlannedWSIPSystemHardening¦¦
24-0086146 | Company Initiated | Planned- maintenance |  |  | 2024 | Tier 2 | Transformer only |  |  |  | 2534839 | Sus |  | CompanyInitiated¦Plannedmaintenance¦¦
24-0088170 | Wildfire Mitigation | Planned - WSIP/System Hardening |  |  | 2024 | Tier 3 | Transformer only |  |  |  | 2534712 | Sus |  | WildfireMitigation¦PlannedWSIPSystemHardening¦¦
24-0085742 | Company Initiated | Planned- capital |  |  | 2024 | Tier 2 | Distribution Circuit |  |  |  | 2534704 | Sus |  | CompanyInitiated¦Plannedcapital¦¦
24-0095710 | Equipment Failure/Involved | Overhead | Secondary | Broken- wire on ground | 2024 | Tier 2 | Distribution Circuit |  |  |  | 2534724 | Sus |  | EquipmentFailureInvolved¦Overhead¦Secondary¦Brokenwireonground
24-0088172 | Wildfire Mitigation | Planned - WSIP/System Hardening |  |  | 2024 | Tier 3 | Transformer only |  |  |  | 2534904 | Sus |  | WildfireMitigation¦PlannedWSIPSystemHardening¦¦
24-0091315 | Wildfire Mitigation | Planned - WSIP/System Hardening |  |  | 2024 | Tier 3 | Transformer only |  |  |  | 2535120 | Sus |  | WildfireMitigation¦PlannedWSIPSystemHardening¦¦
24-0088583 | Wildfire Mitigation | Planned - WSIP/System Hardening |  |  | 2024 | Tier 2 | Distribution Circuit |  |  |  | 2535526 | Sus |  | WildfireMitigation¦PlannedWSIPSystemHardening¦¦
24-0088532 | Wildfire Mitigation | Planned - WSIP/System Hardening |  |  | 2024 | Tier 3 | Transformer only |  |  |  | 2535878 | Sus |  | WildfireMitigation¦PlannedWSIPSystemHardening¦¦
24-0096202 | Company Initiated | Personnel- company | Conductor- Overhead | Normal | 2024 | Tier 2 | Distribution Circuit |  |  |  | 2535560 | Sus |  | CompanyInitiated¦Personnelcompany¦ConductorOverhead¦Normal
24-0085613 | Company Initiated | Planned- capital |  |  | 2024 | Tier 2 | Distribution Circuit |  |  |  | 2535593 | Sus |  | CompanyInitiated¦Plannedcapital¦¦
24-0091252 | Wildfire Mitigation | Planned - WSIP/System Hardening |  |  | 2024 | Tier 2 | Transformer only |  |  |  | 2535606 | Sus |  | WildfireMitigation¦PlannedWSIPSystemHardening¦¦
24-0090525 | Wildfire Mitigation | Planned - WSIP/System Hardening |  |  | 2024 | Tier 3 | Transformer only |  |  |  | 2535622 | Sus |  | WildfireMitigation¦PlannedWSIPSystemHardening¦¦
24-0091568 | Wildfire Mitigation | Planned - WSIP/System Hardening |  |  | 2024 | Tier 2 | Transformer only |  |  |  | 2535715 | Sus |  | WildfireMitigation¦PlannedWSIPSystemHardening¦¦
24-0091256 | Wildfire Mitigation | Planned - WSIP/System Hardening |  |  | 2024 | Tier 2 | Transformer only |  |  |  | 2535720 | Sus |  | WildfireMitigation¦PlannedWSIPSystemHardening¦¦
24-0088477 | Wildfire Mitigation | Planned - WSIP/System Hardening |  |  | 2024 | Tier 2 | Transformer only |  |  |  | 2535752 | Sus |  | WildfireMitigation¦PlannedWSIPSystemHardening¦¦
24-0091258 | Wildfire Mitigation | Planned - WSIP/System Hardening |  |  | 2024 | Tier 2 | Transformer only |  |  |  | 2535990 | Sus |  | WildfireMitigation¦PlannedWSIPSystemHardening¦¦
24-0087291 | Wildfire Mitigation | Planned - WSIP/System Hardening |  |  | 2024 | Tier 2 | Transformer only |  |  |  | 2535854 | Sus |  | WildfireMitigation¦PlannedWSIPSystemHardening¦¦
24-0091259 | Wildfire Mitigation | Planned - WSIP/System Hardening |  |  | 2024 | Tier 2 | Transformer only |  |  |  | 2535883 | Sus |  | WildfireMitigation¦PlannedWSIPSystemHardening¦¦
24-0088526 | Wildfire Mitigation | Planned - WSIP/System Hardening |  |  | 2024 | Tier 2 | Distribution Circuit |  |  |  | 2535904 | Sus |  | WildfireMitigation¦PlannedWSIPSystemHardening¦¦
24-0091263 | Wildfire Mitigation | Planned - WSIP/System Hardening |  |  | 2024 | Tier 2 | Transformer only |  |  |  | 2535947 | Sus |  | WildfireMitigation¦PlannedWSIPSystemHardening¦¦
24-0091268 | Wildfire Mitigation | Planned - WSIP/System Hardening |  |  | 2024 | Tier 2 | Transformer only |  |  |  | 2536012 | Sus |  | WildfireMitigation¦PlannedWSIPSystemHardening¦¦
24-0091271 | Wildfire Mitigation | Planned - WSIP/System Hardening |  |  | 2024 | Tier 2 | Transformer only |  |  |  | 2536096 | Sus |  | WildfireMitigation¦PlannedWSIPSystemHardening¦¦
24-0091274 | Wildfire Mitigation | Planned - WSIP/System Hardening |  |  | 2024 | Tier 2 | Transformer only |  |  |  | 2536166 | Sus |  | WildfireMitigation¦PlannedWSIPSystemHardening¦¦
24-0085613 | Company Initiated | Planned- capital |  |  | 2024 | Tier 2 | Distribution Circuit |  |  |  | 2536195 | Sus |  | CompanyInitiated¦Plannedcapital¦¦
24-0096593 | Unknown Cause | Patrol - found nothing |  |  | 2024 | Tier 2 | Distribution Circuit |  |  |  | 2536338 | Sus |  | UnknownCause¦Patrolfoundnothing¦¦
24-0088997 | Wildfire Mitigation | Planned - WSIP/System Hardening |  |  | 2024 | Tier 2 | Distribution Circuit |  |  |  | 2536428 | Sus |  | WildfireMitigation¦PlannedWSIPSystemHardening¦¦
24-0088970 | Wildfire Mitigation | Planned - WSIP/System Hardening |  |  | 2024 | Tier 2 | Distribution Circuit |  |  |  | 2536390 | Sus |  | WildfireMitigation¦PlannedWSIPSystemHardening¦¦
24-0091291 | Wildfire Mitigation | Planned - WSIP/System Hardening |  |  | 2024 | Tier 2 | Transformer only |  |  |  | 2536443 | Sus |  | WildfireMitigation¦PlannedWSIPSystemHardening¦¦
24-0089006 | Wildfire Mitigation | Planned - WSIP/System Hardening |  |  | 2024 | Tier 2 | Distribution Circuit |  |  |  | 2536392 | Sus |  | WildfireMitigation¦PlannedWSIPSystemHardening¦¦
24-0086050 | Company Initiated | Planned- capital |  |  | 2024 | Tier 2 | Distribution Circuit |  |  |  | 2536449 | Sus |  | CompanyInitiated¦Plannedcapital¦¦
24-0090330 | Wildfire Mitigation | Planned - WSIP/System Hardening |  |  | 2024 | Tier 2 | Distribution Circuit |  |  |  | 2536455 | Sus |  | WildfireMitigation¦PlannedWSIPSystemHardening¦¦
24-0091412 | Wildfire Mitigation | Planned - WSIP/System Hardening |  |  | 2024 | Tier 2 | Distribution Circuit |  |  |  | 2536469 | Sus |  | WildfireMitigation¦PlannedWSIPSystemHardening¦¦
24-0091578 | Company Initiated | Planned- maintenance |  |  | 2024 | Tier 2 | Distribution Circuit |  |  |  | 2536483 | Sus |  | CompanyInitiated¦Plannedmaintenance¦¦
24-0090758 | Wildfire Mitigation | Planned - WSIP/System Hardening |  |  | 2024 | Tier 2 | Distribution Circuit |  |  |  | 2536387 | Sus |  | WildfireMitigation¦PlannedWSIPSystemHardening¦¦
24-0087230 | Wildfire Mitigation | Planned - WSIP/System Hardening |  |  | 2024 | Tier 2 | Distribution Circuit |  |  |  | 2536502 | Sus |  | WildfireMitigation¦PlannedWSIPSystemHardening¦¦
24-0091423 | Wildfire Mitigation | Planned - WSIP/System Hardening |  |  | 2024 | Tier 2 | Distribution Circuit |  |  |  | 2536523 | Sus |  | WildfireMitigation¦PlannedWSIPSystemHardening¦¦
24-0088975 | Wildfire Mitigation | Planned - WSIP/System Hardening |  |  | 2024 | Tier 2 | Transformer only |  |  |  | 2536697 | Sus |  | WildfireMitigation¦PlannedWSIPSystemHardening¦¦
24-0091393 | Wildfire Mitigation | Planned - WSIP/System Hardening |  |  | 2024 | Tier 2 | Transformer only |  |  |  | 2536890 | Sus |  | WildfireMitigation¦PlannedWSIPSystemHardening¦¦
24-0088992 | Wildfire Mitigation | Planned - WSIP/System Hardening |  |  | 2024 | Tier 2 | Transformer only |  |  |  | 2536914 | Sus |  | WildfireMitigation¦PlannedWSIPSystemHardening¦¦
24-0091395 | Wildfire Mitigation | Planned - WSIP/System Hardening |  |  | 2024 | Tier 2 | Transformer only |  |  |  | 2536979 | Sus |  | WildfireMitigation¦PlannedWSIPSystemHardening¦¦
24-0087482 | Wildfire Mitigation | Planned - WSIP/System Hardening |  |  | 2024 | Tier 2 | Distribution Circuit |  |  |  | 2537409 | Sus |  | WildfireMitigation¦PlannedWSIPSystemHardening¦¦
24-0090810 | Wildfire Mitigation | Planned - WSIP/System Hardening |  |  | 2024 | Tier 2 | Transformer only |  |  |  | 2537442 | Sus |  | WildfireMitigation¦PlannedWSIPSystemHardening¦¦
24-0087077 | Wildfire Mitigation | Planned - WSIP/System Hardening |  |  | 2024 | Tier 3 | Distribution Circuit |  |  |  | 2537443 | Sus |  | WildfireMitigation¦PlannedWSIPSystemHardening¦¦
24-0093806 | Wildfire Mitigation | Planned - WSIP/System Hardening |  |  | 2024 | Tier 2 | Transformer only |  |  |  | 2537600 | Sus |  | WildfireMitigation¦PlannedWSIPSystemHardening¦¦
24-0090545 | Wildfire Mitigation | Planned - WSIP/System Hardening |  |  | 2024 | Tier 3 | Transformer only |  |  |  | 2537853 | Sus |  | WildfireMitigation¦PlannedWSIPSystemHardening¦¦
24-0097444 | Unknown Cause | Patrol - found nothing |  |  | 2024 | Tier 2 | Distribution Circuit |  |  |  | 2538255 | Sus |  | UnknownCause¦Patrolfoundnothing¦¦
24-0087594 | Company Initiated | Planned- capital |  |  | 2024 | Tier 2 | Distribution Circuit |  |  |  | 2538482 | Sus |  | CompanyInitiated¦Plannedcapital¦¦
24-0091289 | Wildfire Mitigation | Planned - WSIP/System Hardening |  |  | 2024 | Tier 2 | Transformer only |  |  |  | 2538512 | Sus |  | WildfireMitigation¦PlannedWSIPSystemHardening¦¦
24-0087581 | Wildfire Mitigation | Planned - WSIP/System Hardening |  |  | 2024 | Tier 2 | Transformer only |  |  |  | 2538515 | Sus |  | WildfireMitigation¦PlannedWSIPSystemHardening¦¦
24-0088005 | Company Initiated | Planned- maintenance |  |  | 2024 | Tier 2 | Transformer only |  |  |  | 2538516 | Sus |  | CompanyInitiated¦Plannedmaintenance¦¦
24-0091286 | Wildfire Mitigation | Planned - WSIP/System Hardening |  |  | 2024 | Tier 2 | Transformer only |  |  |  | 2538638 | Sus |  | WildfireMitigation¦PlannedWSIPSystemHardening¦¦
24-0087563 | Company Initiated | Planned- capital |  |  | 2024 | Tier 3 | Distribution Circuit |  |  |  | 2538653 | Sus |  | CompanyInitiated¦Plannedcapital¦¦
24-0091321 | Wildfire Mitigation | Planned - WSIP/System Hardening |  |  | 2024 | Tier 2 | Transformer only |  |  |  | 2538801 | Sus |  | WildfireMitigation¦PlannedWSIPSystemHardening¦¦
24-0097789 | Equipment Failure/Involved | Overhead | Cutout- fuse holder | Broken | 2024 | Tier 2 | Transformer only |  |  |  | 2538830 | Sus |  | EquipmentFailureInvolved¦Overhead¦Cutoutfuseholder¦Broken
24-0092836 | Company Initiated | Return Circuit Normal | Conductor- Underground | Normal | 2024 | Tier 2 | Distribution Circuit |  |  |  | 2539452 | Sus |  | CompanyInitiated¦ReturnCircuitNormal¦ConductorUnderground¦Normal
24-0091406 | Wildfire Mitigation | Planned - WSIP/System Hardening |  |  | 2024 | Tier 2 | Distribution Circuit |  |  |  | 2540091 | Sus |  | WildfireMitigation¦PlannedWSIPSystemHardening¦¦
24-0091419 | Wildfire Mitigation | Planned - WSIP/System Hardening |  |  | 2024 | Tier 2 | Transformer only |  |  |  | 2540175 | Sus |  | WildfireMitigation¦PlannedWSIPSystemHardening¦¦
24-0091436 | Wildfire Mitigation | Planned - WSIP/System Hardening |  |  | 2024 | Tier 2 | Distribution Circuit |  |  |  | 2539985 | Sus |  | WildfireMitigation¦PlannedWSIPSystemHardening¦¦
24-0091979 | Wildfire Mitigation | Planned - WSIP/System Hardening |  |  | 2024 | Tier 3 | Distribution Circuit |  |  |  | 2540242 | Sus |  | WildfireMitigation¦PlannedWSIPSystemHardening¦¦
24-0094291 | Company Initiated | Planned- maintenance |  |  | 2024 | Tier 2 | Transformer only |  |  |  | 2540238 | Sus |  | CompanyInitiated¦Plannedmaintenance¦¦
24-0093230 | Wildfire Mitigation | Planned - WSIP/System Hardening |  |  | 2024 | Tier 2 | Distribution Circuit |  |  |  | 2540285 | Sus |  | WildfireMitigation¦PlannedWSIPSystemHardening¦¦
24-0091413 | Wildfire Mitigation | Planned - WSIP/System Hardening |  |  | 2024 | Tier 2 | Transformer only |  |  |  | 2540503 | Sus |  | WildfireMitigation¦PlannedWSIPSystemHardening¦¦
24-0088267 | Wildfire Mitigation | Planned - WSIP/System Hardening |  |  | 2024 | Tier 2 | Distribution Circuit |  |  |  | 2540911 | Sus |  | WildfireMitigation¦PlannedWSIPSystemHardening¦¦
24-0089277 | Company Initiated | Planned- maintenance |  |  | 2024 | Tier 2 | Distribution Circuit |  |  |  | 2540943 | Sus |  | CompanyInitiated¦Plannedmaintenance¦¦
24-0091485 | Wildfire Mitigation | Planned - WSIP/System Hardening |  |  | 2024 | Tier 2 | Distribution Circuit |  |  |  | 2540904 | Sus |  | WildfireMitigation¦PlannedWSIPSystemHardening¦¦
24-0091601 | Company Initiated | Planned- maintenance |  |  | 2024 | Tier 2 | Distribution Circuit |  |  |  | 2541005 | Sus |  | CompanyInitiated¦Plannedmaintenance¦¦
24-0091989 | Wildfire Mitigation | Planned - WSIP/System Hardening |  |  | 2024 | Tier 2 | Transformer only |  |  |  | 2541003 | Sus |  | WildfireMitigation¦PlannedWSIPSystemHardening¦¦
24-0088330 | Company Initiated | Planned- capital |  |  | 2024 | Tier 2 | Distribution Circuit |  |  |  | 2541122 | Sus |  | CompanyInitiated¦Plannedcapital¦¦
24-0099123 | Unknown Cause | Patrol - found nothing |  |  | 2024 | Tier 2 | Distribution Circuit |  |  |  | 2541685 | Sus |  | UnknownCause¦Patrolfoundnothing¦¦
24-0088776 | Company Initiated | Planned- capital |  |  | 2024 | Tier 2 | Distribution Circuit |  |  |  | 2541747 | Sus |  | CompanyInitiated¦Plannedcapital¦¦
24-0091572 | Wildfire Mitigation | Planned - WSIP/System Hardening |  |  | 2024 | Tier 2 | Transformer only |  |  |  | 2541762 | Sus |  | WildfireMitigation¦PlannedWSIPSystemHardening¦¦
24-0093225 | Wildfire Mitigation | Planned - WSIP/System Hardening |  |  | 2024 | Tier 2 | Transformer only |  |  |  | 2541770 | Sus |  | WildfireMitigation¦PlannedWSIPSystemHardening¦¦
24-0092754 | Wildfire Mitigation | Planned - WSIP/System Hardening |  |  | 2024 | Tier 2 | Distribution Circuit |  |  |  | 2541779 | Sus |  | WildfireMitigation¦PlannedWSIPSystemHardening¦¦
24-0093233 | Wildfire Mitigation | Planned - WSIP/System Hardening |  |  | 2024 | Tier 3 | Distribution Circuit |  |  |  | 2541803 | Sus |  | WildfireMitigation¦PlannedWSIPSystemHardening¦¦
24-0092037 | Wildfire Mitigation | Planned - WSIP/System Hardening |  |  | 2024 | Tier 2 | Distribution Circuit |  |  |  | 2541710 | Sus |  | WildfireMitigation¦PlannedWSIPSystemHardening¦¦
24-0088503 | Wildfire Mitigation | Planned - WSIP/System Hardening |  |  | 2024 | Tier 2 | Distribution Circuit |  |  |  | 2541720 | Sus |  | WildfireMitigation¦PlannedWSIPSystemHardening¦¦
24-0093128 | Wildfire Mitigation | Planned - WSIP/System Hardening |  |  | 2024 | Tier 2 | Distribution Circuit |  |  |  | 2542246 | Sus |  | WildfireMitigation¦PlannedWSIPSystemHardening¦¦
24-0093128 | Wildfire Mitigation | Planned - WSIP/System Hardening |  |  | 2024 | Tier 2 | Distribution Circuit |  |  |  | 2542247 | Sus |  | WildfireMitigation¦PlannedWSIPSystemHardening¦¦
24-0092043 | Wildfire Mitigation | Planned - WSIP/System Hardening |  |  | 2024 | Tier 2 | Transformer only |  |  |  | 2541847 | Sus |  | WildfireMitigation¦PlannedWSIPSystemHardening¦¦
24-0090844 | Company Initiated | Planned- capital |  |  | 2024 | Tier 2 | Distribution Circuit |  |  |  | 2541845 | Sus |  | CompanyInitiated¦Plannedcapital¦¦
24-0079417 | Company Initiated | Planned- capital |  |  | 2024 | Tier 2 | Distribution Circuit |  |  |  | 2541953 | Sus |  | CompanyInitiated¦Plannedcapital¦¦
24-0093222 | Wildfire Mitigation | Planned - WSIP/System Hardening |  |  | 2024 | Tier 2 | Transformer only |  |  |  | 2542094 | Sus |  | WildfireMitigation¦PlannedWSIPSystemHardening¦¦
24-0093367 | Wildfire Mitigation | Planned - WSIP/System Hardening |  |  | 2024 | Tier 2 | Distribution Circuit |  |  |  | 2542729 | Sus |  | WildfireMitigation¦PlannedWSIPSystemHardening¦¦
24-0093341 | Wildfire Mitigation | Planned - WSIP/System Hardening |  |  | 2024 | Tier 2 | Distribution Circuit |  |  |  | 2542691 | Sus |  | WildfireMitigation¦PlannedWSIPSystemHardening¦¦
24-0096333 | Company Initiated | Planned- maintenance |  |  | 2024 | Tier 2 | Transformer only |  |  |  | 2543544 | Sus |  | CompanyInitiated¦Plannedmaintenance¦¦
24-0094011 | Wildfire Mitigation | Planned - WSIP/System Hardening |  |  | 2024 | Tier 2 | Distribution Circuit |  |  |  | 2543446 | Sus |  | WildfireMitigation¦PlannedWSIPSystemHardening¦¦
24-0092360 | Wildfire Mitigation | Planned - WSIP/System Hardening |  |  | 2024 | Tier 2 | Transformer only |  |  |  | 2543473 | Sus |  | WildfireMitigation¦PlannedWSIPSystemHardening¦¦
24-0094386 | Wildfire Mitigation | Planned - WSIP/System Hardening |  |  | 2024 | Tier 2 | Distribution Circuit |  |  |  | 2543479 | Sus |  | WildfireMitigation¦PlannedWSIPSystemHardening¦¦
24-0093764 | Wildfire Mitigation | Planned - WSIP/System Hardening |  |  | 2024 | Tier 2 | Transformer only |  |  |  | 2543597 | Sus |  | WildfireMitigation¦PlannedWSIPSystemHardening¦¦
24-0093538 | Wildfire Mitigation | Planned - WSIP/System Hardening |  |  | 2024 | Tier 2 | Distribution Circuit |  |  |  | 2543368 | Sus |  | WildfireMitigation¦PlannedWSIPSystemHardening¦¦
24-0093776 | Wildfire Mitigation | Planned - WSIP/System Hardening |  |  | 2024 | Tier 2 | Distribution Circuit |  |  |  | 2543527 | Sus |  | WildfireMitigation¦PlannedWSIPSystemHardening¦¦
24-0077256 | Company Initiated | Planned- capital |  |  | 2024 | Tier 2 | Distribution Circuit |  |  |  | 2543546 | Sus |  | CompanyInitiated¦Plannedcapital¦¦
24-0096338 | Wildfire Mitigation | Planned - WSIP/System Hardening |  |  | 2024 | Tier 2 | Transformer only |  |  |  | 2543672 | Sus |  | WildfireMitigation¦PlannedWSIPSystemHardening¦¦
24-0093786 | Company Initiated | Planned- maintenance | Transformer | Normal | 2024 | Tier 3 | Transformer only |  |  |  | 2543651 | Sus |  | CompanyInitiated¦Plannedmaintenance¦Transformer¦Normal
24-0093795 | Wildfire Mitigation | Planned - WSIP/System Hardening |  |  | 2024 | Tier 3 | Transformer only |  |  |  | 2543786 | Sus |  | WildfireMitigation¦PlannedWSIPSystemHardening¦¦
24-0098680 | Company Initiated | Planned- maintenance |  |  | 2024 | Tier 2 | Transformer only |  |  |  | 2544201 | Sus |  | CompanyInitiated¦Plannedmaintenance¦¦
24-0100248 | Unknown Cause | Patrol - found nothing |  |  | 2024 | Tier 2 | Distribution Circuit |  |  |  | 2544260 | Sus |  | UnknownCause¦Patrolfoundnothing¦¦
24-0098690 | Wildfire Mitigation | Planned - WSIP/System Hardening |  |  | 2024 | Tier 2 | Distribution Circuit |  |  |  | 2544280 | Sus |  | WildfireMitigation¦PlannedWSIPSystemHardening¦¦
24-0098702 | Company Initiated | Planned- maintenance |  |  | 2024 | Tier 2 | Transformer only |  |  |  | 2544391 | Sus |  | CompanyInitiated¦Plannedmaintenance¦¦
24-0091956 | Company Initiated | Planned- capital |  |  | 2024 | Tier 2 | Distribution Circuit |  |  |  | 2544683 | Sus |  | CompanyInitiated¦Plannedcapital¦¦
24-0099490 | Wildfire Mitigation | Planned - WSIP/System Hardening |  |  | 2024 | Tier 2 | Transformer only |  |  |  | 2545145 | Sus |  | WildfireMitigation¦PlannedWSIPSystemHardening¦¦
24-0095387 | Wildfire Mitigation | Planned - WSIP/System Hardening |  |  | 2024 | Tier 2 | Distribution Circuit |  |  |  | 2545118 | Sus |  | WildfireMitigation¦PlannedWSIPSystemHardening¦¦
24-0099496 | Wildfire Mitigation | Planned - WSIP/System Hardening |  |  | 2024 | Tier 2 | Transformer only |  |  |  | 2545143 | Sus |  | WildfireMitigation¦PlannedWSIPSystemHardening¦¦
24-0090861 | Company Initiated | Planned- capital |  |  | 2024 | Tier 2 | Distribution Circuit |  |  |  | 2545155 | Sus |  | CompanyInitiated¦Plannedcapital¦¦
24-0093630 | Wildfire Mitigation | Planned - WSIP/System Hardening |  |  | 2024 | Tier 2 | Transformer only |  |  |  | 2545242 | Sus |  | WildfireMitigation¦PlannedWSIPSystemHardening¦¦
24-0100534 | Company Initiated | Planned- capital |  |  | 2024 | Tier 2 | Transformer only |  |  |  | 2545393 | Sus |  | CompanyInitiated¦Plannedcapital¦¦
24-0099503 | Wildfire Mitigation | Planned - WSIP/System Hardening |  |  | 2024 | Tier 2 | Transformer only |  |  |  | 2545375 | Sus |  | WildfireMitigation¦PlannedWSIPSystemHardening¦¦
24-0099394 | Wildfire Mitigation | Planned - WSIP/System Hardening |  |  | 2024 | Tier 2 | Transformer only |  |  |  | 2545408 | Sus |  | WildfireMitigation¦PlannedWSIPSystemHardening¦¦
24-0099448 | Wildfire Mitigation | Planned - WSIP/System Hardening |  |  | 2024 | Tier 2 | Transformer only |  |  |  | 2545438 | Sus |  | WildfireMitigation¦PlannedWSIPSystemHardening¦¦
24-0099506 | Wildfire Mitigation | Planned - WSIP/System Hardening |  |  | 2024 | Tier 2 | Transformer only |  |  |  | 2545490 | Sus |  | WildfireMitigation¦PlannedWSIPSystemHardening¦¦
24-0100763 | Company Initiated | Personnel- company | Recloser | Malfunctioning | 2024 | Tier 2 | Distribution Circuit |  |  |  | 2545786 | Sus |  | CompanyInitiated¦Personnelcompany¦Recloser¦Malfunctioning
24-0080821 | Company Initiated | Planned- capital |  |  | 2024 | Tier 2 | Distribution Circuit |  |  |  | 2545967 | Sus |  | CompanyInitiated¦Plannedcapital¦¦
24-0099692 | Wildfire Mitigation | Planned - WSIP/System Hardening |  |  | 2024 | Tier 2 | Transformer only |  |  |  | 2546089 | Sus |  | WildfireMitigation¦PlannedWSIPSystemHardening¦¦
24-0099759 | Wildfire Mitigation | Planned - WSIP/System Hardening |  |  | 2024 | Tier 2 | Transformer only |  |  |  | 2546091 | Sus |  | WildfireMitigation¦PlannedWSIPSystemHardening¦¦
24-0095390 | Wildfire Mitigation | Planned - WSIP/System Hardening |  |  | 2024 | Tier 2 | Distribution Circuit |  |  |  | 2546115 | Sus |  | WildfireMitigation¦PlannedWSIPSystemHardening¦¦
24-0095389 | Wildfire Mitigation | Planned - WSIP/System Hardening |  |  | 2024 | Tier 2 | Distribution Circuit |  |  |  | 2546130 | Sus |  | WildfireMitigation¦PlannedWSIPSystemHardening¦¦
24-0099770 | Wildfire Mitigation | Planned - WSIP/System Hardening |  |  | 2024 | Tier 2 | Transformer only |  |  |  | 2546218 | Sus |  | WildfireMitigation¦PlannedWSIPSystemHardening¦¦
24-0099792 | Wildfire Mitigation | Planned - WSIP/System Hardening |  |  | 2024 | Tier 2 | Transformer only |  |  |  | 2546414 | Sus |  | WildfireMitigation¦PlannedWSIPSystemHardening¦¦
24-0099704 | Wildfire Mitigation | Planned - WSIP/System Hardening |  |  | 2024 | Tier 2 | Transformer only |  |  |  | 2546339 | Sus |  | WildfireMitigation¦PlannedWSIPSystemHardening¦¦
24-0099713 | Wildfire Mitigation | Planned - WSIP/System Hardening |  |  | 2024 | Tier 2 | Transformer only |  |  |  | 2546587 | Sus |  | WildfireMitigation¦PlannedWSIPSystemHardening¦¦
24-0099727 | Wildfire Mitigation | Planned - WSIP/System Hardening |  |  | 2024 | Tier 2 | Transformer only |  |  |  | 2546652 | Sus |  | WildfireMitigation¦PlannedWSIPSystemHardening¦¦
24-0101239 | Equipment Failure/Involved | Underground | Conductor- Underground | Broken | 2024 | Tier 2 | Distribution Circuit |  |  |  | 2546818 | Sus |  | EquipmentFailureInvolved¦Underground¦ConductorUnderground¦Broken
24-0101250 | Company Initiated | Coordination failure | Recloser | Normal | 2024 | Tier 2 | Distribution Circuit |  |  |  | 2546857 | Sus |  | CompanyInitiated¦Coordinationfailure¦Recloser¦Normal
24-0094806 | Wildfire Mitigation | Planned - WSIP/System Hardening |  |  | 2024 | Tier 3 | Distribution Circuit |  |  |  | 2546966 | Sus |  | WildfireMitigation¦PlannedWSIPSystemHardening¦¦
24-0095391 | Wildfire Mitigation | Planned - WSIP/System Hardening |  |  | 2024 | Tier 2 | Transformer only |  |  |  | 2546982 | Sus |  | WildfireMitigation¦PlannedWSIPSystemHardening¦¦
24-0095221 | Wildfire Mitigation | Planned - WSIP/System Hardening |  |  | 2024 | Tier 3 | Distribution Circuit |  |  |  | 2546985 | Sus |  | WildfireMitigation¦PlannedWSIPSystemHardening¦¦
24-0095395 | Wildfire Mitigation | Planned - WSIP/System Hardening |  |  | 2024 | Tier 2 | Distribution Circuit |  |  |  | 2546971 | Sus |  | WildfireMitigation¦PlannedWSIPSystemHardening¦¦
24-0101309 | Animal | Bird found | Conductor- Overhead | Normal | 2024 | Tier 2 | Distribution Circuit |  |  |  | 2547008 | Sus |  | Animal¦Birdfound¦ConductorOverhead¦Normal
24-0095393 | Wildfire Mitigation | Planned - WSIP/System Hardening |  |  | 2024 | Tier 2 | Transformer only |  |  |  | 2547018 | Sus |  | WildfireMitigation¦PlannedWSIPSystemHardening¦¦
24-0091390 | Company Initiated | Planned- maintenance |  |  | 2024 | Tier 2 | Transformer only |  |  |  | 2547091 | Sus |  | CompanyInitiated¦Plannedmaintenance¦¦
24-0098090 | Wildfire Mitigation | Planned - WSIP/System Hardening |  |  | 2024 | Tier 2 | Distribution Circuit |  |  |  | 2547145 | Sus |  | WildfireMitigation¦PlannedWSIPSystemHardening¦¦
24-0101497 | Company Initiated | Improper Construction | Connector or Splice (OH) | Broken | 2024 | Tier 2 | Transformer only |  |  |  | 2547350 | Sus |  | CompanyInitiated¦ImproperConstruction¦ConnectororSplice(OH)¦Broken
24-0091318 | Company Initiated | Planned- capital |  |  | 2024 | Tier 2 | Distribution Circuit |  |  |  | 2547710 | Sus |  | CompanyInitiated¦Plannedcapital¦¦
24-0095397 | Wildfire Mitigation | Planned - WSIP/System Hardening |  |  | 2024 | Tier 2 | Transformer only |  |  |  | 2549356 | Sus |  | WildfireMitigation¦PlannedWSIPSystemHardening¦¦
24-0095403 | Wildfire Mitigation | Planned - WSIP/System Hardening |  |  | 2024 | Tier 2 | Transformer only |  |  |  | 2547874 | Sus |  | WildfireMitigation¦PlannedWSIPSystemHardening¦¦
24-0095402 | Wildfire Mitigation | Planned - WSIP/System Hardening |  |  | 2024 | Tier 2 | Distribution Circuit |  |  |  | 2548069 | Sus |  | WildfireMitigation¦PlannedWSIPSystemHardening¦¦
24-0094025 | Wildfire Mitigation | Planned - WSIP/System Hardening |  |  | 2024 | Tier 2 | Distribution Circuit |  |  |  | 2547902 | Sus |  | WildfireMitigation¦PlannedWSIPSystemHardening¦¦
24-0097924 | Wildfire Mitigation | Planned - WSIP/System Hardening |  |  | 2024 | Tier 2 | Transformer only |  |  |  | 2548001 | Sus |  | WildfireMitigation¦PlannedWSIPSystemHardening¦¦
24-0095406 | Wildfire Mitigation | Planned - WSIP/System Hardening |  |  | 2024 | Tier 2 | Transformer only |  |  |  | 2548005 | Sus |  | WildfireMitigation¦PlannedWSIPSystemHardening¦¦
24-0097926 | Wildfire Mitigation | Planned - WSIP/System Hardening |  |  | 2024 | Tier 2 | Transformer only |  |  |  | 2548048 | Sus |  | WildfireMitigation¦PlannedWSIPSystemHardening¦¦
24-0095408 | Wildfire Mitigation | Planned - WSIP/System Hardening |  |  | 2024 | Tier 2 | Transformer only |  |  |  | 2548142 | Sus |  | WildfireMitigation¦PlannedWSIPSystemHardening¦¦
24-0101157 | Wildfire Mitigation | Planned - WSIP/System Hardening |  |  | 2024 | Tier 2 | Distribution Circuit |  |  |  | 2548869 | Sus |  | WildfireMitigation¦PlannedWSIPSystemHardening¦¦
24-0101088 | Wildfire Mitigation | Planned - WSIP/System Hardening |  |  | 2024 | Tier 2 | Transformer only |  |  |  | 2548871 | Sus |  | WildfireMitigation¦PlannedWSIPSystemHardening¦¦
24-0101120 | Wildfire Mitigation | Planned - WSIP/System Hardening |  |  | 2024 | Tier 2 | Transformer only |  |  |  | 2548872 | Sus |  | WildfireMitigation¦PlannedWSIPSystemHardening¦¦
24-0095416 | Wildfire Mitigation | Planned - WSIP/System Hardening |  |  | 2024 | Tier 2 | Distribution Circuit |  |  |  | 2548895 | Sus |  | WildfireMitigation¦PlannedWSIPSystemHardening¦¦
24-0094388 | Company Initiated | Planned- capital |  |  | 2024 | Tier 2 | Distribution Circuit |  |  |  | 2548915 | Sus |  | CompanyInitiated¦Plannedcapital¦¦
24-0095411 | Wildfire Mitigation | Planned - WSIP/System Hardening |  |  | 2024 | Tier 2 | Transformer only |  |  |  | 2548944 | Sus |  | WildfireMitigation¦PlannedWSIPSystemHardening¦¦
24-0095409 | Company Initiated | Planned- maintenance |  |  | 2024 | Tier 2 | Distribution Circuit |  |  |  | 2549202 | Sus |  | CompanyInitiated¦Plannedmaintenance¦¦
24-0087590 | Wildfire Mitigation | Planned - WSIP/System Hardening |  |  | 2024 | Tier 2 | Distribution Circuit |  |  |  | 2549052 | Sus |  | WildfireMitigation¦PlannedWSIPSystemHardening¦¦
24-0102384 | Unknown Cause | Patrol - found nothing |  |  | 2024 | Tier 2 | Distribution Circuit |  |  |  | 2549107 | Sus |  | UnknownCause¦Patrolfoundnothing¦¦
24-0101107 | Wildfire Mitigation | Planned - WSIP/System Hardening |  |  | 2024 | Tier 2 | Transformer only |  |  |  | 2549118 | Sus |  | WildfireMitigation¦PlannedWSIPSystemHardening¦¦
24-0101130 | Wildfire Mitigation | Planned - WSIP/System Hardening |  |  | 2024 | Tier 2 | Transformer only |  |  |  | 2549188 | Sus |  | WildfireMitigation¦PlannedWSIPSystemHardening¦¦
24-0101059 | Wildfire Mitigation | Planned - WSIP/System Hardening |  |  | 2024 | Tier 2 | Transformer only |  |  |  | 2549262 | Sus |  | WildfireMitigation¦PlannedWSIPSystemHardening¦¦
24-0099174 | Wildfire Mitigation | Planned - WSIP/System Hardening |  |  | 2024 | Tier 2 | Distribution Circuit |  |  |  | 2549889 | Sus |  | WildfireMitigation¦PlannedWSIPSystemHardening¦¦
24-0102723 | Unknown Cause | Patrol - found nothing |  |  | 2024 | Tier 2 | Distribution Circuit |  |  |  | 2549986 | Sus |  | UnknownCause¦Patrolfoundnothing¦¦
24-0102824 | Vegetation | Tree - branch fell on line | Secondary | Broken- wire on ground | 2024 | Tier 2 | Distribution Circuit |  |  |  | 2550444 | Sus |  | Vegetation¦Treebranchfellonline¦Secondary¦Brokenwireonground
24-0101468 | Wildfire Mitigation | Planned - WSIP/System Hardening |  |  | 2024 | Tier 2 | Distribution Circuit |  |  |  | 2551110 | Sus |  | WildfireMitigation¦PlannedWSIPSystemHardening¦¦
24-0101553 | Wildfire Mitigation | Planned - WSIP/System Hardening |  |  | 2024 | Tier 2 | Distribution Circuit |  |  |  | 2551123 | Sus |  | WildfireMitigation¦PlannedWSIPSystemHardening¦¦
24-0101283 | Wildfire Mitigation | Planned - WSIP/System Hardening |  |  | 2024 | Tier 2 | Distribution Circuit |  |  |  | 2551130 | Sus |  | WildfireMitigation¦PlannedWSIPSystemHardening¦¦
24-0096657 | Wildfire Mitigation | Planned - WSIP/System Hardening |  |  | 2024 | Tier 2 | Transformer only |  |  |  | 2551979 | Sus |  | WildfireMitigation¦PlannedWSIPSystemHardening¦¦
24-0092519 | Wildfire Mitigation | Planned - WSIP/System Hardening |  |  | 2024 | Tier 2 | Distribution Circuit |  |  |  | 2551134 | Sus |  | WildfireMitigation¦PlannedWSIPSystemHardening¦¦
24-0096735 | Wildfire Mitigation | Planned - WSIP/System Hardening |  |  | 2024 | Tier 2 | Distribution Circuit |  |  |  | 2551267 | Sus |  | WildfireMitigation¦PlannedWSIPSystemHardening¦¦
24-0099265 | Wildfire Mitigation | Planned - WSIP/System Hardening |  |  | 2024 | Tier 2 | Distribution Circuit |  |  |  | 2551427 | Sus |  | WildfireMitigation¦PlannedWSIPSystemHardening¦¦
24-0101374 | Wildfire Mitigation | Planned - WSIP/System Hardening |  |  | 2024 | Tier 2 | Transformer only |  |  |  | 2551584 | Sus |  | WildfireMitigation¦PlannedWSIPSystemHardening¦¦
24-0101570 | Wildfire Mitigation | Planned - WSIP/System Hardening |  |  | 2024 | Tier 2 | Transformer only |  |  |  | 2551521 | Sus |  | WildfireMitigation¦PlannedWSIPSystemHardening¦¦
24-0101475 | Wildfire Mitigation | Planned - WSIP/System Hardening |  |  | 2024 | Tier 2 | Transformer only |  |  |  | 2551567 | Sus |  | WildfireMitigation¦PlannedWSIPSystemHardening¦¦
24-0101415 | Wildfire Mitigation | Planned - WSIP/System Hardening |  |  | 2024 | Tier 2 | Transformer only |  |  |  | 2551631 | Sus |  | WildfireMitigation¦PlannedWSIPSystemHardening¦¦
24-0101487 | Wildfire Mitigation | Planned - WSIP/System Hardening |  |  | 2024 | Tier 2 | Transformer only |  |  |  | 2551982 | Sus |  | WildfireMitigation¦PlannedWSIPSystemHardening¦¦
24-0101439 | Wildfire Mitigation | Planned - WSIP/System Hardening |  |  | 2024 | Tier 2 | Transformer only |  |  |  | 2551770 | Sus |  | WildfireMitigation¦PlannedWSIPSystemHardening¦¦
24-0101520 | Wildfire Mitigation | Planned - WSIP/System Hardening |  |  | 2024 | Tier 2 | Transformer only |  |  |  | 2551785 | Sus |  | WildfireMitigation¦PlannedWSIPSystemHardening¦¦
24-0103319 | Unknown Cause | Patrol - found nothing |  |  | 2024 | Tier 2 | Distribution Circuit |  |  |  | 2551869 | Sus |  | UnknownCause¦Patrolfoundnothing¦¦
24-0102105 | Wildfire Mitigation | Planned - WSIP/System Hardening |  |  | 2024 | Tier 2 | Transformer only |  |  |  | 2552483 | Sus |  | WildfireMitigation¦PlannedWSIPSystemHardening¦¦
24-0102119 | Wildfire Mitigation | Planned - WSIP/System Hardening |  |  | 2024 | Tier 2 | Transformer only |  |  |  | 2552235 | Sus |  | WildfireMitigation¦PlannedWSIPSystemHardening¦¦
24-0100459 | Company Initiated | Planned- maintenance |  |  | 2024 | Tier 2 | Transformer only |  |  |  | 2552239 | Sus |  | CompanyInitiated¦Plannedmaintenance¦¦
24-0102320 | Wildfire Mitigation | Planned - WSIP/System Hardening |  |  | 2024 | Tier 2 | Transformer only |  |  |  | 2552240 | Sus |  | WildfireMitigation¦PlannedWSIPSystemHardening¦¦
24-0100465 | Company Initiated | Planned- maintenance |  |  | 2024 | Tier 2 | Distribution Circuit |  |  |  | 2552236 | Sus |  | CompanyInitiated¦Plannedmaintenance¦¦
24-0098336 | Wildfire Mitigation | Planned - WSIP/System Hardening |  |  | 2024 | Tier 2 | Distribution Circuit |  |  |  | 2552268 | Sus |  | WildfireMitigation¦PlannedWSIPSystemHardening¦¦
24-0097289 | Wildfire Mitigation | Planned - WSIP/System Hardening |  |  | 2024 | Tier 2 | Distribution Circuit |  |  |  | 2552329 | Sus |  | WildfireMitigation¦PlannedWSIPSystemHardening¦¦
24-0093486 | Wildfire Mitigation | Planned - WSIP/System Hardening |  |  | 2024 | Tier 2 | Transformer only |  |  |  | 2552365 | Sus |  | WildfireMitigation¦PlannedWSIPSystemHardening¦¦
24-0100504 | Wildfire Mitigation | Planned - WSIP/System Hardening |  |  | 2024 | Tier 2 | Distribution Circuit |  |  |  | 2552374 | Sus |  | WildfireMitigation¦PlannedWSIPSystemHardening¦¦
24-0096189 | Wildfire Mitigation | Planned - WSIP/System Hardening |  |  | 2024 | Tier 2 | Distribution Circuit |  |  |  | 2552430 | Sus |  | WildfireMitigation¦PlannedWSIPSystemHardening¦¦
24-0095959 | Company Initiated | Planned- maintenance |  |  | 2024 | Tier 2 | Distribution Circuit |  |  |  | 2552442 | Sus |  | CompanyInitiated¦Plannedmaintenance¦¦
24-0102347 | Wildfire Mitigation | Planned - WSIP/System Hardening |  |  | 2024 | Tier 2 | Distribution Circuit |  |  |  | 2553348 | Sus |  | WildfireMitigation¦PlannedWSIPSystemHardening¦¦
24-0098084 | Company Initiated | Planned- maintenance |  |  | 2024 | Tier 2 | Transformer only |  |  |  | 2553401 | Sus |  | CompanyInitiated¦Plannedmaintenance¦¦
24-0098366 | Wildfire Mitigation | Planned - WSIP/System Hardening |  |  | 2024 | Tier 2 | Transformer only |  |  |  | 2553925 | Sus |  | WildfireMitigation¦PlannedWSIPSystemHardening¦¦
24-0100564 | Wildfire Mitigation | Planned - WSIP/System Hardening |  |  | 2024 | Tier 2 | Distribution Circuit |  |  |  | 2553496 | Sus |  | WildfireMitigation¦PlannedWSIPSystemHardening¦¦
24-0096256 | Wildfire Mitigation | Planned - WSIP/System Hardening |  |  | 2024 | Tier 2 | Distribution Circuit |  |  |  | 2553517 | Sus |  | WildfireMitigation¦PlannedWSIPSystemHardening¦¦
24-0093491 | Wildfire Mitigation | Planned - WSIP/System Hardening |  |  | 2024 | Tier 2 | Distribution Circuit |  |  |  | 2553512 | Sus |  | WildfireMitigation¦PlannedWSIPSystemHardening¦¦
24-0094642 | Wildfire Mitigation | Planned - WSIP/System Hardening |  |  | 2024 | Tier 2 | Transformer only |  |  |  | 2553514 | Sus |  | WildfireMitigation¦PlannedWSIPSystemHardening¦¦
24-0098386 | Company Initiated | Planned- maintenance |  |  | 2024 | Tier 2 | Transformer only |  |  |  | 2553737 | Sus |  | CompanyInitiated¦Plannedmaintenance¦¦
24-0100530 | Wildfire Mitigation | Planned - WSIP/System Hardening |  |  | 2024 | Tier 2 | Distribution Circuit |  |  |  | 2553786 | Sus |  | WildfireMitigation¦PlannedWSIPSystemHardening¦¦
24-0100530 | Wildfire Mitigation | Planned - WSIP/System Hardening |  |  | 2024 | Tier 2 | Distribution Circuit |  |  |  | 2553781 | Sus |  | WildfireMitigation¦PlannedWSIPSystemHardening¦¦
24-0101783 | Wildfire Mitigation | Planned - WSIP/System Hardening |  |  | 2024 | Tier 2 | Transformer only |  |  |  | 2553867 | Sus |  | WildfireMitigation¦PlannedWSIPSystemHardening¦¦
24-0102352 | Wildfire Mitigation | Planned - WSIP/System Hardening |  |  | 2024 | Tier 2 | Distribution Circuit |  |  |  | 2553875 | Sus |  | WildfireMitigation¦PlannedWSIPSystemHardening¦¦
24-0101794 | Wildfire Mitigation | Planned - WSIP/System Hardening |  |  | 2024 | Tier 2 | Transformer only |  |  |  | 2553973 | Sus |  | WildfireMitigation¦PlannedWSIPSystemHardening¦¦
24-0099062 | Company Initiated | Planned- maintenance |  |  | 2024 | Tier 2 | Distribution Circuit |  |  |  | 2554499 | Sus |  | CompanyInitiated¦Plannedmaintenance¦¦
24-0094515 | Wildfire Mitigation | Planned - WSIP/System Hardening |  |  | 2024 | Tier 2 | Distribution Circuit |  |  |  | 2554608 | Sus |  | WildfireMitigation¦PlannedWSIPSystemHardening¦¦
24-0099986 | Wildfire Mitigation | Planned - WSIP/System Hardening | Conductor- Overhead | Normal | 2024 | Tier 2 | Distribution Circuit |  |  |  | 2554621 | Sus |  | WildfireMitigation¦PlannedWSIPSystemHardening¦ConductorOverhead¦Normal
24-0099986 | Wildfire Mitigation | Planned - WSIP/System Hardening | Conductor- Overhead | Normal | 2024 | Tier 2 | Distribution Circuit |  |  |  | 2555089 | Sus |  | WildfireMitigation¦PlannedWSIPSystemHardening¦ConductorOverhead¦Normal
24-0102917 | Company Initiated | Planned- maintenance |  |  | 2024 | Tier 2 | Transformer only |  |  |  | 2554701 | Sus |  | CompanyInitiated¦Plannedmaintenance¦¦
24-0098115 | Wildfire Mitigation | Planned - WSIP/System Hardening |  |  | 2024 | Tier 2 | Transformer only |  |  |  | 2554751 | Sus |  | WildfireMitigation¦PlannedWSIPSystemHardening¦¦
24-0104712 | Company Initiated | Personnel- company | Conductor- Overhead | Normal | 2024 | Tier 2 | Distribution Circuit |  |  |  | 2554968 | Sus |  | CompanyInitiated¦Personnelcompany¦ConductorOverhead¦Normal
24-0098984 | Wildfire Mitigation | Planned - WSIP/System Hardening |  |  | 2024 | Tier 2 | Transformer only |  |  |  | 2555004 | Sus |  | WildfireMitigation¦PlannedWSIPSystemHardening¦¦
24-0103098 | Wildfire Mitigation | Planned - WSIP/System Hardening |  |  | 2024 | Tier 2 | Distribution Circuit |  |  |  | 2555601 | Sus |  | WildfireMitigation¦PlannedWSIPSystemHardening¦¦
24-0099066 | Company Initiated | Planned- maintenance |  |  | 2024 | Tier 2 | Distribution Circuit |  |  |  | 2555591 | Sus |  | CompanyInitiated¦Plannedmaintenance¦¦
24-0103106 | Wildfire Mitigation | Planned - WSIP/System Hardening |  |  | 2024 | Tier 2 | Distribution Circuit |  |  |  | 2555592 | Sus |  | WildfireMitigation¦PlannedWSIPSystemHardening¦¦
24-0100676 | Wildfire Mitigation | Planned - WSIP/System Hardening |  |  | 2024 | Tier 2 | Transformer only |  |  |  | 2555659 | Sus |  | WildfireMitigation¦PlannedWSIPSystemHardening¦¦
24-0103245 | Wildfire Mitigation | Planned - WSIP/System Hardening |  |  | 2024 | Tier 2 | Transformer only |  |  |  | 2555661 | Sus |  | WildfireMitigation¦PlannedWSIPSystemHardening¦¦
24-0100103 | Wildfire Mitigation | Planned - WSIP/System Hardening |  |  | 2024 | Tier 2 | Distribution Circuit |  |  |  | 2555596 | Sus |  | WildfireMitigation¦PlannedWSIPSystemHardening¦¦
24-0100583 | Wildfire Mitigation | Planned - WSIP/System Hardening |  |  | 2024 | Tier 2 | Transformer only |  |  |  | 2555726 | Sus |  | WildfireMitigation¦PlannedWSIPSystemHardening¦¦
24-0103252 | Wildfire Mitigation | Planned - WSIP/System Hardening |  |  | 2024 | Tier 2 | Transformer only |  |  |  | 2555729 | Sus |  | WildfireMitigation¦PlannedWSIPSystemHardening¦¦
24-0103067 | Wildfire Mitigation | Planned - WSIP/System Hardening |  |  | 2024 | Tier 2 | Transformer only |  |  |  | 2555816 | Sus |  | WildfireMitigation¦PlannedWSIPSystemHardening¦¦
24-0099008 | Wildfire Mitigation | Planned - WSIP/System Hardening |  |  | 2024 | Tier 2 | Distribution Circuit |  |  |  | 2555810 | Sus |  | WildfireMitigation¦PlannedWSIPSystemHardening¦¦
24-0103257 | Wildfire Mitigation | Planned - WSIP/System Hardening |  |  | 2024 | Tier 2 | Transformer only |  |  |  | 2555818 | Sus |  | WildfireMitigation¦PlannedWSIPSystemHardening¦¦
24-0103162 | Company Initiated | Planned- maintenance |  |  | 2024 | Tier 2 | Transformer only |  |  |  | 2555919 | Sus |  | CompanyInitiated¦Plannedmaintenance¦¦
24-0103103 | Wildfire Mitigation | Planned - WSIP/System Hardening |  |  | 2024 | Tier 2 | Distribution Circuit |  |  |  | 2555593 | Sus |  | WildfireMitigation¦PlannedWSIPSystemHardening¦¦
24-0105539 | Equipment Failure/Involved | Overhead | Connector or Splice (OH) | Deteriorated | 2024 | Tier 3 | Distribution Circuit |  |  |  | 2556365 | Sus |  | EquipmentFailureInvolved¦Overhead¦ConnectororSplice(OH)¦Deteriorated
24-0104877 | Wildfire Mitigation | Planned - WSIP/System Hardening |  |  | 2024 | Tier 2 | Transformer only |  |  |  | 2556398 | Sus |  | WildfireMitigation¦PlannedWSIPSystemHardening¦¦
24-0105549 | Unknown Cause | Patrol - found nothing |  |  | 2024 | Tier 2 | Distribution Circuit |  |  |  | 2556401 | Sus |  | UnknownCause¦Patrolfoundnothing¦¦
24-0105701 | Unknown Cause | Patrol - not conducted |  |  | 2024 | Tier 2 | Transformer only |  |  |  | 2557111 | Sus |  | UnknownCause¦Patrolnotconducted¦¦
24-0105730 | Equipment Failure/Involved | Overhead | Transformer (OH) | Failed/Faulted | 2024 | Tier 2 | Transformer only |  |  |  | 2557248 | Sus |  | EquipmentFailureInvolved¦Overhead¦Transformer(OH)¦FailedFaulted
24-0105728 | 3rd Party | Metallic Balloon | Fuse | Normal | 2024 | Tier 2 | Distribution Circuit |  |  |  | 2557251 | Sus |  | 3rdParty¦MetallicBalloon¦Fuse¦Normal
24-0105782 | Equipment Failure/Involved | Overhead | Transformer (OH) | Deteriorated | 2024 | Tier 2 | Distribution Circuit |  |  |  | 2557477 | Sus |  | EquipmentFailureInvolved¦Overhead¦Transformer(OH)¦Deteriorated
24-0101239 | Equipment Failure/Involved | Underground | Conductor- Underground | Broken | 2024 | Tier 2 | Distribution Circuit |  |  |  | 2557531 | Sus |  | EquipmentFailureInvolved¦Underground¦ConductorUnderground¦Broken
24-0100883 | Wildfire Mitigation | Planned - WSIP/System Hardening |  |  | 2024 | Tier 2 | Distribution Circuit |  |  |  | 2557981 | Sus |  | WildfireMitigation¦PlannedWSIPSystemHardening¦¦
24-0098464 | Wildfire Mitigation | Planned - WSIP/System Hardening |  |  | 2024 | Tier 3 | Distribution Circuit |  |  |  | 2558005 | Sus |  | WildfireMitigation¦PlannedWSIPSystemHardening¦¦
24-0100884 | Wildfire Mitigation | Planned - WSIP/System Hardening |  |  | 2024 | Tier 2 | Transformer only |  |  |  | 2557984 | Sus |  | WildfireMitigation¦PlannedWSIPSystemHardening¦¦
24-0097738 | Wildfire Mitigation | Planned - WSIP/System Hardening |  |  | 2024 | Tier 2 | Transformer only |  |  |  | 2557987 | Sus |  | WildfireMitigation¦PlannedWSIPSystemHardening¦¦
24-0101119 | Wildfire Mitigation | Planned - WSIP/System Hardening |  |  | 2024 | Tier 2 | Distribution Circuit |  |  |  | 2558040 | Sus |  | WildfireMitigation¦PlannedWSIPSystemHardening¦¦
24-0098121 | Wildfire Mitigation | Planned - WSIP/System Hardening |  |  | 2024 | Tier 2 | Distribution Circuit |  |  |  | 2558221 | Sus |  | WildfireMitigation¦PlannedWSIPSystemHardening¦¦
24-0106171 | Equipment Failure/Involved | Underground | Conductor- Underground | Broken | 2024 | Tier 2 | Distribution Circuit |  |  |  | 2558396 | Sus |  | EquipmentFailureInvolved¦Underground¦ConductorUnderground¦Broken
24-0098682 | Wildfire Mitigation | Planned - WSIP/System Hardening |  |  | 2024 | Tier 2 | Transformer only |  |  |  | 2558978 | Sus |  | WildfireMitigation¦PlannedWSIPSystemHardening¦¦
24-0098626 | Company Initiated | Planned- capital |  |  | 2024 | Tier 2 | Distribution Circuit |  |  |  | 2558995 | Sus |  | CompanyInitiated¦Plannedcapital¦¦
24-0098675 | Wildfire Mitigation | Planned - WSIP/System Hardening |  |  | 2024 | Tier 2 | Distribution Circuit |  |  |  | 2558939 | Sus |  | WildfireMitigation¦PlannedWSIPSystemHardening¦¦
24-0102023 | Wildfire Mitigation | Planned - WSIP/System Hardening |  |  | 2024 | Tier 2 | Distribution Circuit |  |  |  | 2559084 | Sus |  | WildfireMitigation¦PlannedWSIPSystemHardening¦¦
24-0098357 | Company Initiated | Planned- maintenance |  |  | 2024 | Tier 2 | Distribution Circuit |  |  |  | 2559283 | Sus |  | CompanyInitiated¦Plannedmaintenance¦¦
24-0100952 | Wildfire Mitigation | Planned - WSIP/System Hardening |  |  | 2024 | Tier 2 | Transformer only |  |  |  | 2559359 | Sus |  | WildfireMitigation¦PlannedWSIPSystemHardening¦¦
24-0098736 | Wildfire Mitigation | Planned - WSIP/System Hardening |  |  | 2024 | Tier 2 | Transformer only |  |  |  | 2559630 | Sus |  | WildfireMitigation¦PlannedWSIPSystemHardening¦¦
24-0106813 | Animal | Bird found | Conductor- Overhead | Normal | 2024 | Tier 2 | Distribution Circuit |  |  |  | 2559477 | Sus |  | Animal¦Birdfound¦ConductorOverhead¦Normal
24-0098723 | Wildfire Mitigation | Planned - WSIP/System Hardening |  |  | 2024 | Tier 3 | Distribution Circuit |  |  |  | 2559831 | Sus |  | WildfireMitigation¦PlannedWSIPSystemHardening¦¦
24-0101346 | Company Initiated | Planned- capital |  |  | 2024 | Tier 2 | Distribution Circuit |  |  |  | 2560067 | Sus |  | CompanyInitiated¦Plannedcapital¦¦
24-0098561 | Wildfire Mitigation | Planned - WSIP/System Hardening |  |  | 2024 | Tier 2 | Transformer only |  |  |  | 2560234 | Sus |  | WildfireMitigation¦PlannedWSIPSystemHardening¦¦
24-0098720 | Wildfire Mitigation | Planned - WSIP/System Hardening |  |  | 2024 | Tier 3 | Transformer only |  |  |  | 2560644 | Sus |  | WildfireMitigation¦PlannedWSIPSystemHardening¦¦
24-0101346 | Company Initiated | Coordination failure | Recloser | Normal | 2024 | Tier 2 | Distribution Circuit |  |  |  | 2560449 | Sus |  | CompanyInitiated¦Coordinationfailure¦Recloser¦Normal
24-0107633 | Equipment Failure/Involved | Overhead | Transformer (OH) | Leaking | 2024 | Tier 2 | Transformer only |  |  |  | 2560716 | Sus |  | EquipmentFailureInvolved¦Overhead¦Transformer(OH)¦Leaking
24-0102619 | Company Initiated | Planned- maintenance |  |  | 2024 | Tier 2 | Transformer only |  |  |  | 2560815 | Sus |  | CompanyInitiated¦Plannedmaintenance¦¦
24-0098826 | Wildfire Mitigation | Planned - WSIP/System Hardening |  |  | 2024 | Tier 3 | Transformer only |  |  |  | 2560831 | Sus |  | WildfireMitigation¦PlannedWSIPSystemHardening¦¦
24-0102597 | Wildfire Mitigation | Planned - WSIP/System Hardening |  |  | 2024 | Tier 2 | Distribution Circuit |  |  |  | 2560885 | Sus |  | WildfireMitigation¦PlannedWSIPSystemHardening¦¦
24-0102586 | Wildfire Mitigation | Planned - WSIP/System Hardening |  |  | 2024 | Tier 2 | Transformer only |  |  |  | 2560891 | Sus |  | WildfireMitigation¦PlannedWSIPSystemHardening¦¦
24-0098474 | Wildfire Mitigation | Planned - WSIP/System Hardening |  |  | 2024 | Tier 2 | Distribution Circuit |  |  |  | 2560751 | Sus |  | WildfireMitigation¦PlannedWSIPSystemHardening¦¦
24-0103004 | Wildfire Mitigation | Planned - WSIP/System Hardening |  |  | 2024 | Tier 2 | Distribution Circuit |  |  |  | 2560746 | Sus |  | WildfireMitigation¦PlannedWSIPSystemHardening¦¦
24-0102529 | Company Initiated | Planned- capital |  |  | 2024 | Tier 2 | Distribution Circuit |  |  |  | 2560847 | Sus |  | CompanyInitiated¦Plannedcapital¦¦
24-0107821 | Animal | Bird found | Lightning Arrestor | Burned/flashed | 2024 | Tier 2 | Distribution Circuit |  |  |  | 2561043 | Sus |  | Animal¦Birdfound¦LightningArrestor¦Burnedflashed
24-0098570 | Wildfire Mitigation | Planned - WSIP/System Hardening |  |  | 2024 | Tier 2 | Transformer only |  |  |  | 2561063 | Sus |  | WildfireMitigation¦PlannedWSIPSystemHardening¦¦
24-0102588 | Wildfire Mitigation | Planned - WSIP/System Hardening |  |  | 2024 | Tier 2 | Transformer only |  |  |  | 2561170 | Sus |  | WildfireMitigation¦PlannedWSIPSystemHardening¦¦
24-0108097 | Unknown Cause | Patrol - found nothing |  |  | 2024 | Tier 2 | Distribution Circuit |  |  |  | 2561494 | Sus |  | UnknownCause¦Patrolfoundnothing¦¦
24-0098835 | Wildfire Mitigation | Planned - WSIP/System Hardening |  |  | 2024 | Tier 2 | Distribution Circuit |  |  |  | 2561782 | Sus |  | WildfireMitigation¦PlannedWSIPSystemHardening¦¦
24-0098856 | Wildfire Mitigation | Planned - WSIP/System Hardening |  |  | 2024 | Tier 2 | Distribution Circuit |  |  |  | 2561784 | Sus |  | WildfireMitigation¦PlannedWSIPSystemHardening¦¦
24-0098861 | Wildfire Mitigation | Planned - WSIP/System Hardening |  |  | 2024 | Tier 2 | Transformer only |  |  |  | 2561833 | Sus |  | WildfireMitigation¦PlannedWSIPSystemHardening¦¦
24-0098831 | Wildfire Mitigation | Planned - WSIP/System Hardening |  |  | 2024 | Tier 2 | Distribution Circuit |  |  |  | 2561887 | Sus |  | WildfireMitigation¦PlannedWSIPSystemHardening¦¦
24-0108220 | Animal | Bird found | Cutout- fuse holder | Broken | 2024 | Tier 2 | Distribution Circuit |  |  |  | 2561954 | Sus |  | Animal¦Birdfound¦Cutoutfuseholder¦Broken
24-0108339 | Company Initiated | Other Circuits | Conductor- Overhead | Normal | 2024 | Tier 3 | Transmission line |  |  |  | 2562452 | Sus |  | CompanyInitiated¦OtherCircuits¦ConductorOverhead¦Normal
24-0103651 | Wildfire Mitigation | Planned - WSIP/System Hardening |  |  | 2024 | Tier 2 | Transformer only |  |  |  | 2563019 | Sus |  | WildfireMitigation¦PlannedWSIPSystemHardening¦¦
24-0101273 | Wildfire Mitigation | Planned - WSIP/System Hardening |  |  | 2024 | Tier 2 | Distribution Circuit |  |  |  | 2563037 | Sus |  | WildfireMitigation¦PlannedWSIPSystemHardening¦¦
24-0104255 | Wildfire Mitigation | Planned - WSIP/System Hardening |  |  | 2024 | Tier 2 | Transformer only |  |  |  | 2563042 | Sus |  | WildfireMitigation¦PlannedWSIPSystemHardening¦¦
24-0098751 | Wildfire Mitigation | Planned - WSIP/System Hardening |  |  | 2024 | Tier 2 | Transformer only |  |  |  | 2563085 | Sus |  | WildfireMitigation¦PlannedWSIPSystemHardening¦¦
24-0098872 | Wildfire Mitigation | Planned - WSIP/System Hardening |  |  | 2024 | Tier 3 | Distribution Circuit |  |  |  | 2562992 | Sus |  | WildfireMitigation¦PlannedWSIPSystemHardening¦¦
24-0101354 | Wildfire Mitigation | Planned - WSIP/System Hardening |  |  | 2024 | Tier 2 | Transformer only |  |  |  | 2563124 | Sus |  | WildfireMitigation¦PlannedWSIPSystemHardening¦¦
24-0108530 | Equipment Failure/Involved | Overhead | Secondary | Deteriorated | 2024 | Tier 2 | Transformer only |  |  |  | 2563196 | Sus |  | EquipmentFailureInvolved¦Overhead¦Secondary¦Deteriorated
24-0108934 | Equipment Failure/Involved | Underground |  | Malfunctioning | 2024 | Tier 2 | Transformer only |  |  |  | 2563769 | Sus |  | EquipmentFailureInvolved¦Underground¦¦Malfunctioning
24-0108957 | Equipment Failure/Involved | Overhead | Fuse | Failed/Faulted | 2024 | Tier 2 | Transformer only |  |  |  | 2563838 | Sus |  | EquipmentFailureInvolved¦Overhead¦Fuse¦FailedFaulted
24-0108960 | Vegetation | Tree - fell into line | Conductor- Overhead | Broken- wire on ground | 2024 | Tier 2 | Distribution Circuit |  |  |  | 2563975 | Sus |  | Vegetation¦Treefellintoline¦ConductorOverhead¦Brokenwireonground
24-0101951 | Wildfire Mitigation | Planned - WSIP/System Hardening |  |  | 2024 | Tier 2 | Distribution Circuit |  |  |  | 2564618 | Sus |  | WildfireMitigation¦PlannedWSIPSystemHardening¦¦
24-0103686 | Wildfire Mitigation | Planned - WSIP/System Hardening |  |  | 2024 | Tier 2 | Distribution Circuit |  |  |  | 2564146 | Sus |  | WildfireMitigation¦PlannedWSIPSystemHardening¦¦
24-0099410 | Company Initiated | Planned- capital |  |  | 2024 | Tier 2 | Distribution Circuit |  |  |  | 2564116 | Sus |  | CompanyInitiated¦Plannedcapital¦¦
24-0103899 | Wildfire Mitigation | Planned - WSIP/System Hardening |  |  | 2024 | Tier 2 | Distribution Circuit |  |  |  | 2564070 | Sus |  | WildfireMitigation¦PlannedWSIPSystemHardening¦¦
24-0103900 | Wildfire Mitigation | Planned - WSIP/System Hardening |  |  | 2024 | Tier 2 | Transformer only |  |  |  | 2564158 | Sus |  | WildfireMitigation¦PlannedWSIPSystemHardening¦¦
24-0103752 | Wildfire Mitigation | Planned - WSIP/System Hardening |  |  | 2024 | Tier 2 | Distribution Circuit |  |  |  | 2564165 | Sus |  | WildfireMitigation¦PlannedWSIPSystemHardening¦¦
24-0103716 | Wildfire Mitigation | Planned - WSIP/System Hardening |  |  | 2024 | Tier 2 | Distribution Circuit |  |  |  | 2564062 | Sus |  | WildfireMitigation¦PlannedWSIPSystemHardening¦¦
24-0103896 | Wildfire Mitigation | Planned - WSIP/System Hardening |  |  | 2024 | Tier 3 | Distribution Circuit |  |  |  | 2564069 | Sus |  | WildfireMitigation¦PlannedWSIPSystemHardening¦¦
24-0104290 | Wildfire Mitigation | Planned - WSIP/System Hardening |  |  | 2024 | Tier 2 | Distribution Circuit |  |  |  | 2564321 | Sus |  | WildfireMitigation¦PlannedWSIPSystemHardening¦¦
24-0103549 | Wildfire Mitigation | Planned - WSIP/System Hardening |  |  | 2024 | Tier 2 | Distribution Circuit |  |  |  | 2564363 | Sus |  | WildfireMitigation¦PlannedWSIPSystemHardening¦¦
24-0102771 | Wildfire Mitigation | Planned - WSIP/System Hardening |  |  | 2024 | Tier 2 | Transformer only |  |  |  | 2564481 | Sus |  | WildfireMitigation¦PlannedWSIPSystemHardening¦¦
24-0103492 | Company Initiated | Planned- capital |  |  | 2024 | Tier 2 | Distribution Circuit |  |  |  | 2565069 | Sus |  | CompanyInitiated¦Plannedcapital¦¦
24-0104497 | Wildfire Mitigation | Planned - WSIP/System Hardening |  |  | 2024 | Tier 2 | Transformer only |  |  |  | 2565113 | Sus |  | WildfireMitigation¦PlannedWSIPSystemHardening¦¦
24-0106057 | Wildfire Mitigation | Planned - WSIP/System Hardening |  |  | 2024 | Tier 2 | Distribution Circuit |  |  |  | 2565111 | Sus |  | WildfireMitigation¦PlannedWSIPSystemHardening¦¦
24-0103921 | Wildfire Mitigation | Planned - WSIP/System Hardening |  |  | 2024 | Tier 2 | Distribution Circuit |  |  |  | 2565090 | Sus |  | WildfireMitigation¦PlannedWSIPSystemHardening¦¦
24-0100069 | Wildfire Mitigation | Planned - WSIP/System Hardening |  |  | 2024 | Tier 3 | Distribution Circuit |  |  |  | 2565058 | Sus |  | WildfireMitigation¦PlannedWSIPSystemHardening¦¦
24-0104066 | Wildfire Mitigation | Planned - WSIP/System Hardening |  |  | 2024 | Tier 2 | Transformer only |  |  |  | 2565192 | Sus |  | WildfireMitigation¦PlannedWSIPSystemHardening¦¦
24-0102785 | Wildfire Mitigation | Planned - WSIP/System Hardening |  |  | 2024 | Tier 2 | Distribution Circuit |  |  |  | 2565236 | Sus |  | WildfireMitigation¦PlannedWSIPSystemHardening¦¦
24-0105113 | Wildfire Mitigation | Planned - WSIP/System Hardening |  |  | 2024 | Tier 2 | Distribution Circuit |  |  |  | 2565760 | Sus |  | WildfireMitigation¦PlannedWSIPSystemHardening¦¦
24-0109655 | Unknown Cause | Patrol - found nothing |  |  | 2024 | Tier 2 | Distribution Circuit |  |  |  | 2565414 | Sus |  | UnknownCause¦Patrolfoundnothing¦¦
24-0109982 | Animal | Bird found | Conductor- Overhead | Normal | 2024 | Tier 2 | Distribution Circuit |  |  |  | 2566037 | Sus |  | Animal¦Birdfound¦ConductorOverhead¦Normal
24-0104512 | Wildfire Mitigation | Planned - WSIP/System Hardening |  |  | 2024 | Tier 2 | Distribution Circuit |  |  |  | 2566261 | Sus |  | WildfireMitigation¦PlannedWSIPSystemHardening¦¦
24-0105091 | Wildfire Mitigation | Planned - WSIP/System Hardening |  |  | 2024 | Tier 2 | Distribution Circuit |  |  |  | 2566225 | Sus |  | WildfireMitigation¦PlannedWSIPSystemHardening¦¦
24-0104611 | Wildfire Mitigation | Planned - WSIP/System Hardening |  |  | 2024 | Tier 2 | Distribution Circuit |  |  |  | 2566256 | Sus |  | WildfireMitigation¦PlannedWSIPSystemHardening¦¦
24-0100724 | Wildfire Mitigation | Planned - WSIP/System Hardening |  |  | 2024 | Tier 2 | Distribution Circuit |  |  |  | 2566260 | Sus |  | WildfireMitigation¦PlannedWSIPSystemHardening¦¦
24-0100098 | Wildfire Mitigation | Planned - WSIP/System Hardening |  |  | 2024 | Tier 3 | Distribution Circuit |  |  |  | 2566193 | Sus |  | WildfireMitigation¦PlannedWSIPSystemHardening¦¦
24-0110190 | Unknown Cause | Patrol - found nothing |  |  | 2024 | Tier 2 | Distribution Circuit |  |  |  | 2566525 | Sus |  | UnknownCause¦Patrolfoundnothing¦¦
24-0110304 | Unknown Cause | Patrol - found nothing |  |  | 2024 | Tier 2 | Distribution Circuit |  |  |  | 2566653 | Sus |  | UnknownCause¦Patrolfoundnothing¦¦
24-0104626 | Wildfire Mitigation | Planned - WSIP/System Hardening |  |  | 2024 | Tier 2 | Transformer only |  |  |  | 2566699 | Sus |  | WildfireMitigation¦PlannedWSIPSystemHardening¦¦
24-0104665 | Wildfire Mitigation | Planned - WSIP/System Hardening |  |  | 2024 | Tier 2 | Distribution Circuit |  |  |  | 2567088 | Sus |  | WildfireMitigation¦PlannedWSIPSystemHardening¦¦
24-0104660 | Wildfire Mitigation | Planned - WSIP/System Hardening |  |  | 2024 | Tier 3 | Transformer only |  |  |  | 2567134 | Sus |  | WildfireMitigation¦PlannedWSIPSystemHardening¦¦
24-0110595 | 3rd Party | Vehicle | Conductor- Overhead | Normal | 2024 | Tier 2 | Distribution Circuit |  |  |  | 2567140 | Sus |  | 3rdParty¦Vehicle¦ConductorOverhead¦Normal
24-0100124 | Wildfire Mitigation | Planned - WSIP/System Hardening |  |  | 2024 | Tier 2 | Transformer only |  |  |  | 2567175 | Sus |  | WildfireMitigation¦PlannedWSIPSystemHardening¦¦
24-0101143 | Wildfire Mitigation | Planned - WSIP/System Hardening |  |  | 2024 | Tier 2 | Distribution Circuit |  |  |  | 2567173 | Sus |  | WildfireMitigation¦PlannedWSIPSystemHardening¦¦
24-0110791 | Unknown Cause | Patrol - found nothing |  |  | 2024 | Tier 2 | Distribution Circuit |  |  |  | 2567461 | Sus |  | UnknownCause¦Patrolfoundnothing¦¦
24-0110975 | Unknown Cause | Patrol - found nothing |  |  | 2024 | Tier 3 | Distribution Circuit |  |  |  | 2567971 | Sus |  | UnknownCause¦Patrolfoundnothing¦¦
24-0107884 | Wildfire Mitigation | Planned - WSIP/System Hardening |  |  | 2024 | Tier 2 | Distribution Circuit |  |  |  | 2567997 | Sus |  | WildfireMitigation¦PlannedWSIPSystemHardening¦¦
24-0098508 | Wildfire Mitigation | Planned - WSIP/System Hardening |  |  | 2024 | Tier 2 | Distribution Circuit |  |  |  | 2568135 | Sus |  | WildfireMitigation¦PlannedWSIPSystemHardening¦¦
24-0111119 | Equipment Failure/Involved | Overhead | Conductor- Overhead | Burned/flashed | 2024 | Tier 2 | Distribution Circuit |  |  |  | 2568456 | Sus |  | EquipmentFailureInvolved¦Overhead¦ConductorOverhead¦Burnedflashed
24-0054002 | Company Initiated | Operating error | Recloser | Normal | 2024 | Tier 2 | Distribution Circuit |  |  |  | 2568613 | Sus |  | CompanyInitiated¦Operatingerror¦Recloser¦Normal
24-0106127 | Wildfire Mitigation | Planned - WSIP/System Hardening |  |  | 2024 | Tier 2 | Transformer only |  |  |  | 2569299 | Sus |  | WildfireMitigation¦PlannedWSIPSystemHardening¦¦
24-0104828 | Wildfire Mitigation | Planned - WSIP/System Hardening |  |  | 2024 | Zone 1 | Transformer only |  |  |  | 2569311 | Sus |  | WildfireMitigation¦PlannedWSIPSystemHardening¦¦
24-0107278 | Wildfire Mitigation | Planned - WSIP/System Hardening |  |  | 2024 | Tier 3 | Transformer only |  |  |  | 2569312 | Sus |  | WildfireMitigation¦PlannedWSIPSystemHardening¦¦
24-0107283 | Wildfire Mitigation | Planned - WSIP/System Hardening |  |  | 2024 | Tier 2 | Transformer only |  |  |  | 2569357 | Sus |  | WildfireMitigation¦PlannedWSIPSystemHardening¦¦
24-0098990 | Wildfire Mitigation | Planned - WSIP/System Hardening |  |  | 2024 | Tier 2 | Distribution Circuit |  |  |  | 2569216 | Sus |  | WildfireMitigation¦PlannedWSIPSystemHardening¦¦
24-0105287 | Company Initiated | Planned- maintenance |  |  | 2024 | Tier 2 | Distribution Circuit |  |  |  | 2569364 | Sus |  | CompanyInitiated¦Plannedmaintenance¦¦
24-0098949 | Wildfire Mitigation | Planned - WSIP/System Hardening |  |  | 2024 | Tier 3 | Distribution Circuit |  |  |  | 2569476 | Sus |  | WildfireMitigation¦PlannedWSIPSystemHardening¦¦
24-0111724 | Equipment Failure/Involved | Overhead | Crossarm- Steel | Broken | 2024 | Tier 2 | Distribution Circuit |  |  |  | 2569982 | Sus |  | EquipmentFailureInvolved¦Overhead¦CrossarmSteel¦Broken
24-0111724 | Equipment Failure/Involved | Overhead | Crossarm- Steel | Broken | 2024 | Tier 2 | Distribution Circuit |  |  |  | 2569982 | Sus |  | EquipmentFailureInvolved¦Overhead¦CrossarmSteel¦Broken
24-0111785 | Equipment Failure/Involved | Overhead | Transformer (OH) | Leaking | 2024 | Tier 2 | Transformer only |  |  |  | 2570181 | Sus |  | EquipmentFailureInvolved¦Overhead¦Transformer(OH)¦Leaking
24-0104860 | Wildfire Mitigation | Planned - WSIP/System Hardening |  |  | 2024 | Tier 2 | Distribution Circuit |  |  |  | 2570283 | Sus |  | WildfireMitigation¦PlannedWSIPSystemHardening¦¦
24-0107031 | Company Initiated | Planned- maintenance |  |  | 2024 | Tier 2 | Distribution Circuit |  |  |  | 2570279 | Sus |  | CompanyInitiated¦Plannedmaintenance¦¦
24-0106020 | Wildfire Mitigation | Planned - WSIP/System Hardening |  |  | 2024 | Tier 2 | Distribution Circuit |  |  |  | 2570317 | Sus |  | WildfireMitigation¦PlannedWSIPSystemHardening¦¦
24-0107221 | Wildfire Mitigation | Planned - WSIP/System Hardening |  |  | 2024 | Tier 2 | Distribution Circuit |  |  |  | 2570350 | Sus |  | WildfireMitigation¦PlannedWSIPSystemHardening¦¦
24-0107291 | Company Initiated | Planned- maintenance |  |  | 2024 | Tier 2 | Distribution Circuit |  |  |  | 2570534 | Sus |  | CompanyInitiated¦Plannedmaintenance¦¦
24-0111986 | Animal | Bird found | Conductor- Overhead | Normal | 2024 | Tier 2 | Distribution Circuit |  |  |  | 2570590 | Sus |  | Animal¦Birdfound¦ConductorOverhead¦Normal
24-0102840 | Company Initiated | Personnel- company | Conductor- Overhead | Normal | 2024 | Tier 2 | Distribution Circuit |  |  |  | 2570642 | Sus |  | CompanyInitiated¦Personnelcompany¦ConductorOverhead¦Normal
24-0107399 | Wildfire Mitigation | Planned - WSIP/System Hardening |  |  | 2024 | Tier 2 | Transformer only |  |  |  | 2571221 | Sus |  | WildfireMitigation¦PlannedWSIPSystemHardening¦¦
24-0106046 | Wildfire Mitigation | Planned - WSIP/System Hardening |  |  | 2024 | Tier 2 | Distribution Circuit |  |  |  | 2571225 | Sus |  | WildfireMitigation¦PlannedWSIPSystemHardening¦¦
24-0107231 | Wildfire Mitigation | Planned - WSIP/System Hardening |  |  | 2024 | Tier 2 | Distribution Circuit |  |  |  | 2571263 | Sus |  | WildfireMitigation¦PlannedWSIPSystemHardening¦¦
24-0105360 | Wildfire Mitigation | Planned - WSIP/System Hardening |  |  | 2024 | Tier 2 | Distribution Circuit |  |  |  | 2571274 | Sus |  | WildfireMitigation¦PlannedWSIPSystemHardening¦¦
24-0105396 | Company Initiated | Planned- maintenance |  |  | 2024 | Tier 2 | Distribution Circuit |  |  |  | 2571329 | Sus |  | CompanyInitiated¦Plannedmaintenance¦¦
24-0107304 | Company Initiated | Planned- maintenance |  |  | 2024 | Tier 2 | Distribution Circuit |  |  |  | 2571416 | Sus |  | CompanyInitiated¦Plannedmaintenance¦¦
24-0090929 | Company Initiated | Planned- capital |  |  | 2024 | Tier 2 | Distribution Circuit |  |  |  | 2571402 | Sus |  | CompanyInitiated¦Plannedcapital¦¦
24-0090929 | Company Initiated | Planned- capital |  |  | 2024 | Tier 2 | Distribution Circuit |  |  |  | 2571523 | Sus |  | CompanyInitiated¦Plannedcapital¦¦
24-0098524 | Company Initiated | Planned- capital |  |  | 2024 | Tier 2 | Distribution Circuit |  |  |  | 2571575 | Sus |  | CompanyInitiated¦Plannedcapital¦¦
24-0090929 | Company Initiated | Planned- capital |  |  | 2024 | Tier 2 | Distribution Circuit |  |  |  | 2571902 | Sus |  | CompanyInitiated¦Plannedcapital¦¦
24-0112865 | Equipment Failure/Involved | Overhead | Lightning Arrestor | Broken | 2024 | Tier 2 | Distribution Circuit |  |  |  | 2572221 | Sus |  | EquipmentFailureInvolved¦Overhead¦LightningArrestor¦Broken
24-0106488 | Wildfire Mitigation | Planned - WSIP/System Hardening |  |  | 2024 | Tier 2 | Distribution Circuit |  |  |  | 2572227 | Sus |  | WildfireMitigation¦PlannedWSIPSystemHardening¦¦
24-0107184 | Wildfire Mitigation | Planned - WSIP/System Hardening |  |  | 2024 | Tier 2 | Transformer only |  |  |  | 2572261 | Sus |  | WildfireMitigation¦PlannedWSIPSystemHardening¦¦
24-0113321 | Unknown Cause | Patrol - found nothing |  |  | 2024 | Tier 2 | Distribution Circuit |  |  |  | 2572908 | Sus |  | UnknownCause¦Patrolfoundnothing¦¦
24-0107465 | Wildfire Mitigation | Planned - WSIP/System Hardening |  |  | 2024 | Tier 3 | Distribution Circuit |  |  |  | 2573078 | Sus |  | WildfireMitigation¦PlannedWSIPSystemHardening¦¦
24-0107455 | Wildfire Mitigation | Planned - WSIP/System Hardening |  |  | 2024 | Tier 2 | Distribution Circuit |  |  |  | 2573146 | Sus |  | WildfireMitigation¦PlannedWSIPSystemHardening¦¦
24-0110827 | Company Initiated | Planned- maintenance |  |  | 2024 | Tier 2 | Distribution Circuit |  |  |  | 2573132 | Sus |  | CompanyInitiated¦Plannedmaintenance¦¦
24-0107478 | Wildfire Mitigation | Planned - WSIP/System Hardening |  |  | 2024 | Tier 2 | Transformer only |  |  |  | 2573157 | Sus |  | WildfireMitigation¦PlannedWSIPSystemHardening¦¦
24-0107381 | Wildfire Mitigation | Planned - WSIP/System Hardening |  |  | 2024 | Tier 2 | Distribution Circuit |  |  |  | 2573142 | Sus |  | WildfireMitigation¦PlannedWSIPSystemHardening¦¦
24-0107358 | Wildfire Mitigation | Planned - WSIP/System Hardening |  |  | 2024 | Tier 2 | Transformer only |  |  |  | 2573165 | Sus |  | WildfireMitigation¦PlannedWSIPSystemHardening¦¦
24-0108251 | Company Initiated | Planned- maintenance |  |  | 2024 | Tier 2 | Distribution Circuit |  |  |  | 2573065 | Sus |  | CompanyInitiated¦Plannedmaintenance¦¦
24-0107243 | Wildfire Mitigation | Planned - WSIP/System Hardening |  |  | 2024 | Tier 2 | Transformer only |  |  |  | 2573640 | Sus |  | WildfireMitigation¦PlannedWSIPSystemHardening¦¦
24-0113895 | 3rd Party | Vehicle | Pole-Wood | Broken | 2024 | Tier 2 | Distribution Circuit |  |  |  | 2573793 | Sus |  | 3rdParty¦Vehicle¦PoleWood¦Broken
24-0107934 | Company Initiated | Planned- capital |  |  | 2024 | Tier 2 | Distribution Circuit |  |  |  | 2573931 | Sus |  | CompanyInitiated¦Plannedcapital¦¦
24-0110461 | Wildfire Mitigation | Planned - WSIP/System Hardening |  |  | 2024 | Tier 2 | Transformer only |  |  |  | 2574394 | Sus |  | WildfireMitigation¦PlannedWSIPSystemHardening¦¦
24-0108547 | Wildfire Mitigation | Planned - WSIP/System Hardening |  |  | 2024 | Tier 3 | Distribution Circuit |  |  |  | 2574905 | Sus |  | WildfireMitigation¦PlannedWSIPSystemHardening¦¦
24-0108518 | Wildfire Mitigation | Planned - WSIP/System Hardening |  |  | 2024 | Tier 3 | Transformer only |  |  |  | 2575762 | Sus |  | WildfireMitigation¦PlannedWSIPSystemHardening¦¦
24-0107834 | Wildfire Mitigation | Planned - WSIP/System Hardening |  |  | 2024 | Tier 2 | Distribution Circuit |  |  |  | 2574899 | Sus |  | WildfireMitigation¦PlannedWSIPSystemHardening¦¦
24-0107830 | Wildfire Mitigation | Planned - WSIP/System Hardening |  |  | 2024 | Tier 2 | Distribution Circuit |  |  |  | 2575012 | Sus |  | WildfireMitigation¦PlannedWSIPSystemHardening¦¦
24-0112239 | Wildfire Mitigation | Planned - WSIP/System Hardening |  |  | 2024 | Tier 2 | Distribution Circuit |  |  |  | 2575014 | Sus |  | WildfireMitigation¦PlannedWSIPSystemHardening¦¦
24-0108548 | Wildfire Mitigation | Planned - WSIP/System Hardening |  |  | 2024 | Tier 3 | Transformer only |  |  |  | 2575763 | Sus |  | WildfireMitigation¦PlannedWSIPSystemHardening¦¦
24-0109576 | Wildfire Mitigation | Planned - WSIP/System Hardening |  |  | 2024 | Tier 2 | Distribution Circuit |  |  |  | 2575050 | Sus |  | WildfireMitigation¦PlannedWSIPSystemHardening¦¦
24-0104247 | Wildfire Mitigation | Planned - WSIP/System Hardening |  |  | 2024 | Tier 2 | Transformer only |  |  |  | 2575618 | Sus |  | WildfireMitigation¦PlannedWSIPSystemHardening¦¦
24-0108533 | Wildfire Mitigation | Planned - WSIP/System Hardening |  |  | 2024 | Tier 3 | Transformer only |  |  |  | 2575391 | Sus |  | WildfireMitigation¦PlannedWSIPSystemHardening¦¦
24-0108576 | Wildfire Mitigation | Planned - WSIP/System Hardening |  |  | 2024 | Tier 2 | Transformer only |  |  |  | 2575483 | Sus |  | WildfireMitigation¦PlannedWSIPSystemHardening¦¦
24-0091807 | Equipment Failure/Involved | Overhead | Switch (OH) | Arcing | 2024 | Tier 2 | Distribution Circuit |  |  |  | 2576003 | Sus |  | EquipmentFailureInvolved¦Overhead¦Switch(OH)¦Arcing
24-0108758 | Wildfire Mitigation | Planned - WSIP/System Hardening |  |  | 2024 | Tier 2 | Distribution Circuit |  |  |  | 2575989 | Sus |  | WildfireMitigation¦PlannedWSIPSystemHardening¦¦
24-0108760 | Wildfire Mitigation | Planned - WSIP/System Hardening |  |  | 2024 | Tier 2 | Distribution Circuit |  |  |  | 2575997 | Sus |  | WildfireMitigation¦PlannedWSIPSystemHardening¦¦
24-0112040 | Wildfire Mitigation | Planned - WSIP/System Hardening |  |  | 2024 | Tier 2 | Transformer only |  |  |  | 2576029 | Sus |  | WildfireMitigation¦PlannedWSIPSystemHardening¦¦
24-0110186 | Wildfire Mitigation | Planned - WSIP/System Hardening |  |  | 2024 | Tier 3 | Transformer only |  |  |  | 2576048 | Sus |  | WildfireMitigation¦PlannedWSIPSystemHardening¦¦
24-0109575 | Company Initiated | Planned- maintenance |  |  | 2024 | Tier 2 | Distribution Circuit |  |  |  | 2576110 | Sus |  | CompanyInitiated¦Plannedmaintenance¦¦
24-0106776 | Wildfire Mitigation | Planned - WSIP/System Hardening |  |  | 2024 | Tier 2 | Distribution Circuit |  |  |  | 2576291 | Sus |  | WildfireMitigation¦PlannedWSIPSystemHardening¦¦
24-0109065 | Wildfire Mitigation | Planned - WSIP/System Hardening |  |  | 2024 | Tier 2 | Distribution Circuit |  |  |  | 2576979 | Sus |  | WildfireMitigation¦PlannedWSIPSystemHardening¦¦
24-0107462 | Wildfire Mitigation | Planned - WSIP/System Hardening |  |  | 2024 | Tier 2 | Distribution Circuit |  |  |  | 2577045 | Sus |  | WildfireMitigation¦PlannedWSIPSystemHardening¦¦
24-0109272 | Wildfire Mitigation | Planned - WSIP/System Hardening |  |  | 2024 | Tier 2 | Transformer only |  |  |  | 2577111 | Sus |  | WildfireMitigation¦PlannedWSIPSystemHardening¦¦
24-0104847 | Wildfire Mitigation | Planned - WSIP/System Hardening |  |  | 2024 | Tier 2 | Distribution Circuit |  |  |  | 2577036 | Sus |  | WildfireMitigation¦PlannedWSIPSystemHardening¦¦
24-0110127 | Wildfire Mitigation | Planned - WSIP/System Hardening |  |  | 2024 | Tier 2 | Distribution Circuit |  |  |  | 2577119 | Sus |  | WildfireMitigation¦PlannedWSIPSystemHardening¦¦
24-0107314 | Wildfire Mitigation | Planned - WSIP/System Hardening |  |  | 2024 | Tier 2 | Distribution Circuit |  |  |  | 2577223 | Sus |  | WildfireMitigation¦PlannedWSIPSystemHardening¦¦
24-0115603 | Equipment Failure/Involved | Overhead | Connector or Splice (OH) | Burned/flashed | 2024 | Tier 2 | Distribution Circuit |  |  |  | 2577627 | Sus |  | EquipmentFailureInvolved¦Overhead¦ConnectororSplice(OH)¦Burnedflashed
24-0115664 | Unknown Cause | Patrol - found nothing |  |  | 2024 | Tier 2 | Distribution Circuit |  |  |  | 2577695 | Sus |  | UnknownCause¦Patrolfoundnothing¦¦
24-0109590 | Wildfire Mitigation | Planned - WSIP/System Hardening |  |  | 2024 | Tier 2 | Distribution Circuit |  |  |  | 2577917 | Sus |  | WildfireMitigation¦PlannedWSIPSystemHardening¦¦
24-0105196 | Wildfire Mitigation | Planned - WSIP/System Hardening |  |  | 2024 | Tier 3 | Distribution Circuit |  |  |  | 2578040 | Sus |  | WildfireMitigation¦PlannedWSIPSystemHardening¦¦
24-0103973 | Company Initiated | Planned- maintenance |  |  | 2024 | Tier 2 | Distribution Circuit |  |  |  | 2578059 | Sus |  | CompanyInitiated¦Plannedmaintenance¦¦
24-0108056 | Wildfire Mitigation | Planned - WSIP/System Hardening |  |  | 2024 | Tier 2 | Distribution Circuit |  |  |  | 2578155 | Sus |  | WildfireMitigation¦PlannedWSIPSystemHardening¦¦
24-0107339 | Company Initiated | Planned- capital |  |  | 2024 | Tier 2 | Distribution Circuit |  |  |  | 2578128 | Sus |  | CompanyInitiated¦Plannedcapital¦¦
24-0116322 | Unknown Cause | Patrol - found nothing |  |  | 2024 | Tier 3 | Distribution Circuit |  |  |  | 2579073 | Sus |  | UnknownCause¦Patrolfoundnothing¦¦
24-0109612 | Wildfire Mitigation | Planned - WSIP/System Hardening |  |  | 2024 | Tier 2 | Distribution Circuit |  |  |  | 2579087 | Sus |  | WildfireMitigation¦PlannedWSIPSystemHardening¦¦
24-0109149 | Wildfire Mitigation | Planned - WSIP/System Hardening |  |  | 2024 | Tier 2 | Distribution Circuit |  |  |  | 2579258 | Sus |  | WildfireMitigation¦PlannedWSIPSystemHardening¦¦
24-0115516 | Company Initiated | Planned- capital |  |  | 2024 | Tier 2 | Distribution Circuit |  |  |  | 2579267 | Sus |  | CompanyInitiated¦Plannedcapital¦¦
24-0116844 | Unknown Cause | Patrol - found nothing |  |  | 2024 | Tier 2 | Distribution Circuit |  |  |  | 2579757 | Sus |  | UnknownCause¦Patrolfoundnothing¦¦
24-0117037 | Equipment Failure/Involved | Overhead | Pole-Wood | Deteriorated | 2024 | Tier 2 | Distribution Circuit |  |  |  | 2580613 | Sus |  | EquipmentFailureInvolved¦Overhead¦PoleWood¦Deteriorated
24-0111922 | Wildfire Mitigation | Planned - WSIP/System Hardening |  |  | 2024 | Tier 2 | Distribution Circuit |  |  |  | 2581021 | Sus |  | WildfireMitigation¦PlannedWSIPSystemHardening¦¦
24-0104540 | Wildfire Mitigation | Planned - WSIP/System Hardening |  |  | 2024 | Tier 2 | Transformer only |  |  |  | 2581071 | Sus |  | WildfireMitigation¦PlannedWSIPSystemHardening¦¦
24-0107261 | Wildfire Mitigation | Planned - WSIP/System Hardening |  |  | 2024 | Tier 2 | Transformer only |  |  |  | 2581136 | Sus |  | WildfireMitigation¦PlannedWSIPSystemHardening¦¦
24-0111926 | Wildfire Mitigation | Planned - WSIP/System Hardening |  |  | 2024 | Tier 2 | Distribution Circuit |  |  |  | 2580951 | Sus |  | WildfireMitigation¦PlannedWSIPSystemHardening¦¦
24-0117533 | Unknown Cause | Patrol - found nothing |  |  | 2024 | Tier 3 | Distribution Circuit |  |  |  | 2581740 | Sus |  | UnknownCause¦Patrolfoundnothing¦¦
24-0111934 | Wildfire Mitigation | Planned - WSIP/System Hardening |  |  | 2024 | Tier 2 | Transformer only |  |  |  | 2581948 | Sus |  | WildfireMitigation¦PlannedWSIPSystemHardening¦¦
24-0113226 | Wildfire Mitigation | Planned - WSIP/System Hardening |  |  | 2024 | Tier 2 | Distribution Circuit |  |  |  | 2581916 | Sus |  | WildfireMitigation¦PlannedWSIPSystemHardening¦¦
24-0113679 | Wildfire Mitigation | Planned - WSIP/System Hardening |  |  | 2024 | Tier 2 | Distribution Circuit |  |  |  | 2581963 | Sus |  | WildfireMitigation¦PlannedWSIPSystemHardening¦¦
24-0113671 | Wildfire Mitigation | Planned - WSIP/System Hardening |  |  | 2024 | Tier 2 | Transformer only |  |  |  | 2581991 | Sus |  | WildfireMitigation¦PlannedWSIPSystemHardening¦¦
24-0107874 | Company Initiated | Planned- capital |  |  | 2024 | Tier 2 | Distribution Circuit |  |  |  | 2582030 | Sus |  | CompanyInitiated¦Plannedcapital¦¦
24-0117959 | Equipment Failure/Involved | Overhead | Jumper | Burned Open | 2024 | Tier 3 | Distribution Circuit |  |  |  | 2582071 | Sus |  | EquipmentFailureInvolved¦Overhead¦Jumper¦BurnedOpen
24-0104895 | Wildfire Mitigation | Planned - WSIP/System Hardening |  |  | 2024 | Tier 2 | Distribution Circuit |  |  |  | 2582175 | Sus |  | WildfireMitigation¦PlannedWSIPSystemHardening¦¦
24-0104952 | Wildfire Mitigation | Planned - WSIP/System Hardening |  |  | 2024 | Tier 2 | Distribution Circuit |  |  |  | 2582379 | Sus |  | WildfireMitigation¦PlannedWSIPSystemHardening¦¦
24-0117907 | Equipment Failure/Involved | Overhead | Transformer (OH) | Failed/Faulted | 2024 | Tier 2 | Transformer only |  |  |  | 2582275 | Sus |  | EquipmentFailureInvolved¦Overhead¦Transformer(OH)¦FailedFaulted
24-0117979 | Equipment Failure/Involved | Underground | Transformer (UG) | Failed/Faulted | 2024 | Tier 2 | Distribution Circuit |  |  |  | 2582551 | Sus |  | EquipmentFailureInvolved¦Underground¦Transformer(UG)¦FailedFaulted
24-0113701 | Wildfire Mitigation | Planned - WSIP/System Hardening |  |  | 2024 | Tier 2 | Transformer only |  |  |  | 2582585 | Sus |  | WildfireMitigation¦PlannedWSIPSystemHardening¦¦
24-0107294 | Wildfire Mitigation | Planned - WSIP/System Hardening |  |  | 2024 | Tier 2 | Transformer only |  |  |  | 2583042 | Sus |  | WildfireMitigation¦PlannedWSIPSystemHardening¦¦
24-0107171 | Company Initiated | Planned- capital |  |  | 2024 | Tier 2 | Distribution Circuit |  |  |  | 2582929 | Sus |  | CompanyInitiated¦Plannedcapital¦¦
24-0114835 | Wildfire Mitigation | Planned - WSIP/System Hardening |  |  | 2024 | Tier 2 | Transformer only |  |  |  | 2583062 | Sus |  | WildfireMitigation¦PlannedWSIPSystemHardening¦¦
24-0114832 | Wildfire Mitigation | Planned - WSIP/System Hardening |  |  | 2024 | Tier 2 | Distribution Circuit |  |  |  | 2583056 | Sus |  | WildfireMitigation¦PlannedWSIPSystemHardening¦¦
24-0113098 | Wildfire Mitigation | Planned - WSIP/System Hardening |  |  | 2024 | Tier 3 | Transformer only |  |  |  | 2583158 | Sus |  | WildfireMitigation¦PlannedWSIPSystemHardening¦¦
24-0113587 | Wildfire Mitigation | Planned - WSIP/System Hardening |  |  | 2024 | Tier 2 | Transformer only |  |  |  | 2583161 | Sus |  | WildfireMitigation¦PlannedWSIPSystemHardening¦¦
24-0113700 | Company Initiated | Planned- maintenance |  |  | 2024 | Tier 2 | Distribution Circuit |  |  |  | 2583038 | Sus |  | CompanyInitiated¦Plannedmaintenance¦¦
24-0118492 | Equipment Failure/Involved | Overhead | Transformer (OH) | Failed/Faulted | 2024 | Tier 2 | Distribution Circuit |  |  |  | 2583694 | Sus |  | EquipmentFailureInvolved¦Overhead¦Transformer(OH)¦FailedFaulted
24-0118694 | Equipment Failure/Involved | Overhead | Transformer (OH) | Failed/Faulted | 2024 | Tier 2 | Transformer only |  |  |  | 2584217 | Sus |  | EquipmentFailureInvolved¦Overhead¦Transformer(OH)¦FailedFaulted
24-0113660 | Wildfire Mitigation | Planned - WSIP/System Hardening |  |  | 2024 | Tier 2 | Distribution Circuit |  |  |  | 2584409 | Sus |  | WildfireMitigation¦PlannedWSIPSystemHardening¦¦
24-0108049 | Company Initiated | Planned- capital |  |  | 2024 | Tier 2 | Distribution Circuit |  |  |  | 2584396 | Sus |  | CompanyInitiated¦Plannedcapital¦¦
24-0107971 | Wildfire Mitigation | Planned - WSIP/System Hardening |  |  | 2024 | Tier 2 | Distribution Circuit |  |  |  | 2584377 | Sus |  | WildfireMitigation¦PlannedWSIPSystemHardening¦¦
24-0108539 | Wildfire Mitigation | Planned - WSIP/System Hardening |  |  | 2024 | Tier 2 | Distribution Circuit |  |  |  | 2584472 | Sus |  | WildfireMitigation¦PlannedWSIPSystemHardening¦¦
24-0113281 | Company Initiated | Planned- maintenance |  |  | 2024 | Tier 2 | Distribution Circuit |  |  |  | 2584505 | Sus |  | CompanyInitiated¦Plannedmaintenance¦¦
24-0119255 | Equipment Failure/Involved | Overhead | Transformer (OH) | Leaking | 2024 | Tier 2 | Transformer only |  |  |  | 2585274 | Sus |  | EquipmentFailureInvolved¦Overhead¦Transformer(OH)¦Leaking
24-0119289 | Unknown Cause | Patrol - found nothing |  |  | 2024 | Tier 2 | Distribution Circuit |  |  |  | 2585418 | Sus |  | UnknownCause¦Patrolfoundnothing¦¦
24-0113806 | Company Initiated | Planned- capital |  |  | 2024 | Tier 2 | Distribution Circuit |  |  |  | 2585507 | Sus |  | CompanyInitiated¦Plannedcapital¦¦
24-0113818 | Wildfire Mitigation | Planned - WSIP/System Hardening |  |  | 2024 | Tier 2 | Transformer only |  |  |  | 2585497 | Sus |  | WildfireMitigation¦PlannedWSIPSystemHardening¦¦
24-0110226 | Wildfire Mitigation | Planned - WSIP/System Hardening |  |  | 2024 | Tier 2 | Distribution Circuit |  |  |  | 2585517 | Sus |  | WildfireMitigation¦PlannedWSIPSystemHardening¦¦
24-0113739 | Wildfire Mitigation | Planned - WSIP/System Hardening |  |  | 2024 | Tier 2 | Distribution Circuit |  |  |  | 2585523 | Sus |  | WildfireMitigation¦PlannedWSIPSystemHardening¦¦
24-0108494 | Wildfire Mitigation | Planned - WSIP/System Hardening |  |  | 2024 | Tier 2 | Transformer only |  |  |  | 2585534 | Sus |  | WildfireMitigation¦PlannedWSIPSystemHardening¦¦
24-0112620 | Company Initiated | Planned- maintenance |  |  | 2024 | Tier 2 | Transformer only |  |  |  | 2585585 | Sus |  | CompanyInitiated¦Plannedmaintenance¦¦
24-0119776 | Vegetation | Tree - fell into line | Conductor- Overhead | Normal | 2024 | Tier 2 | Distribution Circuit |  |  |  | 2586652 | Sus |  | Vegetation¦Treefellintoline¦ConductorOverhead¦Normal
24-0119906 | Unknown Cause | Patrol - found nothing |  |  | 2024 | Tier 2 | Distribution Circuit |  |  |  | 2587156 | Sus |  | UnknownCause¦Patrolfoundnothing¦¦
24-0114287 | Wildfire Mitigation | Planned - WSIP/System Hardening |  |  | 2024 | Tier 2 | Distribution Circuit |  |  |  | 2587941 | Sus |  | WildfireMitigation¦PlannedWSIPSystemHardening¦¦
24-0114309 | Wildfire Mitigation | Planned - WSIP/System Hardening |  |  | 2024 | Tier 2 | Distribution Circuit |  |  |  | 2587934 | Sus |  | WildfireMitigation¦PlannedWSIPSystemHardening¦¦
24-0114305 | Wildfire Mitigation | Planned - WSIP/System Hardening |  |  | 2024 | Tier 2 | Distribution Circuit |  |  |  | 2588042 | Sus |  | WildfireMitigation¦PlannedWSIPSystemHardening¦¦
24-0114298 | Wildfire Mitigation | Planned - WSIP/System Hardening |  |  | 2024 | Tier 3 | Transformer only |  |  |  | 2588040 | Sus |  | WildfireMitigation¦PlannedWSIPSystemHardening¦¦
24-0114295 | Wildfire Mitigation | Planned - WSIP/System Hardening |  |  | 2024 | Tier 2 | Distribution Circuit |  |  |  | 2588106 | Sus |  | WildfireMitigation¦PlannedWSIPSystemHardening¦¦
24-0111837 | Company Initiated | Planned- maintenance |  |  | 2024 | Tier 2 | Transformer only |  |  |  | 2588154 | Sus |  | CompanyInitiated¦Plannedmaintenance¦¦
24-0112586 | Wildfire Mitigation | Planned - WSIP/System Hardening |  |  | 2024 | Tier 2 | Transformer only |  |  |  | 2588236 | Sus |  | WildfireMitigation¦PlannedWSIPSystemHardening¦¦
24-0120428 | Unknown Cause | Patrol - found nothing |  |  | 2024 | Tier 2 | Distribution Circuit |  |  |  | 2588913 | Sus |  | UnknownCause¦Patrolfoundnothing¦¦
24-0107142 | Wildfire Mitigation | Planned - WSIP/System Hardening |  |  | 2024 | Tier 2 | Distribution Circuit |  |  |  | 2589129 | Sus |  | WildfireMitigation¦PlannedWSIPSystemHardening¦¦
24-0117243 | Wildfire Mitigation | Planned - WSIP/System Hardening |  |  | 2024 | Tier 2 | Distribution Circuit |  |  |  | 2589119 | Sus |  | WildfireMitigation¦PlannedWSIPSystemHardening¦¦
24-0117244 | Wildfire Mitigation | Planned - WSIP/System Hardening |  |  | 2024 | Tier 2 | Distribution Circuit |  |  |  | 2589120 | Sus |  | WildfireMitigation¦PlannedWSIPSystemHardening¦¦
24-0114667 | Wildfire Mitigation | Planned - WSIP/System Hardening |  |  | 2024 | Tier 2 | Transformer only |  |  |  | 2589674 | Sus |  | WildfireMitigation¦PlannedWSIPSystemHardening¦¦
24-0114839 | Wildfire Mitigation | Planned - WSIP/System Hardening |  |  | 2024 | Tier 2 | Distribution Circuit |  |  |  | 2589169 | Sus |  | WildfireMitigation¦PlannedWSIPSystemHardening¦¦
24-0111842 | Wildfire Mitigation | Planned - WSIP/System Hardening |  |  | 2024 | Tier 2 | Transformer only |  |  |  | 2590356 | Sus |  | WildfireMitigation¦PlannedWSIPSystemHardening¦¦
24-0109696 | Company Initiated | Planned- maintenance |  |  | 2024 | Tier 2 | Distribution Circuit |  |  |  | 2590364 | Sus |  | CompanyInitiated¦Plannedmaintenance¦¦
24-0115073 | Wildfire Mitigation | Planned - WSIP/System Hardening |  |  | 2024 | Tier 2 | Distribution Circuit |  |  |  | 2590333 | Sus |  | WildfireMitigation¦PlannedWSIPSystemHardening¦¦
24-0104905 | Company Initiated | Planned- capital |  |  | 2024 | Tier 3 | Distribution Circuit |  |  |  | 2590394 | Sus |  | CompanyInitiated¦Plannedcapital¦¦
24-0112680 | Wildfire Mitigation | Planned - WSIP/System Hardening |  |  | 2024 | Tier 2 | Transformer only |  |  |  | 2590417 | Sus |  | WildfireMitigation¦PlannedWSIPSystemHardening¦¦
24-0115091 | Wildfire Mitigation | Planned - WSIP/System Hardening |  |  | 2024 | Tier 2 | Distribution Circuit |  |  |  | 2590402 | Sus |  | WildfireMitigation¦PlannedWSIPSystemHardening¦¦
24-0121283 | Company Initiated | Personnel- company | Conductor- Overhead | Normal | 2024 | Tier 2 | Distribution Circuit |  |  |  | 2590686 | Sus |  | CompanyInitiated¦Personnelcompany¦ConductorOverhead¦Normal
24-0112046 | Wildfire Mitigation | Planned - WSIP/System Hardening |  |  | 2024 | Tier 2 | Transformer only |  |  |  | 2591293 | Sus |  | WildfireMitigation¦PlannedWSIPSystemHardening¦¦
24-0107499 | Company Initiated | Planned- capital |  |  | 2024 | Tier 2 | Distribution Circuit |  |  |  | 2591291 | Sus |  | CompanyInitiated¦Plannedcapital¦¦
24-0117019 | Wildfire Mitigation | Planned - WSIP/System Hardening |  |  | 2024 | Tier 2 | Distribution Circuit |  |  |  | 2591339 | Sus |  | WildfireMitigation¦PlannedWSIPSystemHardening¦¦
24-0115814 | Wildfire Mitigation | Planned - WSIP/System Hardening |  |  | 2024 | Tier 2 | Distribution Circuit |  |  |  | 2591366 | Sus |  | WildfireMitigation¦PlannedWSIPSystemHardening¦¦
24-0121984 | Unknown Cause | Patrol - found nothing |  |  | 2024 | Tier 2 | Distribution Circuit |  |  |  | 2591811 | Sus |  | UnknownCause¦Patrolfoundnothing¦¦
24-0110025 | Wildfire Mitigation | Planned - WSIP/System Hardening |  |  | 2024 | Tier 3 | Transformer only |  |  |  | 2592046 | Sus |  | WildfireMitigation¦PlannedWSIPSystemHardening¦¦
24-0115432 | Wildfire Mitigation | Planned - WSIP/System Hardening |  |  | 2024 | Tier 2 | Transformer only |  |  |  | 2592053 | Sus |  | WildfireMitigation¦PlannedWSIPSystemHardening¦¦
24-0112014 | Wildfire Mitigation | Planned - WSIP/System Hardening |  |  | 2024 | Tier 2 | Transformer only |  |  |  | 2592108 | Sus |  | WildfireMitigation¦PlannedWSIPSystemHardening¦¦
24-0115390 | Wildfire Mitigation | Planned - WSIP/System Hardening |  |  | 2024 | Tier 2 | Distribution Circuit |  |  |  | 2592156 | Sus |  | WildfireMitigation¦PlannedWSIPSystemHardening¦¦
24-0117032 | Wildfire Mitigation | Planned - WSIP/System Hardening |  |  | 2024 | Tier 2 | Transformer only |  |  |  | 2592175 | Sus |  | WildfireMitigation¦PlannedWSIPSystemHardening¦¦
24-0117031 | Wildfire Mitigation | Planned - WSIP/System Hardening |  |  | 2024 | Tier 2 | Distribution Circuit |  |  |  | 2592182 | Sus |  | WildfireMitigation¦PlannedWSIPSystemHardening¦¦
24-0122732 | Equipment Failure/Involved | Overhead | Transformer (OH) | Failed/Faulted | 2024 | Tier 2 | Transformer only |  |  |  | 2593744 | Sus |  | EquipmentFailureInvolved¦Overhead¦Transformer(OH)¦FailedFaulted
24-0122766 | Equipment Failure/Involved | Overhead | Jumper | Normal | 2024 | Tier 2 | Distribution Circuit |  |  |  | 2593896 | Sus |  | EquipmentFailureInvolved¦Overhead¦Jumper¦Normal
24-0120089 | Wildfire Mitigation | Planned - WSIP/System Hardening |  |  | 2024 | Tier 2 | Transformer only |  |  |  | 2593954 | Sus |  | WildfireMitigation¦PlannedWSIPSystemHardening¦¦
24-0115935 | Wildfire Mitigation | Planned - WSIP/System Hardening |  |  | 2024 | Tier 2 | Transformer only |  |  |  | 2594008 | Sus |  | WildfireMitigation¦PlannedWSIPSystemHardening¦¦
24-0111481 | Company Initiated | Planned- capital |  |  | 2024 | Tier 2 | Distribution Circuit |  |  |  | 2594905 | Sus |  | CompanyInitiated¦Plannedcapital¦¦
24-0120083 | Wildfire Mitigation | Planned - WSIP/System Hardening |  |  | 2024 | Tier 3 | Transformer only |  |  |  | 2594941 | Sus |  | WildfireMitigation¦PlannedWSIPSystemHardening¦¦
24-0116132 | Wildfire Mitigation | Planned - WSIP/System Hardening |  |  | 2024 | Tier 2 | Distribution Circuit |  |  |  | 2594973 | Sus |  | WildfireMitigation¦PlannedWSIPSystemHardening¦¦
24-0123254 | Unknown Cause | Patrol - found nothing |  |  | 2024 | Tier 2 | Distribution Circuit |  |  |  | 2595039 | Sus |  | UnknownCause¦Patrolfoundnothing¦¦
24-0117436 | Wildfire Mitigation | Planned - WSIP/System Hardening |  |  | 2024 | Tier 3 | Distribution Circuit |  |  |  | 2595190 | Sus |  | WildfireMitigation¦PlannedWSIPSystemHardening¦¦
24-0120191 | Wildfire Mitigation | Planned - WSIP/System Hardening |  |  | 2024 | Tier 3 | Transformer only |  |  |  | 2595312 | Sus |  | WildfireMitigation¦PlannedWSIPSystemHardening¦¦
24-0115955 | Wildfire Mitigation | Planned - WSIP/System Hardening |  |  | 2024 | Tier 2 | Distribution Circuit |  |  |  | 2595826 | Sus |  | WildfireMitigation¦PlannedWSIPSystemHardening¦¦
24-0120061 | Wildfire Mitigation | Planned - WSIP/System Hardening |  |  | 2024 | Tier 2 | Distribution Circuit |  |  |  | 2595819 | Sus |  | WildfireMitigation¦PlannedWSIPSystemHardening¦¦
24-0115784 | Wildfire Mitigation | Planned - WSIP/System Hardening |  |  | 2024 | Tier 2 | Transformer only |  |  |  | 2595881 | Sus |  | WildfireMitigation¦PlannedWSIPSystemHardening¦¦
24-0123790 | Equipment Failure/Involved | Overhead | Capacitor | Failed/Faulted | 2024 | Zone 1 | Distribution Circuit |  |  |  | 2595905 | Sus |  | EquipmentFailureInvolved¦Overhead¦Capacitor¦FailedFaulted